GP-2023-00336 | 2023-01-27 | 6596 DUMFRIES STREET, Vancouver, BC V5P 3B7 | Gas Permit | Residential | New | Completed | Residential - 1FD+SS - #1 & #2 - Installation of 1 gas fireplace - venting and hook up only >DB: To construct a 2 storey + basement one-family dwelling with a secondary suite located in the basement with open parking pad , at the rear providing 1 parking spaces, having vehicular access from the lane. This is a 2 storey building pursuant to the Zoning and Development By-Law 1- No strata titling permitted 2- Bar sink proposed in main floor. 3- A/C unit proposed in rear yard. The entire building, to be sprinklered to NFPA 13D. | Urban Fireplaces Ltd
NULL | NULL | 6596 DUMFRIES STREET, Vancouver, BC V5P 3B7 | Mechanical Permit | NULL | NULL | Draft | NULL | COPPER MECHANICAL CONTRACTING LIMITED
PP-2022-02358 | 2022-07-07 | 6596 DUMFRIES STREET, Vancouver, BC V5P 3B7 | Plumbing Permit | Residential | New | Completed | Residential - -Sump >BP: To construct a 2 storey + basement one-family dwelling with a secondary suite located in the basement with open parking pad , at the rear providing 1 parking spaces, having vehicular access from the lane. | PTL Contracting Ltd
MP-2022-00567 | 2022-11-16 | 6596 DUMFRIES STREET, Vancouver, BC V5P 3B7 | Mechanical Permit | NULL | NULL | Completed | NULL | COPPER MECHANICAL CONTRACTING LIMITED
PP-2022-03986 | 2022-11-03 | 6596 DUMFRIES STREET, Vancouver, BC V5P 3B7 | Plumbing Permit | Residential | New | Completed | Residential - Plumbing and radiant heating >BP: To construct a 2 storey + basement one-family dwelling with a secondary suite located in the basement with open parking pad , at the rear providing 1 parking spaces, having vehicular access from the lane. This Building Permit will remain in a suspended status until the associated (green) Demolition Permit BP-2022-00335 is completed. This is a 2 storey building pursuant to the Zoning and Development By-Law 1- No strata titling permitted 2- Bar sink proposed in main floor. 3- A/C unit proposed in rear yard. 4- Schedule B: Billy Xu, P.Eng (604.534.2118) Structural & Geotechnical 5- HPO: 7 Oak West Homes Ltd The entire building, to be sprinklered to NFPA 13D. ******THIS PERMIT HAS BEEN ISSUED UNDER THE REQUIREMENTS OF VBBL #12511 (2019)****** | COPPER MECHANICAL CONTRACTING LIMITED
SP-2023-00084 | 2023-01-17 | 6596 DUMFRIES STREET, Vancouver, BC V5P 3B7 | Sprinkler Permit | Residential | New | Completed | Residential - installation of a new fire sprinkler system >BP: To construct a 2 storey + basement one-family dwelling with a secondary suite located in the basement with open parking pad , at the rear providing 1 parking spaces, having vehicular access from the lane. This is a 2 storey building pursuant to the Zoning and Development By-Law 1- No strata titling permitted 2- Bar sink proposed in main floor. 3- A/C unit proposed in rear yard. 4- Schedule B: Billy Xu, P.Eng (604.534.2118) Structural & Geotechnical 5- HPO: 7 Oak West Homes Ltd | CENTRE LINE FIRE SPRINKLERS LTD
GP-2022-03929 | 2022-12-09 | 6596 DUMFRIES STREET, Vancouver, BC V5P 3B7 | Gas Permit | Residential | New | Completed | Residential - 1FD+SS - #1 & #2 - (1 fire place piping only)+1 cooktop+1 bbq+ boiler >DB: To construct a 2 storey + basement one-family dwelling with a secondary suite located in the basement with open parking pad , at the rear providing 1 parking spaces, having vehicular access from the lane. 1- No strata titling permitted 2- Bar sink proposed in main floor. 3- A/C unit proposed in rear yard. 4- Schedule B: Billy Xu, P.Eng (604.534.2118) Structural & Geotechnical 5- HPO: 7 Oak West Homes Ltd The entire building,to be sprinklered to NFPA 13D AMEND: FEB 9/2023 This permit should be the main house not for the lane way. | MSN Gas & Heating Ltd
EP-2022-10544 | 2022-12-20 | 6596 DUMFRIES STREET, Vancouver, BC V5P 3B7 | Electrical Permit | Residential | New | Completed | Installation / Repair - Residential - new house wiring >BP: To construct a 2 storey + basement one-family dwelling with a secondary suite located in the basement with open parking pad , at the rear providing 1 parking spaces, having vehicular access from the lane. This Building Permit will remain in a suspended status until the associated (green) Demolition Permit BP-2022-00335 is completed. This is a 2 storey building pursuant to the Zoning and Development By-Law 1- No strata titling permitted 2- Bar sink proposed in main floor. 3- A/C unit proposed in rear yard. 4- Schedule B: Billy Xu, P.Eng (604.534.2118) Structural & Geotechnical 5- HPO: 7 Oak West Homes Ltd Combustible projections or roof soffits on an exposing building face shall not project to less than .45m from the property line and shall be in compliance with VBBL 2019 9.10.15.5.(9) The entire building, to be sprinklered to NFPA 13D. ******THIS PERMIT HAS BEEN ISSUED UNDER THE REQUIREMENTS OF VBBL #12511 (2019)****** | L.H. ELECTRIC LTD
GP-2023-02988 | 2023-10-10 | 6649 DUMFRIES STREET, Vancouver, BC V5P 3B6 | Gas Permit | Residential | Addition | Completed | Residential - RE & RE FURNACE | B C Furnace Service Ltd
EP-2023-08439 | 2023-09-18 | 6728 DUMFRIES STREET, Vancouver, BC V5P 3B9 | Electrical Permit | Residential | New | Issued | Temporary Power - Residential - To provide temporary power. >>>>Amend: Sept 20, 2023 change address 6728 correct address -associated DB-2023-01654 - NOT ISSUED yet (this permit was auto-issued. some info was missing) NOTE: Work authorized by this permit is for placement of a temporary power pole only and does not authorize any site construction and/or excavation. A separate Building Permit will be required prior to commencement of any other work on this site. -added: specifics location | Best Choice Electrical Ltd
EP-2023-11140 | 2023-12-21 | 6728 DUMFRIES STREET, Vancouver, BC V5P 3B9 | Electrical Permit | Residential | New | Issued | Installation / Repair - Residential - New Electrical for: two-family dwelling with two secondary suites *An approved mechanical permit is required for the installation of air conditioning or heat pump unit before a final electrical inspection will be performed >BP: To construct a two-storey two-family dwelling with two secondary suites (1,000,000.00) located in the basement, with a detached accessory building (garage) at the rear providing 2 parking spaces, having vehicular access from the lane. Note: This is a 2 storey building pursuant to the Zoning and Development By-Law 1. Covenant registered at the Land Title Office under CB1017971-CB1017972 2. No bar sink proposed 3. Exterior mechanical units proposed 4. Schedule B: Antony Wang P.Eng (604.618.6236) Structural & Geotechnical 5. HPO: Residential Builder – JSB Homes Ltd. 6. Entire Building to have 2 x NFPA 13-D 6. Exit protection is required to be provided in accordance with Articles 9.9.4.4., 9.9.4.6., and/or 9.37.2.8. of the 2019 VBBL | Best Choice Electrical Ltd
PP-2023-04423 | 2023-12-22 | 6728 DUMFRIES STREET, Vancouver, BC V5P 3B9 | Plumbing Permit | Residential | New | Issued | Residential - Install one sump without pump >BP: To construct a two-storey two-family dwelling with two secondary suites located in the basement, with a detached accessory building (garage) at the rear providing 2 parking spaces, having vehicular access from the lane. | Van-City Excavating Ltd
GP-2023-03935 | 2023-12-07 | 1603 E 10TH AVENUE, Vancouver, BC V5N 1X6 | Gas Permit | Residential | Renovation | Completed | Residential - Furnace Re and Re | Airlink Heating and Plumbing Ltd
GP-2022-00327 | 2022-02-03 | 6111 COMMERCIAL STREET, Vancouver, BC V5P 3P2 | Gas Permit | Residential | Addition | Completed | Residential - Furnace re/re 70,000 BTU | HAMZEH GERAMI Dba Nation Heating & Cooling
NULL | NULL | 6159 COMMERCIAL STREET, Vancouver, BC V5P 3P2 | Electrical Permit | Residential | Renovation | Withdrawn | Installation / Repair - Residential - Install 240v 50a receptacle. | NULL
EP-2022-06758 | 2022-08-16 | 6159 COMMERCIAL STREET, Vancouver, BC V5P 3P2 | Electrical Permit | Residential | Renovation | Completed | Installation / Repair - Residential - Installing 240v Welding Plug | Stephen Williams, Edin Tucic DBA Elysium Electric
EP-2022-04697 | 2022-06-06 | 6162 COMMERCIAL STREET, Vancouver, BC V5P 3N9 | Electrical Permit | Residential | Tenant Improvement | Issued | Installation / Repair - Residential - Service upgrade from 100 amps to 200 amps. | Moore And Russell Heating And Air Conditioning Ltd
GP-2023-03012 | 2023-10-11 | 4571 CULLODEN STREET, Vancouver, BC V5V 4X7 | Gas Permit | Residential | Renovation | Completed | Residential - Replace an old boiler and water tank with a combi boiler | Vector Home Services Inc
EP-2024-00193 | 2024-01-08 | 4579 CULLODEN STREET, Vancouver, BC V5V 4X7 | Electrical Permit | Residential | New | Issued | Temporary Power - Residential - To provide temporary power. | MSD Electrical Ltd.
EP-2023-05111 | 2023-06-20 | 4719 CULLODEN STREET, Vancouver, BC V5V 4X8 | Electrical Permit | Residential | Tenant Improvement | Completed | Installation / Repair - Residential - Remove a stove breaker, wire, receptacles, and cooking fan in the rental unit *CF-2021-001006 *Applicant of homeowner permit to request cancellation under permit application EP-2023-04453 | GL Electric Ltd
EP-2023-04453 | NULL | 4719 CULLODEN STREET, Vancouver, BC V5V 4X8 | Electrical Permit | Residential | Renovation - Dwelling Unit(s) only | Withdrawn | Installation / Repair - Residential - ****HOMEOWNER PERMIT*** removing cooking facility in the units CF-2021-001006 | NULL
EP-2023-10832 | 2023-12-04 | 3333 DEERING ISLAND PLACE, Vancouver, BC V6N 4H9 | Electrical Permit | Residential | Addition | Issued | Installation / Repair - Residential - INSTALLATION OF SECURITY SYSTEM | ADT Security Services Canada Inc
GP-2023-01485 | 2023-05-08 | 3339 DEERING ISLAND PLACE, Vancouver, BC V6N 4H9 | Gas Permit | Residential | Renovation | Completed | Residential - RE N RE - Replace a high efficiency boiler only, the old boiler used for over 25 years. | Call 4 Heat Ltd
PP-2023-02770 | 2023-08-04 | 1001 DENMAN STREET, Vancouver, BC V6G 2M4 | Plumbing Permit | Commercial | Renovation | Completed | Commercial - Install backflow preventers. This application is made as a result of a CoV CCI report. CROSS CONNECTION LTR UPLOADED | Vancouver Backflow Testing Ltd
EP-2023-03118 | 2023-04-12 | 1030 DENMAN STREET, Vancouver, BC V6G 2M6 | Electrical Permit | Commercial | Addition | Completed | Installation / Repair - Commercial - Install 3 Panic Buttons, 2 Motion Sensors and 1 Keypad No Mag Locks Site Contact - Eric Vuong 6049709982 | Paladin Technologies Inc
PP-2022-02751 | 2022-08-12 | 1030 DENMAN STREET, Vancouver, BC V6G 2M6 | Plumbing Permit | Commercial | Addition | Completed | Commercial - Install the 2 backflow devices >BP: #101 - Interior alterations to provide tenant improvements to an existing retail tenant on the 1st level of this existing mixed use building on site. Scope of work: alterations to the checkouts, produce and bakery areas; installation of self checkout stations; new lighting | MLM NATIONAL PLUMBING.COM INC
SP-2022-01208 | 2022-08-18 | 1030 DENMAN STREET, Vancouver, BC V6G 2M6 | Sprinkler Permit | Commercial | Renovation | Completed | Commercial - Relocate heads to suit new floorplan. All relocates or additions to be hard piped. No flex heads to be used. >BP: #107 - 1st floor (combining #107 & #108) Interior alterations to the 1st floor to combine #107 and #108 (retaining #107) and to provide tenant improvements for a new health care office tenant in this existing commercial building on the site. Scope of work: remove demising wall and partition walls, construct new partition walls, doors, glazing and sliding door, millwork, finishes, HVAC, electrical, plumbing, mechanical and sprinkler work. TENANT: Denman Place Dental Center | National Hydronics Ltd
EP-2022-06328 | 2022-08-04 | 1030 DENMAN STREET, Vancouver, BC V6G 2M6 | Electrical Permit | Commercial | Addition | Completed | Installation / Repair - Commercial - Installation / Repair - Commercial - Bike Charging Station: Supply and install bike share panel with mini breakers and main breaker. Connect to 120/208V 20 amp cct provided by city or property manager. Run 16/2 cable tire from panel board to each charging dock, terminate connections. Run no.10 AWG bond from panel board to each charging doc. Verification and testing. >>Location: 1030 Denman St, Mobi/ Shaw bike share station outside building | MJR Electric Ltd
SP-2022-01034 | 2022-06-24 | 1030 DENMAN STREET, Vancouver, BC V6G 2M6 | Sprinkler Permit | Commercial | Tenant Improvement | Cancelled | Commercial - add heads into new ceilings >Interior alterations to the 1st floor to combine #107 and #108 (retaining #107) and to provide tenant improvements for a new health care office tenant in this existing commercial building on the site. Scope of work: remove demising wall and partition walls, construct new partition walls, doors, glazing and sliding door, millwork, finishes, HVAC, electrical, plumbing, mechanical and sprinkler work. TENANT: Denman Place Dental Center Letters of Assurance submitted by: Schedule A, John Makepeace, P.Eng. ph #604.538.0764 Mech/Plumbing Schedule B, John Makepeace, P.Eng. ph #604.538.0764 Electrical Schedule B, Patrick Krzesinski, P.Eng. ph #604.986.4128 OK For Field Review per K. Vogt - Jan 13/22 Building Sprinklered - Separate sprinkler permit required for proposed sprinkler work. E2 upgrade - Lighting; 8) Upgrade to incorporate Automatic FULL OFF (per 9.4.1.1 (h) of ASHRAE 90.1-2016 | Five Star Fire Protection Ltd
EP-2023-10829 | 2023-12-04 | 1030 DENMAN STREET, Vancouver, BC V6G 2M6 | Electrical Permit | Commercial | Tenant Improvement | Completed | Installation / Repair - Commercial - Re & re existing produce cases. Supply power for new berry cases. Power for new cash room >BP: #101 Interior alterations to provide tenant improvements to an existing retail tenant on the 1st level of this existing mixed use building on site. Scope of work includes altering the layout at the west side of the unit, including a new manager's and cash office and coring of the slab for new electrical and mechanical. | High Point Electric Ltd
EP-2024-00492 | 2024-01-26 | 1030 DENMAN STREET, Vancouver, BC V6G 2M6 | Electrical Permit | Commercial | Addition | Completed | Installation / Repair - Commercial - Addition to existing security alarm system - cash office. >BP: #101 Interior alterations to provide tenant improvements to an existing retail tenant on the 1st level of this existing mixed use building on site. Scope of work includes altering the layout at the west side of the unit, including a new manager's and cash office and coring of the slab for new electrical and mechanical. | Chubb Fire & Security Canada Corp
PP-2023-03600 | 2023-10-12 | 1030 DENMAN STREET, Vancouver, BC V6G 2M6 | Plumbing Permit | Commercial | Tenant Improvement | Issued | Commercial - SUITE #101 - Plumbing >BP: #101 Interior alterations to provide tenant improvements to an existing retail tenant on the 1st level of this existing mixed use building on site. Scope of work includes altering the layout at the west side of the unit, including a new manager's and cash office and coring of the slab for new electrical and mechanical. | Ange's Plumbing Ltd
PP-2023-03733 | NULL | 1030 DENMAN STREET, Vancouver, BC V6G 2M6 | Plumbing Permit | Commercial | Tenant Improvement | Withdrawn | Commercial - Plumbing | Ange's Plumbing Ltd
PP-2023-03952 | 2023-11-09 | 1030 DENMAN STREET, Vancouver, BC V6G 2M6 | Plumbing Permit | Commercial | New | Completed | Commercial - Result of CCC inspection Report CROSS CONNECTION LTR UPLOADED | Sync Group Ltd
SP-2023-02002 | 2023-11-01 | 1030 DENMAN STREET, Vancouver, BC V6G 2M6 | Sprinkler Permit | Commercial | Tenant Improvement | Issued | Commercial - add new heads into new ceilings >BP: #101 Interior alterations to provide tenant improvements to an existing retail tenant on the 1st level of this existing mixed use building on site. Scope of work includes altering the layout at the west side of the unit, including a new manager's and cash office and coring of the slab for new electrical and mechanical. *****This application does not include any of the following: 1. Not more than 20 sprinklers (add, relocate, or remove), 2. hydraulic calculations, 3. change in occupancy and /or hazard classification, 4. warehouse storage arrangements, 5. mobile compact storage arrangements, 6. alternative solutions, 7. changes to the sprinkler system supply piping (e.g. valves, mains, cross-mains, branch-lines, etc.), or 8. flexible sprinkler pipe. | Five Star Fire Protection Ltd
EP-2022-04881 | 2022-06-10 | 1030 DENMAN STREET, Vancouver, BC V6G 2M6 | Electrical Permit | Commercial | Tenant Improvement | Completed | Installation / Repair - Commercial - Adding additional space for dental office and renovating existing space as well. #107 - 1st floor (combining #107 & #108) Interior alterations to the 1st floor to combine #107 and #108 (retaining #107) and to provide tenant improvements for a new health care office tenant in this existing commercial building on the site. Scope of work: remove demising wall and partition walls, construct new partition walls, doors, glazing and sliding door, millwork, finishes, HVAC, electrical, plumbing, mechanical and sprinkler work. TENANT: Denman Place Dental Center AMEND: FEB 16/2023 Z32 test report document upload | Vanrook Electric Ltd
PP-2022-01195 | 2022-04-07 | 1030 DENMAN STREET, Vancouver, BC V6G 2M6 | Plumbing Permit | Commercial | Tenant Improvement | Completed | Commercial - UNIT #107 & #108 - Install DWV & water pipe with fixtures to new locations within the unit #107 - 1st floor (combining #107 & #108) Interior alterations to the 1st floor to combine #107 and #108 (retaining #107) and to provide tenant improvements for a new health care office tenant in this existing commercial building on the site. Scope of work: remove demising wall and partition walls, construct new partition walls, doors, glazing and sliding door, millwork, finishes, HVAC, electrical, plumbing, mechanical and sprinkler work. TENANT: Denman Place Dental Center | Pine Mechanical Ltd.
PP-2022-01999 | 2022-06-10 | 1037 DENMAN STREET, Vancouver, BC V6G 2M4 | Plumbing Permit | Commercial | Addition | Issued | Commercial - Adding a Backflow Assembly for Pop Machine in a restaurant | Vantec Fire Safety Ltd
EP-2022-02429 | 2022-03-25 | 6935 DOMAN STREET, Vancouver, BC V5S 3H9 | Electrical Permit | Residential | New | Expired | Temporary Power - Residential - To provide temporary power. | Bindi Electrical Services Ltd
MP-2022-00297 | 2022-09-28 | 6935 DOMAN STREET, Vancouver, BC V5S 3H9 | Mechanical Permit | NULL | NULL | Completed | NULL | RG Plumbing Ltd
PP-2022-03369 | 2022-09-23 | 6935 DOMAN STREET, Vancouver, BC V5S 3H9 | Plumbing Permit | Residential | New | Completed | Residential - Piping, and plumbing Fixture installation for: >BP: To construct a 2 storey one-family dwelling with a secondary suite located in the Basement ($659,650.00) with an open parking pad, providing 1 parking space, having vehicular access from the 20' Lane. 1. Covenant registered at the Land Title Office under CA9409878. 2. No Strata Titling permitted. 3. A/C proposed – Exterior component located in rear yard, Interior component located on second floor. 4. Bar sink located in basement. 5. Schedule B: (JASON HUI) P.Eng (778-319-3403) Structural & Geotechnical 6. HPO: Residential Builder- (UR LAND CONSTRUCTION LTD.) | RG Plumbing Ltd
GP-2022-03816 | 2022-12-01 | 6935 DOMAN STREET, Vancouver, BC V5S 3H9 | Gas Permit | Residential | New | Completed | Residential - 1FD+SS - #1 & #2 - Main house fireplace >DB: To construct a 2 storey one-family dwelling with a secondary suite located in the Basement with an open parking pad, providing 1 parking space, having vehicular access from the 20' Lane. 1. Covenant registered at the Land Title Office under CA9409878. 2. No Strata Titling permitted. 3. A/C proposed – Exterior component located in rear yard, Interior component located on second floor. 4. Bar sink located in basement. | Canadian Fireplace Ltd
GP-2022-03771 | 2022-11-29 | 6935 DOMAN STREET, Vancouver, BC V5S 3H9 | Gas Permit | Residential | New | Completed | Residential - 1FD+SS- #1 & #2 - To install piping and appliances for a new single family house with complete installation except fireplace is piping only. >DB: To construct a 2 storey one-family dwelling with a secondary suite located in the Basement with an open parking pad, providing 1 parking space, having vehicular access from the 20' Lane. 1. Covenant registered at the Land Title Office under CA9409878. 2. No Strata Titling permitted. 3. A/C proposed – Exterior component located in rear yard, Interior component located on second floor. 4. Bar sink located in basement. | Skyway Plumbing & gas Ltd
SP-2022-01994 | 2022-11-29 | 6935 DOMAN STREET, Vancouver, BC V5S 3H9 | Sprinkler Permit | Residential | New | Completed | Residential - 1FD+SS - #1 &#2 - Piping and fixture installation >DB: To construct a 2 storey one-family dwelling with a secondary suite located in the Basement with an open parking pad, providing 1 parking space, having vehicular access from the 20' Lane. 1. Covenant registered at the Land Title Office under CA9409878. 2. No Strata Titling permitted. 3. A/C proposed – Exterior component located in rear yard, Interior component located on second floor. 4. Bar sink located in basement. >>>>Amend: Dec. 14th - revised sprinkler drawings uploaded | RG Plumbing Ltd
EP-2022-09601 | 2022-11-15 | 6935 DOMAN STREET, Vancouver, BC V5S 3H9 | Electrical Permit | Residential | New | Completed | Installation / Repair - Residential - 1FD+SS - #1 & #2 - extra low voltage data cables etc. COMPLETE SECURITY ALARM SYSTEM. >DB: To construct a 2 storey one-family dwelling with a secondary suite located in the Basement with an open parking pad, providing 1 parking space, having vehicular access from the 20' Lane. 1. Covenant registered at the Land Title Office under CA9409878. 2. No Strata Titling permitted. 3. A/C proposed – Exterior component located in rear yard, Interior component located on second floor. 4. Bar sink located in basement. | AJ INTEGRATED SERVICES LTD
EP-2022-09105 | 2022-10-28 | 6935 DOMAN STREET, Vancouver, BC V5S 3H9 | Electrical Permit | Residential | New | Completed | Installation / Repair - Residential - 1FD+SS - #1 & #2 - Sfd all wiring and finishing >DB: To construct a 2 storey one-family dwelling with a secondary suite located in the Basement with an open parking pad, providing 1 parking space, having vehicular access from the 20' Lane. 1. Covenant registered at the Land Title Office under CA9409878. 2. No Strata Titling permitted. 3. A/C proposed – Exterior component located in rear yard, Interior component located on second floor. 4. Bar sink located in basement AMEND: FEB 13/2023 PER DEI CHANGE AMPS FROM 200 AMPS TO 150 AMPS | Wiremaster Electrical Ltd
PP-2023-00115 | 2023-01-12 | 6975 DOMAN STREET, Vancouver, BC V5S 3H9 | Plumbing Permit | Residential | New | Completed | Residential - Sumps | AKAL DEMOLITION & EXCAVATING LTD
EP-2022-07021 | 2022-08-19 | 6975 DOMAN STREET, Vancouver, BC V5S 3H9 | Electrical Permit | Residential | New | Expired | Temporary Power - Residential - To provide temporary power. | Bindi Electrical Services Ltd
PP-2023-00736 | 2023-03-06 | 6975 DOMAN STREET, Vancouver, BC V5S 3H9 | Plumbing Permit | Residential | New | Completed | Residential - 2FD - FRONT - 6975 DOMAN ST BACK - 6973 DOMAN ST To install piping and fixtures for a new duplex. >DB: To construct a 2 storey two-family dwelling with a detached accessory building (garage) at the rear providing 2 parking spaces, having vehicular access from the lane. 1. A/C proposed – Exterior components located in rear yard, Interior component located in closets on second floor. 2. Bar sinks located in basement | Skyway Plumbing & gas Ltd
GP-2023-01287 | 2023-04-21 | 6975 DOMAN STREET, Vancouver, BC V5S 3H9 | Gas Permit | Residential | New | Completed | Residential - 2FD - FRONT - 6975 DOMAN ST BACK - 6973 DOMAN ST To install piping and appliances for a new duplex with complete installation. The entire building to be sprinklered to 2 x NFPA 13D >DB: To construct a 2 storey two-family dwelling with a detached accessory building (garage) at the rear providing 2 parking spaces, having vehicular access from the lane. 1. A/C proposed – Exterior components located in rear yard, Interior component located in closets on second floor. 2. Bar sinks located in basement | Skyway Plumbing & gas Ltd
SP-2023-00696 | 2023-04-20 | 6975 DOMAN STREET, Vancouver, BC V5S 3H9 | Sprinkler Permit | Residential | New | Completed | Residential - To install piping and fixtures for a new duplex. >BP: To construct a 2 storey two-family dwelling with a detached accessory building (garage) at the rear providing 2 parking spaces, having vehicular access from the lane. 1. A/C proposed – Exterior components located in rear yard, Interior component located in closets on second floor. 2. Bar sinks located in basement 3. Schedule B: (JASON HUI, P.Eng, 778-319-3403) Structural / Geotechnical 4. HPO: Residential Builder- (UR Land Construction Ltd.) Note: This is a 2 storey building pursuant to the Zoning and Development By-Law | Skyway Plumbing & gas Ltd
EP-2023-03281 | 2023-04-18 | 6975 DOMAN STREET, Vancouver, BC V5S 3H9 | Electrical Permit | Residential | New | Completed | Installation / Repair - Residential - extra low voltage >BP: To construct a 2 storey two-family dwelling ($663,300.00) with a detached accessory building (garage) at the rear providing 2 parking spaces, having vehicular access from the lane. 1. A/C proposed – Exterior components located in rear yard, Interior component located in closets on second floor. 2. Bar sinks located in basement 3. Schedule B: (JASON HUI, P.Eng, 778-319-3403) Structural / Geotechnical 4. HPO: Residential Builder- (UR Land Construction Ltd.) Note: This is a 2 storey building pursuant to the Zoning and Development By-Law **THIS PERMIT HAS BEEN ISSUED UNDER THE REQUIREMENTS OF VBBL #12511 (2019) ** | AJ INTEGRATED SERVICES LTD
EP-2023-02487 | 2023-04-14 | 6975 DOMAN STREET, Vancouver, BC V5S 3H9 | Electrical Permit | Residential | New | Completed | Installation / Repair - Residential - New service installation rough wiring and finishing >BP: To construct a 2 storey two-family dwelling ($663,300.00) with a detached accessory building (garage) at the rear providing 2 parking spaces, having vehicular access from the lane. 1. A/C proposed – Exterior components located in rear yard, Interior component located in closets on second floor. 2. Bar sinks located in basement 3. Schedule B: (JASON HUI, P.Eng, 778-319-3403) Structural / Geotechnical 4. HPO: Residential Builder- (UR Land Construction Ltd.) Note: This is a 2 storey building pursuant to the Zoning and Development By-Law **THIS PERMIT HAS BEEN ISSUED UNDER THE REQUIREMENTS OF VBBL #12511 (2019) ** | Wiremaster Electrical Ltd
MP-2023-00378 | 2023-03-14 | 6975 DOMAN STREET, Vancouver, BC V5S 3H9 | Mechanical Permit | NULL | NULL | Completed | NULL | Skyway Plumbing & gas Ltd
EP-2023-04860 | 2023-07-18 | 4165 DONCASTER WAY, Vancouver, BC V6S 1W1 | Electrical Permit | Residential | Renovation - Dwelling Unit(s) only | Completed | Installation / Repair - Residential - adding circuit for heat pump *An approved mechanical permit is required for the installation of air conditioning or heat pump unit at the time of installation before an electrical inspection will be performed | Douglas Millington o/a Moose Electric
GP-2022-02802 | 2022-09-19 | 4165 DONCASTER WAY, Vancouver, BC V6S 1W1 | Gas Permit | Residential | Renovation | Completed | Residential - Remove existing furnace, clean room and disposal/recycle Install new Mitsubishi indoor air handling unit | Ashton Service Group/Ashton Mechanical Ltd.
MP-2023-01563 | 2023-08-23 | 4165 DONCASTER WAY, Vancouver, BC V6S 1W1 | Mechanical Permit | NULL | NULL | Issued | NULL | Ashton Service Group/Ashton Mechanical Ltd.
GP-2023-01032 | 2023-03-24 | 4166 DONCASTER WAY, Vancouver, BC V6S 1V9 | Gas Permit | Residential | Renovation | Completed | Residential - Hot water tank replacement | Reid Brothers Plumbing & Heating Ltd
EP-2023-02778 | 2023-03-30 | 4169 DONCASTER WAY, Vancouver, BC V6S 1W1 | Electrical Permit | Residential | Renovation | Issued | Installation / Repair - Residential - Installing security system | ADT Security Services Canada Inc
GP-2023-01907 | 2023-06-23 | 4172 DONCASTER WAY, Vancouver, BC V6S 1V9 | Gas Permit | Residential | New | Completed | Residential - 2 Ranges Wolf 48" Gas Range - Main Kitchen Fulgor 30" Gas Cooktop - Spice Kitchen >BP: To construct a 2 storey + cellar one-family dwelling | Han Appliances & Refrigeration Ltd
SP-2022-00988 | 2022-06-20 | 4172 DONCASTER WAY, Vancouver, BC V6S 1V9 | Sprinkler Permit | Residential | New | Completed | Residential - To install fire sprinkler To construct a 2 storey + cellar one-family dwelling with an attached 2 car garage, at the front providing 2 parking spaces, having vehicular access from Doncaster Way. 1. A/C unit proposed in Rear Yard 2. Bar sink located in Rec Room 3. Schedule B Sharat Chande P.Eng (604-291-7434) Structural & Geotechnical 4. BC Housing West Coast Signature Homes Ltd. | NewTech Fire Protection Ltd
GP-2022-01974 | 2022-07-04 | 4172 DONCASTER WAY, Vancouver, BC V6S 1V9 | Gas Permit | Residential | Addition | Completed | Residential - Gas fireplace installation To construct a 2 storey + cellar one-family dwelling with an attached 2 car garage, at the front providing 2 parking spaces, having vehicular access from Doncaster Way. 1. A/C unit proposed in Rear Yard 2. Bar sink located in Rec Room 3. Schedule B Sharat Chande P.Eng (604-291-7434) Structural & Geotechnical 4. BC Housing West Coast Signature Homes Ltd. | Vaglio Fireplace LTD
GP-2022-02109 | 2022-07-21 | 4172 DONCASTER WAY, Vancouver, BC V6S 1V9 | Gas Permit | Residential | New | Completed | Residential - New gas line from gas meter to all appliances. >BP : To construct a 2 storey + cellar one-family dwelling with an attached 2 car garage, at the front providing 2 parking spaces, having vehicular access from Doncaster Way. | PERFECT PLUMBING & HEATING LTD.
PP-2023-03356 | 2023-09-20 | 4172 DONCASTER WAY, Vancouver, BC V6S 1V9 | Plumbing Permit | Residential | New | Completed | Residential - Install new 3/4" backflow prevention device for irrigation | M&M Industries Ltd
EP-2022-05998 | 2022-07-18 | 4172 DONCASTER WAY, Vancouver, BC V6S 1V9 | Electrical Permit | Residential | New | Completed | Installation / Repair - Residential - structured wiring, intercom system, security alarm, audio system, vacuum system, lighting system >BP: To construct a 2 storey + cellar one-family dwelling with an attached 2 car garage, at the front providing 2 parking spaces, having vehicular access from Doncaster Way. 1. A/C unit proposed in Rear Yard 2. Bar sink located in Rec Room 3. Schedule B Sharat Chande P.Eng (604-291-7434) Structural & Geotechnical 4. BC Housing West Coast Signature Homes Ltd. | Vancouver Audiospace Home Control Ltd
PP-2022-00463 | 2022-02-10 | 4172 DONCASTER WAY, Vancouver, BC V6S 1V9 | Plumbing Permit | Residential | New | Completed | Residential - 1FD - New plumbing layout in whole house according to the approved plan. To construct a 2 storey + cellar one-family dwelling with an attached 2 car garage, at the front providing 2 parking spaces, having vehicular access from Doncaster Way. 1. A/C unit proposed in Rear Yard 2. Bar sink located in Rec Room | PERFECT PLUMBING & HEATING LTD.
EP-2022-01104 | 2022-02-11 | 4172 DONCASTER WAY, Vancouver, BC V6S 1V9 | Electrical Permit | Residential | New | Completed | Installation / Repair - Residential - Underground new 200 Amps service. All new rough wiring and finishing >BP: To construct a 2 storey + cellar one-family dwelling with an attached 2 car garage, at the front providing 2 parking spaces, having vehicular access from Doncaster Way. 1. A/C unit proposed in Rear Yard 2. Bar sink located in Rec Room 3. Schedule B Sharat Chande P.Eng (604-291-7434) Structural & Geotechnical 4. BC Housing West Coast Signature Homes Ltd. Note: This is a 2 storey building pursuant to the Zoning and Development By-Law All rooms adjacent to East and West exposing building face shall be sprinklered. "Combustible projections or roof soffits on an exposing building face shall not project to less than .45m from the property line and shall be in compliance with VBBL 2014 9.10.15.5.(9)" The entire building, INCLUDING THE ATTACHED GARAGE to be sprinklered to NFPA 13D. ******THIS PERMIT HAS BEEN ISSUED UNDER THE REQUIREMENTS OF VBBL 2014 AND THE GREEN HOMES PROGRAM****** | Boss Electric Ltd.
GP-2022-02534 | 2022-08-25 | 1654 E 10TH AVENUE, Vancouver, BC V5N 1X5 | Gas Permit | Residential | New | Completed | Residential - Install one natural gas free standing fireplace | Vancouver Gas Fireplaces Ltd
GP-2022-01661 | 2022-05-31 | 1668 E 10TH AVENUE, Vancouver, BC V5N 1X5 | Gas Permit | Residential | Addition | Completed | Residential - RE & RE FURNACE | B C Furnace Service Ltd
EP-2023-05547 | 2023-06-23 | 1750 E 10TH AVENUE, Vancouver, BC V5N 5K4 | Electrical Permit | Commercial | Renovation | Completed | Installation / Repair - Commercial - Remove existing service; 12.5kv/208v PCB contaminated transformers and load break switch per BC Hydro and federal mandate. Replace with new 800A service; 120/208V 3P4W 800A Main service, distribution cabinet fed from utility pole mount transformers. | Mott Electric General Partnership
GP-2023-00407 | 2023-02-06 | 1810 E 10TH AVENUE, Vancouver, BC V5N 1X7 | Gas Permit | Residential | Addition | Completed | Residential - Tankless water heater replacement Feb 15/23-AMEND GP-2023-00407 is for the address of 1810 E 10th Ave, | General Heating Ltd
NULL | NULL | 1153 E 11TH AVENUE, Vancouver, BC V5T 2G4 | Plumbing Permit | Residential | New | Draft | Residential - PLUMBING SERVICES AT NEW HOUSE | Superstar Plumbing Heating & Sprinkler Supplies Ltd
EP-2023-07123 | 2023-08-08 | 1153 E 11TH AVENUE, Vancouver, BC V5T 2G4 | Electrical Permit | Residential | New | Issued | Temporary Power - Residential - To provide temporary power. VALID AUG 04, 2023 UNTIL AUG 03, 2024 | DREAM ELECTRIC LTD
PP-2023-03027 | 2023-08-25 | 1153 E 11TH AVENUE, Vancouver, BC V5T 2G4 | Plumbing Permit | Residential | New | Issued | Residential - one sump with pump one sump without pump NOTE: Engineering Assurance letter will be submitted to the Plumbing Inspector on the site. Letter shall conform to the requirements of Vancouver Bulletin 2000-008-EL/PL. | Bhullar Excavating and Demolition
SP-2023-01852 | 2023-10-06 | 1153 E 11TH AVENUE, Vancouver, BC V5T 2G4 | Sprinkler Permit | Residential | New | Issued | Residential - NEW HOME >BP: To construct a 2.5 storey two-family dwelling with a detached accessory building (garage) at the rear providing 2 parking spaces total, having vehicular access from the lane. Note: The entire building, INCLUDING THE ATTACHED GARAGE (if applicable), to be sprinklered to 2 x NFPA 13D Note: This is a 2.5 storey building pursuant to the Zoning and Development By-Law 1. Mechanical unit (heat pump) proposed – Exterior component located in Rear. 2. Schedule B: (Y.K. Sharma) P.Eng (778.863.7076) Structural & Geotechnical 3. HPO: Residential Builder- Douglas Park Construction Ltd | SBMS Construction Ltd
EP-2024-00172 | 2024-01-08 | 1153 E 11TH AVENUE, Vancouver, BC V5T 2G4 | Electrical Permit | Residential | New | Issued | Installation / Repair - Residential - Rough in and finishing for Data, cable, Alarm, Tel ,CCtv and Doorbell. | VISION NETWORKS LTD.
MP-2024-00041 | 2024-01-12 | 1153 E 11TH AVENUE, Vancouver, BC V5T 2G4 | Mechanical Permit | NULL | NULL | Issued | NULL | Profix Mechanical Ltd
EP-2023-11316 | 2024-01-24 | 1153 E 11TH AVENUE, Vancouver, BC V5T 2G4 | Electrical Permit | Residential | New | Issued | Installation / Repair - Residential - ¦ 2FD: 200A ¦ DUPLEX- rough-wiring & finishing of all electrical work -There is no Electric boiler. Proof attached of exclusion of electric boiler. Duplex has 2 heat pumps. *An approved mechanical permit is required for the installation of air conditioning or heat pump unit before a final electrical inspection will be performed >BP: To construct a 2.5 storey two-family dwelling ($754,500) with a detached accessory building (garage) at the rear providing 2 parking spaces total, having vehicular access from the lane. Note: The entire building, INCLUDING THE ATTACHED GARAGE (if applicable), to be sprinklered to 2 x NFPA 13D Note: This is a 2.5 storey building pursuant to the Zoning and Development By-Law 1. Mechanical unit (heat pump) proposed – Exterior component located in Rear. 2. Schedule B: (Y.K. Sharma) P.Eng (778.863.7076) Structural & Geotechnical 3. HPO: Residential Builder- Douglas Park Construction Ltd | DREAM ELECTRIC LTD
GP-2023-04099 | 2023-12-20 | 1153 E 11TH AVENUE, Vancouver, BC V5T 2G4 | Gas Permit | Residential | New | Issued | Residential - 2 Ranges & 2 BBQ's Install >BP: To construct a 2.5 storey two-family dwelling ($754,500) with a detached accessory building (garage) at the rear providing 2 parking spaces total, having vehicular access from the lane. | Symbolistic Heating Ltd
MP-2023-02091 | 2023-12-01 | 1153 E 11TH AVENUE, Vancouver, BC V5T 2G4 | Mechanical Permit | NULL | NULL | Completed | NULL | SIGMA PLUMBING & HEATING INC.
PP-2023-04173 | 2023-11-28 | 1153 E 11TH AVENUE, Vancouver, BC V5T 2G4 | Plumbing Permit | Residential | New | Issued | Residential - 2FD - FRONT - 1153 E 11TH AV - #1 BACK - 1153 E 11TH AV - #2 plumbing >DB: To construct a 2.5 storey two-family dwelling with a detached accessory building (garage) at the rear providing 2 parking spaces total, having vehicular access from the lane. Note: The entire building, INCLUDING THE ATTACHED GARAGE (if applicable), to be sprinklered to 2 x NFPA 13D 1. Mechanical unit (heat pump) proposed – Exterior component located in Rear. ***This permit is issued under the VBBL 2019, with updated energy requirements as per bylaw # 12997 effective Jan 01, 2022.*** | SIGMA PLUMBING & HEATING INC.
PP-2023-04275 | 2023-12-08 | 1161 E 11TH AVENUE, Vancouver, BC V5T 2G4 | Plumbing Permit | Residential | New | Issued | Residential - 2FD - Sump and underground | GNA Contracting Ltd
NULL | NULL | 1161 E 11TH AVENUE, Vancouver, BC V5T 2G4 | Plumbing Permit | Residential | New | Draft | Residential - Plumbing and radiant heat | NULL
PP-2023-04328 | 2023-12-14 | 1161 E 11TH AVENUE, Vancouver, BC V5T 2G4 | Plumbing Permit | Residential | New | Issued | Residential - Plumbing radiant heat AND FIXTURES >DB: To construct a two-storey two-family dwelling with crawl spaces, having detached garage providing 2 parking spaces with rear lane access. Note: This is a 2 storey building pursuant to the Zoning and Development By-Law 1. HEAT PUMP units proposed in the rear yard 4. Entire Building to have NFPA 13-D ****ALL PROJECT COORDINATOR NOTES HAS BEEN ACCEPTED BY THE APPLICANT**** ***This permit is issued under the VBBL 2019, with updated energy requirements as per bylaw # 12997 effective Jan 01, 2022.*** | Young Boys Mechanical Ltd
EP-2024-00088 | 2024-01-09 | 1161 E 11TH AVENUE, Vancouver, BC V5T 2G4 | Electrical Permit | Residential | New | Issued | Installation / Repair - Residential - 200 amp main service 125 for each unit All rough wiring and finishing To construct a two-storey two-family dwelling with crawl spaces, having detached garage providing 2 parking spaces with rear lane access. Note: This is a 2 storey building pursuant to the Zoning and Development By-Law 1. HEAT PUMP units proposed in the rear yard 2. Schedule B: Jason Hui P Eng (778) 319-3403 Structural & Geotechnical 3. HPO: Residential Builder – Sima Holdings Ltd # 24198 Form# 482729 4. Entire Building to have NFPA 13-D | H.L. ELECTRICAL LTD
MP-2024-00020 | 2024-01-05 | 1161 E 11TH AVENUE, Vancouver, BC V5T 2G4 | Mechanical Permit | NULL | NULL | Issued | NULL | Young Boys Mechanical Ltd
NULL | NULL | 1161 E 11TH AVENUE, Vancouver, BC V5T 2G4 | Mechanical Permit | NULL | NULL | Draft | NULL | NULL
EP-2023-08898 | 2023-10-03 | 1161 E 11TH AVENUE, Vancouver, BC V5T 2G4 | Electrical Permit | Residential | New | Issued | Temporary Power - Residential - To provide temporary power. | H.L. ELECTRICAL LTD
SP-2023-01570 | 2023-08-25 | 1166 E 11TH AVENUE, Vancouver, BC V5T 2G3 | Sprinkler Permit | Residential | New | Issued | Residential - 2FD - FRONT - 1166 E 11H AV - #1 BACK - 1166 E 11TH AV - #2 NEW HOME >DB: To construct a two and half storey two-family dwelling with a crawl space, with an attached garage providing 2 parking spaces, having street access. Note: This is a 2 storey building pursuant to the Zoning and Development By-Law 1. A/C units proposed in the rear yard 4. Entire Building to have NFPA 13-D ******THIS PERMIT HAS BEEN ISSUED UNDER THE REQUIREMENTS OF VBBL #12511 (2019)****** ***This permit is issued under the VBBL 2019, with updated energy requirements as per bylaw # 12997 effective Jan 01, 2022.*** | SBMS Construction Ltd
EP-2023-07402 | 2023-08-15 | 1166 E 11TH AVENUE, Vancouver, BC V5T 2G3 | Electrical Permit | Residential | New | Issued | Installation / Repair - Residential - Installation of Tv, data, doorbell, vacuum, networking, telephone. | Deallight Security Ltd
EP-2023-07601 | 2023-08-28 | 1166 E 11TH AVENUE, Vancouver, BC V5T 2G3 | Electrical Permit | Residential | New | Issued | Installation / Repair - Residential - new duplex house electrical work To construct a two and half storey two-family dwelling with a crawl space, with an attached garage providing 2 parking spaces, having street access. Note: This is a 2 storey building pursuant to the Zoning and Development By-Law 1. A/C units proposed in the rear yard 2. Schedule B: Md. Shahidul Alam (604) 653-7475Structural & Geotechnical 3. HPO: Residential Builder – 1041211 BC Ltd # 40514 4. Entire Building to have NFPA 13-D | Grit Electric Ltd
MP-2023-01700 | 2023-09-18 | 1166 E 11TH AVENUE, Vancouver, BC V5T 2G3 | Mechanical Permit | NULL | NULL | Issued | NULL | Wespac Mechanical Ltd
GP-2023-02188 | 2023-07-24 | 1166 E 11TH AVENUE, Vancouver, BC V5T 2G3 | Gas Permit | Residential | New | Issued | Residential - 2 Range & 2 BBQ Complete 2 range and piping only for 2 bbq >BP: To construct a two and half storey two-family dwelling | Deep Gas Fitting Ltd.
MP-2023-00928 | 2023-05-25 | 1166 E 11TH AVENUE, Vancouver, BC V5T 2G3 | Mechanical Permit | NULL | NULL | Cancelled | NULL | JAI Plumbing & Heating Ltd
PP-2023-01646 | 2023-05-10 | 1166 E 11TH AVENUE, Vancouver, BC V5T 2G3 | Plumbing Permit | Residential | New | Issued | Residential - New duplex >BP: To construct a two and half storey two-family dwelling with a crawl space, with an attached garage providing 2 parking spaces, having street access. Note: This is a 2 storey building pursuant to the Zoning and Development By-Law 1. A/C units proposed in the rear yard 2. Schedule B: Md. Shahidul Alam (604) 653-7475Structural & Geotechnical 3. HPO: Residential Builder – 1041211 BC Ltd # 40514 4. Entire Building to have NFPA 13-D | JAI Plumbing & Heating Ltd
PP-2023-01606 | 2023-05-08 | 1166 E 11TH AVENUE, Vancouver, BC V5T 2G3 | Plumbing Permit | Residential | New | Issued | Residential - one sump without pump | Bhullar Excavating and Demolition
EP-2022-09721 | 2022-11-16 | 1166 E 11TH AVENUE, Vancouver, BC V5T 2G3 | Electrical Permit | Residential | New | Expired | Temporary Power - Residential - To provide temporary power. | Grit Electric Ltd
EP-2022-09072 | 2022-10-25 | 1414 DAVIE STREET, Vancouver, BC V6G 1V4 | Electrical Permit | Commercial | Renovation | Completed | Installation / Repair - Commercial - Installation of 2 general purpose 15Amp receptacle in Parkade. | Wespac Electrical Contractor Ltd
PP-2023-01915 | 2023-05-30 | 1414 DAVIE STREET, Vancouver, BC V6G 1V4 | Plumbing Permit | Commercial | New | Issued | Commercial - install DCVA as requested by COV on potable water main | Inline Sales & Service Ltd
SP-2023-01785 | NULL | 1414 DAVIE STREET, Vancouver, BC V6G 1V4 | Sprinkler Permit | Commercial | Addition | Applicant Revisions | Commercial - For sprinkler system alterations to the 2019 VBBL, NFPA 13, 2013 and NFPA 14, 2013 for the retroactive installation of an 150 mm (6") AMES 2000 SS DCVA on the existing fire protection system in this existing building. Notes: 1. Fire protection Engineer of record Ryan Pavey, P.Eng. of Cardinal Engineering T: (604) 605 0606 E: pavey@cardinalfire.ca 2. One set of approved drawings and permit to be available for viewing at the jobsite. 3. Separate permit and documents required for any electrical or fire alarm related work. ***If the building is equipped with a fire alarm system the DCVA must be monitored by the fire alarm system.*** | Titan Fire Protection Ltd
GP-2023-01820 | 2023-06-14 | 4888 CULLODEN STREET, Vancouver, BC V5V 4X9 | Gas Permit | Residential | Renovation | Completed | Residential - 1 Boiler | East West Plumbing (2007) Ltd
EP-2024-00454 | NULL | 4949 CULLODEN STREET, Vancouver, BC V5W 3R3 | Electrical Permit | Residential | New | Application Incomplete | Temporary Power - Residential - To provide temporary power. | Storm Electric Ltd
EP-2023-11128 | NULL | 4949 CULLODEN STREET, Vancouver, BC V5W 3R3 | Electrical Permit | Residential | New | Ready For Issue | Installation / Repair - Residential - Brand New SFD Complete new service & Wiring for SFD >BP: To construct a 2 storey one-family dwelling with a secondary suite located in the Basement ($600,000) with a detached accessory building (garage) and an open parking pad, at the rear providing 2 parking spaces, having vehicular access from the lane. 1. Covenant registered at the Land Title Office under CB739785 2. No Strata Titling permitted 3. External mechanical unit proposed 4. Schedule B: (H. Ilbeigi Timouri) P.Eng (778.558.9629) Structural 5. Schedule B: (Thanh Van Le) P.Eng (604.421.3288) Geotechnical 6. HPO: Residential Builder- VGC Vancouver General Contractors Inc. 7. As shown by an asterisk (*) on the building permit floor plans and/or elevations, exit protection is required to be provided in accordance with Articles 9.9.4.4., 9.9.4.6., and/or 9.37.2.8. of the 2019 VBBL Note: This is a 2 storey building pursuant to the Zoning and Development By-Law ***This permit is issued under the VBBL 2019, with updated energy requirements as per bylaw # 12997 effective Jan 01, 2022.*** | Storm Electric Ltd
EP-2023-01680 | 2023-03-07 | 1649 COMOX STREET, Vancouver, BC V6G 1P4 | Electrical Permit | Commercial | Renovation | Issued | Installation / Repair - Commercial - Set up wiring for trailer and power for bldg remediation | PRO-CAN ELECTRIC LTD
EP-2023-03129 | 2023-08-21 | 1721 COMOX STREET, Vancouver, BC V6G 1P5 | Electrical Permit | Commercial | New | Completed | Installation / Repair - Commercial - Voluntary upgrade of existing fire alarm system as per drawings attached. Note: EXISTING 3-WIRE FIRE ALARM SYSTEM IS TO BE REPLACED BY A NEW EDWARDS ADDRESSABLE SYSTEM. >BP: Interior alterations to replace the existing 3-wire fire alarm system with a new single stage Fire alarm system on this existing 4 storey multiple residential (C) building. Scope of work includes: - New addressable Edwards iO FACP, installed in the main lobby on the ground floor. - New smoke detectors in the corridors, and the tops of stairs. - New heat detectors in each suite, storage room, laundry room, and in the boiler room. - New addressable manual stations installed at each fire exit. - New horn-strobes installed in corridors and suites. - New sprinkler flow alarm and tamper supervisory switches ***This permit is issued under the VBBL 2019, with updated energy requirements as per bylaw # 12997 effective Jan 01, 2022.*** Building Review Branch Notes: - No elevators in this existing building. - Elec. B submitted by Wojciech Siedlaczek, P. Eng. | BD Electrical Ltd
PP-2022-04133 | 2023-02-08 | 1721 COMOX STREET, Vancouver, BC V6G 1P5 | Plumbing Permit | Commercial | Addition | Completed | Commercial - Adding DCVA | R&R B.C. Solutions Plumbing Inc
NULL | NULL | 1721 COMOX STREET, Vancouver, BC V6G 1P5 | Plumbing Permit | Commercial | Addition | Draft | Commercial - Adding DCVA to water main | R&R B.C. Solutions Plumbing Inc
EP-2023-10900 | 2023-12-11 | 1740 COMOX STREET, Vancouver, BC V6G 2Z1 | Electrical Permit | Residential | Renovation | Issued | Installation / Repair - Residential - Install approx 15 bollard lights around garden area of building. >BP: Building permit for DP-2023-00016 Exterior alterations to replace the podium membrane on this site containing an existing 19 storey multiple dwelling building (Group C) over 2 levels of underground parkade. Contractor must contact Park Board Development Trees [PBDevelopment.Trees@vancouver.ca] in advance of work to set up a site meeting to discuss tree impact mitigation options. *** Reviewed under VBBL 2019 *** | Vancouver Telectric Services Ltd
NULL | NULL | 1825 COMOX STREET, Vancouver, BC V6G 1P9 | Electrical Permit | Commercial | Renovation | Draft | Installation / Repair - Commercial - change lights and receptacles. | STAT ELECTRICS LIMITED
PP-2022-00551 | 2022-02-17 | 1835 COMOX STREET, Vancouver, BC V6G 1P9 | Plumbing Permit | Commercial | Addition | Completed | Commercial - Back flow install as per city inspection report | First Rate Mechanical Services Ltd
PP-2023-00876 | 2023-03-15 | 1845 COMOX STREET, Vancouver, BC V6G 1R1 | Plumbing Permit | Commercial | New | Issued | Commercial - Install 4" backflow in parkade | Alpine Sprinkler Systems Ltd
EP-2023-07187 | 2023-08-17 | 1850 COMOX STREET, Vancouver, BC V6G 1R3 | Electrical Permit | Residential | Tenant Improvement | Completed | Installation / Repair - Residential - *Install pot lights. >Permit Amendment Aug 29, 2023 -Install 2 - 20 amp ground fault plugs. -Install 1 hoodfan wire. -Install 1 split plug. *Document(s) uploaded to "Application Documents" tab for Electrical Inspector review. Documents are at pending status at time of permit amendment approval. >BP: Interior alterations to renovate this unit #701 on the 7th floor of this existing multiple dwelling building on this site. OK FOR DTI PROCESSING BY K. KANG, MARCH 22, 2023. | BPM Electric Ltd
EP-2022-07339 | 2022-09-21 | 1850 COMOX STREET, Vancouver, BC V6G 1R3 | Electrical Permit | Residential | Renovation | Issued | Installation / Repair - Residential - -Re In Re Fuse Panel with Schneider Panel insert and replace fuses with breakers. -Add TV plug from outlet below in living room Bedroom: -Add TV plug from outlet Below. -Install Wall mount TV bracket. Install Breakers with AFCI for added outlets. Wall mount TV Bracket for customer in living room | AJ's Electrical Contractors LTD
EP-2023-10879 | 2023-12-14 | 1850 COMOX STREET, Vancouver, BC V6G 1R3 | Electrical Permit | Commercial | Renovation - Dwelling Unit(s) only | Issued | Installation / Repair - Commercial - Renovation:None of the work coordinate with any fire seprerations or fire/party walls within this unit. Cosmetic work only per contractor response. Install microwave receptacle, install kitchen counter receptacles, install lights fixtures (puck lights, sconces), Install switches, install receptacle for tv area and hallway, install GFCi receptacle. | Kato Electrical Inc
EP-2023-10951 | 2023-12-15 | 1850 COMOX STREET, Vancouver, BC V6G 1R3 | Electrical Permit | Commercial | Renovation - Dwelling Unit(s) only | Issued | Installation / Repair - Commercial - Bathroom switches relocation- unit 403 | Wirechief Electric Ltd
PP-2024-00026 | NULL | 1850 COMOX STREET, Vancouver, BC V6G 1R3 | Plumbing Permit | Commercial | Renovation | Draft | Commercial - Plumbing Re-pipe for domestic & sanitary lines. | Piperun Plumbing & Mechanical Ltd
EP-2023-10024 | 2023-11-21 | 1850 COMOX STREET, Vancouver, BC V6G 1R3 | Electrical Permit | Commercial | Renovation - Dwelling Unit(s) only | Issued | Installation / Repair - Commercial - ¦ MURB- RENO ¦ Minor electrical updates in Kitchen, Dining and Hallway. Update receptacles & switches. Replace fuse panel with panel insert (in same location, no changes to service). No building work proposed. | Wespac Electrical Contractor Ltd
EP-2023-10102 | NULL | 1850 COMOX STREET, Vancouver, BC V6G 1R3 | Electrical Permit | Commercial | Renovation | Withdrawn | Installation / Repair - Commercial - Replace an old fuse 60 amps box with a new 60 amps breaker panel | Wirechief Electric Ltd
PP-2022-00814 | 2022-03-08 | 1850 COMOX STREET, Vancouver, BC V6G 1R3 | Plumbing Permit | Commercial | Renovation | Completed | Commercial - tub replacement #1704 Interior alterations only to provide bathroom improvements in unit #1704 in this existing multiple dwelling building on this site. OK for Field Review per Kim V - Nov 17/21 Work to be done: - Reframe master bedroom closet to to fit pax system - Renovate master bedroom bathroom - Change storage doors in master bedroom - Remove partition wall in the kitchen and extend counter top - New Flooring | A1 Kam Plumbing Heating & Gas Ltd
EP-2022-01930 | 2022-03-09 | 1850 COMOX STREET, Vancouver, BC V6G 1R3 | Electrical Permit | Residential | Renovation | Completed | Installation / Repair - Residential - kitchen plugs re and re lights re and re install new panel with main breaker >BP: #1704 Interior alterations only to provide bathroom improvements in unit #1704 in this existing multiple dwelling building on this site. OK for Field Review per Kim V - Nov 17/21 Work to be done: - Reframe master bedroom closet to to fit pax system - Renovate master bedroom bathroom - Change storage doors in master bedroom - Remove partition wall in the kitchen and extend counter top - New Flooring Note: - DBI to determine on site whether Structural drawings and schedule B are required - Energy Upgrade: E2 - Lighting - Install energy efficient lighting fixtures (single occupied space area) | O J ELECTRIC LTD
NULL | NULL | 1850 COMOX STREET, Vancouver, BC V6G 1R3 | Plumbing Permit | Commercial | Renovation | Draft | Commercial - Bath tub replacement | A1 Kam Plumbing Heating & Gas Ltd
PP-2022-00465 | 2022-02-10 | 1869 COMOX STREET, Vancouver, BC V6G 1R2 | Plumbing Permit | Commercial | Addition | Completed | Commercial - Install DCVA on main water supply | First Rate Mechanical Services Ltd
SP-2023-01776 | NULL | 1952 COMOX STREET, Vancouver, BC V6G 1R5 | Sprinkler Permit | Commercial | Addition | In Review | Commercial - For sprinkler system alterations to the 2019 VBBL, NFPA 13, 2013 and NFPA 14, 2013 for the retroactive installation of an XXXX DCVA on the existing fire protection system in this existing building. Notes: 1. Fire protection Engineer of record Ryan Pavey, P.Eng. of Cardinal Engineering T: (604) 605 0606 E: pavey@cardinalfire.ca 2. One set of approved drawings and permit to be available for viewing at the jobsite. 3. Separate permit and documents required for any electrical or fire alarm related work. ***If the building is equipped with a fire alarm system the DCVA must be monitored by the fire alarm system.*** | Titan Fire Protection Ltd
EP-2022-05622 | 2022-07-04 | 1952 COMOX STREET, Vancouver, BC V6G 1R5 | Electrical Permit | Commercial | Renovation - Dwelling Unit(s) only | Completed | Installation / Repair - Commercial - Unit #704 Installed 2 new 20A counter top receptacles on dedicated circuit. Installed new circuits for microwave and dishwasher. Replaced existing fuse box with a new breaker panel. Supplied, install and wire 2 kitchen countertop circuits. Installed one 20A receptacle by the stove . Rewired bathroom. Installed a switch for the fan and vanity light and one GFI receptacle. Relocated vanity light box. | ACTIVE ELECTRIC LTD.
EP-2022-05667 | 2022-07-06 | 1952 COMOX STREET, Vancouver, BC V6G 1R5 | Electrical Permit | Residential | Renovation - Dwelling Unit(s) only | Completed | Installation / Repair - Residential - Unit #605 Installed 2 new 20A counter top receptacles on dedicated circuit. Installed new circuits for microwave and dishwasher. Replaced existing fuse box with a new breaker panel. Installed one 20A receptacle by the stove Rewired bathroom. Installed a switch for the fan and vanity light and one GFI receptacle. Relocated vanity light box. Wired a thermostat for water heater. NOTE: there will be no alterations to the walls | ACTIVE ELECTRIC LTD.
PP-2023-01916 | 2023-05-30 | 1952 COMOX STREET, Vancouver, BC V6G 1R5 | Plumbing Permit | Commercial | New | Issued | Commercial - install DCVA as requested by COV on potable water | Inline Sales & Service Ltd
PP-2022-02372 | 2022-07-08 | 2033 COMOX STREET, Vancouver, BC V6G 1S1 | Plumbing Permit | Residential | Addition | Completed | Residential - install new premiss isolation DCVA in water entry room on ground floor, install DCVA in to stair well to rooftop for hose bib irrigation system. | Mainland Plumbing & Heating
PP-2023-00481 | 2023-02-13 | 830 DENMAN STREET, Vancouver, BC V6G 2L8 | Plumbing Permit | Commercial | Renovation | Completed | Commercial - rerouting approximately 75 feet of drainage piping in the parkade from the existing storm drain to the sanitary drain Case file #CF-2022-013244 - unfortunately the owner of the building does not have the original paperwork sent by the City. | Xpert Mechanical
EP-2023-00589 | 2023-01-25 | 870 DENMAN STREET, Vancouver, BC V6G 2L8 | Electrical Permit | Commercial | Renovation | Issued | Installation / Repair - Commercial - Low voltage wiring for control transformer. Extra low voltage wiring for gas detection and 2 exhaust fans. >BP: Interior alterations to replace two exhaust fans in the underground parking of this existing community center. Schedule A provided by Rod Yeoh, P.Eng Mechanical/ Fire suppression Schedule B provided by Rod Yeoh, P.Eng Electrical Schedule B provided by Henry Doornberg, P. Eng | ESC Automation Inc
EP-2023-03712 | 2023-04-28 | 870 DENMAN STREET, Vancouver, BC V6G 2L8 | Electrical Permit | Commercial | Tenant Improvement | Completed | Installation / Repair - Commercial - - Disconnect power from existing EF-1 and EF-2 for demolition, extend existing wiring and raceway as required, and provide a new disconnect switch and power connection to the new EF-1 and EF-2. - Provide 2 new circuit breakers on panel HA for the new exhaust fans. - Demolish existing MDC-1 and splitter and relocate wiring and boxes on that wall. - Provide 21mm EMT raceway with pull string for CO sensors to parkade exhaust controllers. - Provide 120V circuit, wiring and raceway to parkade exhaust controllers. Exhaust controllers, CO2 sensors and control wiring by others. - Re&Re FA duct smoke detector and provide FA verification as required. - Supply and install 1 lighting fixture in the Mechanical Room >BP: Interior alterations to replace two exhaust fans in the underground parking of this existing community center. Schedule A provided by Rod Yeoh, P.Eng Mechanical/ Fire suppression Schedule B provided by Rod Yeoh, P.Eng Electrical Schedule B provided by Henry Doornberg, P. Eng Amend May 25, 2023: -"FA duct smoke detector not existing on the ducts serviced, therefore, FA verification was not performed and is not required" | Ainsworth Inc
SP-2023-00741 | 2023-05-01 | 870 DENMAN STREET, Vancouver, BC V6G 2L8 | Sprinkler Permit | Commercial | Tenant Improvement | Completed | Commercial - Add Sprinkler Heads >BP: Interior alterations to replace two exhaust fans in the underground parking of this existing community center. *****This application does not include any of the following: 1. Not more than 20 sprinklers (add, relocate, or remove), 2. hydraulic calculations, 3. change in occupancy and /or hazard classification, 4. warehouse storage arrangements, 5. mobile compact storage arrangements, 6. alternative solutions, 7. changes to the sprinkler system supply piping (e.g. valves, mains, cross-mains, branch-lines, etc.), or 8. flexible sprinkler pipe. | Viking Fire Protection Inc
EP-2023-04296 | 2023-05-23 | 870 DENMAN STREET, Vancouver, BC V6G 2L8 | Electrical Permit | Commercial | Renovation | Issued | Installation / Repair - Commercial - Supply & install two Cat6 data drops for FDC controllers in the parkade. >BP: Interior alterations to replace two exhaust fans in the underground parking of this existing community center. Schedule A provided by Rod Yeoh, P.Eng Mechanical/ Fire suppression Schedule B provided by Rod Yeoh, P.Eng Electrical Schedule B provided by Henry Doornberg, P. Eng | 4th Utility Inc
EP-2022-06457 | 2022-08-02 | 870 DENMAN STREET, Vancouver, BC V6G 2L8 | Electrical Permit | Commercial | Addition | Completed | Installation / Repair - Commercial - Adding to existing alarm system, Access Control (NO MAGLOCKS) | Rose Security Services Inc
EP-2022-03577 | 2022-05-03 | 870 DENMAN STREET, Vancouver, BC V6G 2L8 | Electrical Permit | Commercial | Tenant Improvement | Completed | Installation / Repair - Commercial - Demolition of fixtures, Supply and Install of new lighting, Security/card access, panic duress rough ins. -cosmetic upgrade | Action Electric Ltd
PP-2023-01342 | 2023-04-18 | 871 DENMAN STREET, Vancouver, BC V6G 2L9 | Plumbing Permit | Commercial | Addition | Completed | Commercial - Installation of RPBA on ice machine and dishwasher | Pioneer Plumbing & Heating Inc
EP-2022-09625 | 2022-11-15 | 945 DENMAN STREET, Vancouver, BC V6G 2M3 | Electrical Permit | Commercial | Renovation | Completed | Installation / Repair - Commercial - Low Voltage wiring of sound, data and control >>BP: Interior and exterior alterations: Interior and exterior alteration, minor horizontal addition and a change the use from Neighbourhood Public House to restaurant class-1 with ancillary retail food. The infill is to fill in one entry door area for security purpose in this existing 2 storey commercial building on this site. ( not an addition F.S.R. per ECO Jamie Zhang). The scope of work also includes to install RTUs for the kitchen exhaust system, Mechanical Review Notes: 1. Class 1 cooking operations (Grease-Laden Vapours). 2. Commercial kitchen exhaust systems to NFPA 96 Building Review Branch Notes: 1) Total proposed Occupant load is 100 Persons. 2) A permanent sign indicating the above proposed occupant load shall be posted in a conspicuous location near the suite's principal entrance. 3) Separate permit will be required for any changes to the interior seating. 4) Separate permit is required for outdoor patio seating. Additional washroom may be required. Note: "This permit has been reviewed under the 2019 Vancouver Building By-law (#12511)." | La Scala Integrated Media Corporation
EP-2023-06977 | 2023-08-02 | 958 DENMAN STREET, Vancouver, BC V6G 2M2 | Electrical Permit | Commercial | Renovation | Completed | Installation / Repair - Commercial - New electrical work to include replacement of exiting main panel. Supply and install new wiring for lighting, power & telecoms. | Fox Electric Canada Inc
EP-2023-08304 | 2023-09-14 | 958 DENMAN STREET, Vancouver, BC V6G 2M2 | Electrical Permit | Commercial | Addition | Completed | Installation / Repair - Commercial - Upgrade to existing security alarm and CCTV systems. >BP: Exterior and interior alterations to renovate this existing Financial Institution (BMO) on this site. Tenant: Bank of Montreal (BMO) Letter of assurance provided by: Schedule A & B (Architectural): Paul Andrew Stevens, 778-372-1111 Sched B (Electrical): Graham Lovely, P. Eng, 604-687-1821 Schedule B (Mechanical & Plumbing): Collin Vaness, P. Eng, 604-687-1821 Note: Energy checklist is currently no longer required with your Building Permit (BP) application. Some supporting documents are still required at BP stage, specifically Envelope and HVAC, if applicable. Service Water Heating and Lighting supporting documents, if applicable, must be submitted with your related trades permits (e.g. electrical and plumbing). All energy upgrades will be checked during the inspections stage. It is the applicant’s responsibility to identify and note all required upgrades including energy upgrades on their BP drawings at BP stage. | Chubb Fire & Security Canada Corp
PP-2023-03006 | 2023-08-24 | 958 DENMAN STREET, Vancouver, BC V6G 2M2 | Plumbing Permit | Commercial | Tenant Improvement | Completed | Commercial - Plumbing >DB: Exterior and interior alterations to renovate this existing Financial Institution (BMO) on this site. | Ange's Plumbing Ltd
EP-2023-09818 | 2023-11-09 | 958 DENMAN STREET, Vancouver, BC V6G 2M2 | Electrical Permit | Commercial | Renovation | Completed | Installation / Repair - Commercial - New Belden Cat6 FT6 low voltage Cabling for the branch >BP: Exterior and interior alterations to renovate this existing Financial Institution (BMO) on this site. Tenant: Bank of Montreal (BMO) Letter of assurance provided by: Schedule A & B (Architectural): Paul Andrew Stevens, 778-372-1111 Sched B (Electrical): Graham Lovely, P. Eng, 604-687-1821 Schedule B (Mechanical & Plumbing): Collin Vaness, P. Eng, 604-687-1821 Note: Energy checklist is currently no longer required with your Building Permit (BP) application. Some supporting documents are still required at BP stage, specifically Envelope and HVAC, if applicable. Service Water Heating and Lighting supporting documents, if applicable, must be submitted with your related trades permits (e.g. electrical and plumbing). All energy upgrades will be checked during the inspections stage. It is the applicant’s responsibility to identify and note all required upgrades including energy upgrades on their BP drawings at BP stage. | Combined Systems Inc
PP-2023-01107 | 2023-03-30 | 976 DENMAN STREET, Vancouver, BC V6G 2M1 | Plumbing Permit | Commercial | Renovation | Completed | Commercial - 3 Backflow device in basement CROSS CONNECTION LTR UPLOADED | Hillcrest Plumbing & Heating (1991) Ltd
EP-2023-07448 | 2023-08-21 | 3880 DUNBAR STREET, Vancouver, BC V6S 2E2 | Electrical Permit | Residential | Addition | Completed | Installation / Repair - Residential - ¦ 1FD- 200A SERVICE UPGRADE/ EV ¦ -Supply and install New 200A Meter Base to Garage -Supply and install Service Mast from Meter Base through roof lining to CEC specified height -Supply and install 200A Main Panel inside Garage fed from 200A Meter Base -Supply and install new Grounding Plate outside Garage, below Meter Base -Remove existing House Panels and replace with New 200A House Panel -Supply and install 200A Sub-Feed from Garage Panel to New House Panel -Sub-feed will follow Garage rafters to SE of Garage and penetrate to outside to Trench -Trench from Garage to House Rear Entry Stairwell, Concrete cut as required. -Remove existing Service Mast and Meter Base -Reuse existing penetration to feed New 200A House Panel -Reinstate all existing House Circuits to New 200A House Panel -Supply and install equipotential bonding to Gas and Water in Boiler Room -Test connections and commission installation -Tidy site and dispose of garbage correctly and safely -Remove existing EV Charger from existing Garage Panel -Supply and install 40A breaker in New 200A Garage Panel -Supply and install 8 AWG 3C NMD90 from panel to Customer supplied EV Charger location (RHS of panel) -Test connections and commission installation -Tidy site and dispose of garbage correctly and safely | TDR Electric Inc
GP-2023-01918 | 2023-06-26 | 3892 DUNBAR STREET, Vancouver, BC V6S 2E2 | Gas Permit | Residential | Renovation | Completed | Residential - Re&re furnace | Milani Plumbing Heating & Air Conditioning Ltd
GP-2022-02354 | 2022-08-10 | 3892 DUNBAR STREET, Vancouver, BC V6S 2E2 | Gas Permit | Residential | New | Completed | Residential - Gas range re/re | Super Tech Appliances Installation Ltd
GP-2023-00656 | 2023-02-22 | 3944 DUNBAR STREET, Vancouver, BC V6S 2E4 | Gas Permit | Residential | Renovation | Completed | Residential - installed tankless water heater | BNA Systems Inc and/or Kirkland Metal Shop Ltd
GP-2022-00303 | 2022-01-31 | 6520 CULLODEN STREET, Vancouver, BC V5X 4J2 | Gas Permit | Residential | Renovation | Completed | Residential - Furnace Replacement | Westmount Heating Ltd
EP-2022-00440 | 2022-01-21 | 6559 CULLODEN STREET, Vancouver, BC V5X 4J3 | Electrical Permit | Residential | New | Completed | Installation / Repair - Residential - low voltage rough-in and completion of alarm, tel/data/cable. security cameras rough-in only >BP: To construct a 2.5 storey two-family dwelling ($600,000) with a detached accessory building (garage) and 1 open parking at the rear providing 2 parking spaces, having vehicular access from the lane. 1. A/C proposed – Exterior component located in rear yard, Interior component located in 3rd floor-master bedroom closet 2. Schedule B: (Anthony Wang) P.Eng (604.618.6236) Structural 3. Schedule B: (Anthony Wang) P.Eng (604.618.6236) Geotechnical 4. HPO: Residential Builder- (Aqua Homes Development Ltd) Note: This is a 2 storey building pursuant to the Zoning and Development By-Law Address Information: Principle Dwelling #1: 6557 Culloden St. Principle Dwelling #2: 6559 Culloden St. Addresses have been assigned per the approved plans, access to the rear unit is from the North side. This access must be provided & maintained at all times and the building addresses posted to be visible from the street in accordance with the Building By-law. **THIS PERMIT HAS BEEN ISSUED UNDER THE REQUIREMENTS OF VBBL #12511 (2019) ** "Combustible projections or roof soffits on an exposing building face shall not project to less than .45m from the property line and shall be in compliance with VBBL 2014 9.10.15.5.(9)" The entire building, to be sprinklered to 2 x NFPA 13D. | Infinitech Security & Integration Inc.
GP-2023-00911 | 2023-03-14 | 4189 DONCASTER WAY, Vancouver, BC V6S 1W1 | Gas Permit | Residential | Renovation | Completed | Residential - Re & Re Hot water tank gas | Milani Plumbing Heating & Air Conditioning Ltd
EP-2022-07329 | 2022-08-31 | 4192 DONCASTER WAY, Vancouver, BC V6S 1V9 | Electrical Permit | Residential | Renovation | Completed | Installation / Repair - Residential - lights, plugs, switches, potlights and a new fan in the bathrooms >DB: Exterior and interior alteration to this existing SFD. Scope of work to include: - new exterior cladding to replace all existing cladding; - interior layout changes to both main and upper level; - replace some windows and doors; and, - repairs to existing roof as needed. | David Stein
PP-2022-02892 | 2022-08-18 | 4192 DONCASTER WAY, Vancouver, BC V6S 1V9 | Plumbing Permit | Residential | Renovation | Completed | Residential - Plumbing >DB: Exterior and interior alteration to this existing SFD. Scope of work to include: - new exterior cladding to replace all existing cladding; - interior layout changes to both main and upper level; - replace some windows and doors; and, - repairs to existing roof as needed. | Avante Plumbing & Heating Ltd
MP-2022-00288 | 2022-09-28 | 4192 DONCASTER WAY, Vancouver, BC V6S 1V9 | Mechanical Permit | NULL | NULL | Completed | NULL | Western Pacific Mechanical Ltd
GP-2024-00132 | 2024-01-16 | 4195 DONCASTER WAY, Vancouver, BC V6S 1W1 | Gas Permit | Residential | Renovation | Issued | Residential - Decommission and remove old gas furnace and install new furnace | Ashton Service Group/Ashton Mechanical Ltd.
PP-2022-03415 | 2022-09-28 | 4279 DONCASTER WAY, Vancouver, BC V6S 1W1 | Plumbing Permit | Residential | New | Completed | Residential - Lawn Irrigation System | J F P irrigation Ltd
PP-2022-00311 | 2022-01-31 | 1075 DOUGLAS CRESCENT, Vancouver, BC V6H 1V4 | Plumbing Permit | Residential | Renovation | Completed | Residential - Renovation all new Drainage , and domestic water too all fixtures Exterior and Interior alterations and change of use from community care home to one family dwelling at this existing 3 storey plus basement building on this site. AMEND: MAR 10/2022 ADD THE FOLLOWING: Basement : indoor sump and pump sanitary 3rd floor : 2 wash basins , 1 water closet , 1 shower , 1 auto washer , 1 laundry sink 4th floor : 1 wash basin , 1 water closet , 1 shower AMEND: APR 25/2022 Please add 2 outside sumps to the permit as per inspectors last report | VANMECH PLUMBING & HEATING LTD.
GP-2022-00422 | 2022-02-09 | 1075 DOUGLAS CRESCENT, Vancouver, BC V6H 1V4 | Gas Permit | Residential | Renovation | Completed | Residential - All new gas lines. Piping only to fireplace. Exterior and Interior alterations and change of use from community care home to one family dwelling at this existing 3 storey plus basement building on this site. **Amend 01/03/2023** Remove Generator from work description | A & J GAS SERVICES LTD
EP-2022-00983 | 2022-02-09 | 1075 DOUGLAS CRESCENT, Vancouver, BC V6H 1V4 | Electrical Permit | Residential | Renovation | Completed | Installation / Repair - Residential - To re-wire the whole house, including to relocate the 200A service. >BP: Exterior and Interior alterations and change of use from community care home to one family dwelling at this existing 3 storey plus basement building on this site. Exterior alterations Interior Alterations: Basement - Removal of interior doors & walls, plumbing fixtures, chimney, furnace, washer, dryer. Area converted into Rec Room with no bar sink - New doors & interior walls, relocate HWT and electrical panel, update bathroom 1st fl - Removal of interior doors & walls, plumbing fixtures, kitchen appliances - Install doors & interior walls, fireplace, closet, millwork, relocate bathroom & update kitchen 2nd fl - Removal of doors, interior walls, and closets - Update & enlarge bathroom, one new bathroom, new doors & interior walls 3rd fl - Removal & install of interior walls & doors, re & re plumbing fixtures - Removal of chimney from basement to 3rd storey - Spr the entire building to NFPA 13 D standards. - Install interconnected, hardwired, 120 volt smoke alarms as per VBBL 9.10.19 and Carbon Monoxide Alarm as per VBBL 9.3.32.4.2 A/C unit to conform to City of Vancouver Noise By-Law #6555 Amend: Dec 12, 2022 To include low voltage wiring, TV, data, alarm, and vacuum project value is $8000 | JIU DING ELECTRIC LTD
SP-2022-00160 | 2022-02-08 | 1075 DOUGLAS CRESCENT, Vancouver, BC V6H 1V4 | Sprinkler Permit | Residential | New | Completed | Residential - Installation of new sprinkler system in existing renovated house >BP: Exterior and Interior alterations and change of use from community care home to one family dwelling at this existing 3 storey plus basement building on this site. Exterior alterations: 1. Removal of the unauthorized plastic cover at the rear on the 3rd storey. 2. Removal of unauthorized aluminum cover at the rear on the 1st storey. 3. Removal of door, landing and stairs on 1st storey on the east elevation. 4. Demo walls and door at the south elevation adjacent to the sleeping porch at the 1st storey and install 2 sets of sliding doors. 5. Installation of heat pump at the rear east elevation of the building. 6. Removal of exterior or chimney from the roof. 7. To validate the exterior egress stairs at the rear. 8. Replacement of exterior windows are to match existing windows. Interior Alterations: Basement - Removal of interior doors & walls, plumbing fixtures, chimney, furnace, washer, dryer. Area converted into Rec Room with no bar sink - New doors & interior walls, relocate HWT and electrical panel, update bathroom 1st fl - Removal of interior doors & walls, plumbing fixtures, kitchen appliances - Install doors & interior walls, fireplace, closet, millwork, relocate bathroom & update kitchen 2nd fl - Removal of doors, interior walls, and closets - Update & enlarge bathroom, one new bathroom, new doors & interior walls 3rd fl - Removal & install of interior walls & doors, re & re plumbing fixtures - Removal of chimney from basement to 3rd storey - Sprinklering the entire building to NFPA 13 D standards. - Install interconnected, hardwired, 120 volt smoke alarms as per VBBL 9.10.19 and Carbon Monoxide Alarm as per VBBL 9.3.32.4.2 REUP submitted per Scott Silverthorn, 604-787-1952 Schedule B Structural submitted per Carlos Chiu, 604-737-9830 A/C unit to conform to City of Vancouver Noise By-Law #6555 | Major Fire Protection Ltd
GP-2022-00849 | 2022-03-21 | 1075 DOUGLAS CRESCENT, Vancouver, BC V6H 1V4 | Gas Permit | Residential | New | Completed | Residential - Zero Clearance Gas Fireplace to Existing SFD Vent & Gas Hookup Only Exterior and Interior alterations and change of use from community care home to one family dwelling at this existing 3 storey plus basement building on this site. | Encore Fireplaces Ltd
PP-2023-01147 | 2023-04-03 | 139 DRAKE STREET, Vancouver, BC V6Z 2T8 | Plumbing Permit | Residential | Renovation | Completed | Residential - Replacement of tubs with showers and relocation of laundry >BP: Interior alterations to combine dwelling units 17A and 17B, retaining 17B, on the 17th floor of this multiple dwelling building on this site. Scope of work includes relocating the washer and dryer and reconfiguring the interior walls. | Chen's Plumbing & Heating Ltd
EP-2023-08546 | 2023-10-12 | 139 DRAKE STREET, Vancouver, BC V6Z 2T8 | Electrical Permit | Commercial | Tenant Improvement | Issued | Installation / Repair - Commercial - Electrical work associated with elevator modernization, including: supply and install of new LED lights in elevator pit, GFCI plugs, new lobby station power, new #6 ground, new LED lights in electrical room, new dedicated power for master phone station in machine room, new disconnects for elevator and cab lights, new 600A ATS, new smoke at the top of shaft (re/re), new addressable relays to interface with elevator controller. >BP: Interior alterations to provide elevator modernization and fire alarm upgrade to this existing single stage addressable fire alarm system to this existing 18-storey multiple dwelling building on this site. Scope: - Installation of new smoke detectors - Replace elevator controller and cab light disconnect switches - Replace existing elevator machine room and elevator pit receptacles with GFCI type and luminaries with new LED luminaries - Replace existing ATS with new - No changes to existing fire alarm zones Main recall level: Ground floor Alternate recall level: 2nd floor ******THIS PERMIT HAS BEEN REVIEWED AND ISSUED UNDER THE REQUIREMENTS OF VBBL 2019 ******** | Action Electric Ltd
PP-2024-00204 | 2024-01-26 | 199 DRAKE STREET, Vancouver, BC V6Z 2T9 | Plumbing Permit | Commercial | Renovation - Dwelling Unit(s) only | Issued | Commercial - Domestic water re pipe of 88 units only | Brighter Mechanical Ltd
EP-2023-05735 | 2023-07-25 | 289 DRAKE STREET, Vancouver, BC V6B 5Z5 | Electrical Permit | Commercial | Tenant Improvement | Issued | Installation / Repair - Commercial - Modification of existing fire alarm system as per Bulletin 2018-004-BU/EL Option #3 triggered by the automatic elevator recall as follows: · Provide new addressable smoke detectors to initiate emergency recall of the elevators upon actuation as per VBBL 2018-004-BU/EL and B44-16 as referenced in VBBL-2019. ? No changes to the existing fire alarm zones. · Provide new fused disconnect switches for elevator controller and cab light. · Provide new #6 ground wire for elevator controllers. · Re-terminate existing telephone line to elevator machine room. · Replacement of existing receptacles with new GFCI type receptacles in elevator machine room & pit. · Replacement of existing fixtures with new LED type fixtures c/w with wire cages in elevator machine room & pit. · Verification of the fire alarm system in conformance with CAN/ULC S537. >BP: Interior alterations only to provide elevator modernization and fire alarm upgrade to this existing high-rise mixed use building with an existing two stage addressable fire alarm system. | Action Electric Ltd
EP-2023-01868 | 2023-03-07 | 388 DRAKE STREET, Vancouver, BC V6B 6A8 | Electrical Permit | Commercial | Renovation | Completed | Installation / Repair - Commercial - Electric Vehicle Charging Infrastructure - Wiring installation for future electric vehicle supply equipment (EVSE) & electric vehicle energy management system (EVEMS). Install EV-EMS & EV Ready Infrastructure for 144 stalls based on 4:1 circuit ratio >Permit Amendment Oct 30, 2023 -"Installation of 34EVSE in stalls. DEI to see review amendment details tab for approved amendment description *Document(s) uploaded to "Application Documents" tab for Electrical Inspector review. Documents are at pending status at time of permit amendment approval >Permit Amendment Oct 10, 2023 -New Hydro CT enclosure and meter cabinet are being installed. Service inspection required *Electrical contractor to request an electrical inspection online *Document(s) uploaded to "Application Documents" tab for Electrical Inspector review. Documents are at pending status at time of permit amendment approval Approved Amendment. "EV infrastructure for stalls increased from 144 stalls to 244 stalls. Attached revised and sealed electrical drawings show load calc with changes clouded in red. No changes required to the previous shown electrical distribution. Project value to be adjusted from previous $292,450 to new $440,000." | Stream Energy Systems Inc
EP-2023-01084 | 2023-08-18 | 388 DRAKE STREET, Vancouver, BC V6B 6A8 | Electrical Permit | Commercial | NULL | Expired | Annual / Operating - Maintenance of existing operating electrical equipment. Renewal of EP-2021-04117 | Shawn P Greabeiel
EP-2023-09760 | 2023-11-09 | 388 DRAKE STREET, Vancouver, BC V6B 6A8 | Electrical Permit | Commercial | NULL | Issued | Annual / Operating - Annual operating permit for Energy Management System on E/V chargers -This is a new AOP for the E/V EMS system only | Stream Energy Systems Inc
EP-2023-08975 | 2023-10-13 | 388 DRAKE STREET, Vancouver, BC V6B 6A8 | Electrical Permit | Commercial | NULL | Issued | Annual / Operating - ANNUAL OPERATING PERMIT lighting and device maintenance -renewal of: EP-2023-01084 -valid: May 30, 2023 - May 29, 2024 | Shawn P Greabeiel
EP-2022-02702 | 2022-04-06 | 600 DRAKE STREET, Vancouver, BC V6B 5W7 | Electrical Permit | Commercial | Tenant Improvement | Completed | Installation / Repair - Commercial - Removing old Generator and Installing new Generator -Yes the generator is of the same size and will be placed at the same location. | Sasco Contractors Ltd
SP-2023-01838 | 2023-10-05 | 600 DRAKE STREET, Vancouver, BC V6B 5W7 | Sprinkler Permit | Commercial | Tenant Improvement | Completed | Commercial - Add (1) Relocate (1) >BP: Main Floor Interior alterations to provide tenant improvement to this existing admin office on the main floor of this existing multiple dwelling/rental building on site. Scope of Work: Demolish non load bearing interior walls, new framing for glazing walls and doors, new flooring, t-bar ceiling, electrical and sprinkler work. *****This application does not include any of the following: 1. Not more than 20 sprinklers (add, relocate, or remove), 2. hydraulic calculations, 3. change in occupancy and /or hazard classification, 4. warehouse storage arrangements, 5. mobile compact storage arrangements, 6. alternative solutions, 7. changes to the sprinkler system supply piping (e.g. valves, mains, cross-mains, branch-lines, etc.), or 8. flexible sprinkler pipe. | Community Fire Prevention Ltd
EP-2023-09771 | 2023-11-15 | 600 DRAKE STREET, Vancouver, BC V6B 5W7 | Electrical Permit | Commercial | Tenant Improvement | Completed | Installation / Repair - Commercial - installation of 2 small offices, 4 plugs 6 data drops lighitng to remain >BP: Main Floor Interior alterations to provide tenant improvement to this existing admin office on the main floor of this existing multiple dwelling/rental building on site. Scope of Work: Demolish non load bearing interior walls, new framing for glazing walls and doors, new flooring, t-bar ceiling, electrical and sprinkler work. Structural Schedule B submitted by Tong Ngo, P.Eng., 604.372.2120 Building Sprinklered – Separate sprinkler permit required for proposed sprinkler work. Energy checklist is currently no longer required with your Building Permit (BP) application. Some supporting documents are still required at BP stage, specifically Envelope and HVAC, if applicable. Service Water Heating and Lighting supporting documents, if applicable, must be submitted with your related trades permits (e.g. electrical and plumbing). | Aidan Clemens Electrical Contracting Ltd
EP-2022-09300 | 2022-11-01 | 1626 DRUMMOND DRIVE, Vancouver, BC V6T 1B6 | Electrical Permit | Residential | New | Expired | Temporary Power - Residential - Suppy generator tio power Lights and sound for event all circuits will be GFCI protected | Riviers Electric Services Inc
NULL | NULL | 6868 DUMFRIES STREET, Vancouver, BC V5P 3B9 | Plumbing Permit | Residential | Renovation | Draft | Residential - Installing drainage, waterlines, and venting. Also a kitchen sink | NULL
MP-2023-00460 | 2023-03-22 | 6905 DUMFRIES STREET, Vancouver, BC V5P 3C1 | Mechanical Permit | NULL | NULL | Completed | NULL | Vector Home Services Inc
EP-2023-09236 | NULL | 6905 DUMFRIES STREET, Vancouver, BC V5P 3C1 | Electrical Permit | Residential | Renovation | Applicant Revisions | Installation / Repair - Residential - Installation branch circuit for Fujitsu Full Electric Heat Pump (3 Tons) *MP-2023-00460: Completed (Heating and Cooling) Oct 27, 2023 ¦ WWOP Applied Nov 17, 2023 | Vector Home Services Inc
GP-2023-03219 | 2023-10-25 | 6939 DUMFRIES STREET, Vancouver, BC V5P 3C1 | Gas Permit | Residential | Renovation - Dwelling Unit(s) only | Completed | Residential - Boiler Replacement | Impetus Plumbing & Heating Ltd
PP-2023-03427 | 2023-09-27 | 2604 CHARLES STREET, Vancouver, BC V5K 3A5 | Plumbing Permit | Residential | New | Completed | Residential - to install a DCVA for lawn irrigation | University Sprinkler Systems Incorporated
GP-2023-02408 | 2023-08-22 | 2604 CHARLES STREET, Vancouver, BC V5K 3A5 | Gas Permit | Residential | New | Completed | Residential - 2 Ranges, 2 bbq & 1 fireplace. To construct a two-storey, two-family dwelling with a detached accessory building Removed 2 Boilers from submission: As per energy requirements all space and hot water heating to be supplied electrically - MP required – Gas boiler not allowed | Deep Gas Fitting Ltd.
MP-2023-02236 | 2023-12-14 | 2604 CHARLES STREET, Vancouver, BC V5K 3A5 | Mechanical Permit | NULL | NULL | Completed | NULL | Power Cool Electrical & Refrigeration Mech Ltd
MP-2023-02101 | NULL | 2604 CHARLES STREET, Vancouver, BC V5K 3A5 | Mechanical Permit | NULL | NULL | Withdrawn | NULL | Killarney Mechanical Ltd
GP-2023-01072 | 2023-03-29 | 2604 CHARLES STREET, Vancouver, BC V5K 3A5 | Gas Permit | Residential | Renovation | Completed | Residential - Gas fireplace installation >BP: To construct a two-storey, two-family dwelling with a detached accessory building (garage) at the rear providing 2 parking spaces, having vehicular access from the lane. | 496302 BC Ltd
PP-2023-00497 | 2023-02-14 | 2604 CHARLES STREET, Vancouver, BC V5K 3A5 | Plumbing Permit | Residential | New | Completed | Residential - new plumbing >BP: To construct a two-storey, two-family dwelling with a detached accessory building (garage) at the rear providing 2 parking spaces, having vehicular access from the lane. Note: This is a 2.5 storey building pursuant to the Zoning and Development By-Law The entire building, INCLUDING THE ATTACHED GARAGE (if applicable), to be sprinklered to 2x NFPA 13D. 1. A/C units proposed at 2nd storey level and front yard/rear side by garage 2. Bar sinks not proposed 3. Schedule B: Sharat Chande P.Eng (604-723-7534) Architectural, Structural & Geotechnical (glass railing) 4. HPO: Fina Homes Ltd. | Killarney Mechanical Ltd
MP-2023-00246 | 2023-02-22 | 2604 CHARLES STREET, Vancouver, BC V5K 3A5 | Mechanical Permit | NULL | NULL | Completed | NULL | Killarney Mechanical Ltd
SP-2023-00390 | 2023-03-07 | 2604 CHARLES STREET, Vancouver, BC V5K 3A5 | Sprinkler Permit | Residential | New | Completed | Residential - 2FD - NORTH - 2604 CHARLES ST SOUTH - 1320 PENTICTON ST Piping and fixture installation >DB: To construct a two-storey, two-family dwelling with a detached accessory building (garage) at the rear providing 2 parking spaces, having vehicular access from the lane. Note: This is a 2.5 storey building pursuant to the Zoning and Development By-Law The entire building, INCLUDING THE ATTACHED GARAGE (if applicable), to be sprinklered to 2x NFPA 13D. 1. A/C units proposed at 2nd storey level and front yard/rear side by garage 2. Bar sinks not proposed | RG Plumbing Ltd
EP-2023-03807 | 2023-05-03 | 2604 CHARLES STREET, Vancouver, BC V5K 3A5 | Electrical Permit | Residential | New | Completed | Installation / Repair - Residential - Security, intercom, tel, data, tv, camera, vacuum Rough in & Completion. Speaker wiring only. >BP: To construct a two-storey, two-family dwelling with a detached accessory building (garage) at the rear providing 2 parking spaces, having vehicular access from the lane. Note: This is a 2.5 storey building pursuant to the Zoning and Development By-Law The entire building, INCLUDING THE ATTACHED GARAGE (if applicable), to be sprinklered to 2x NFPA 13D. 1. A/C units proposed at 2nd storey level and front yard/rear side by garage 2. Bar sinks not proposed 3. Schedule B: Sharat Chande P.Eng (604-723-7534) Architectural, Structural & Geotechnical (glass railing) 4. HPO: Fina Homes Ltd. | Repel Security Systems Ltd
EP-2022-10583 | 2023-01-04 | 2604 CHARLES STREET, Vancouver, BC V5K 3A5 | Electrical Permit | Residential | New | Completed | Installation / Repair - Residential - Wiring of new duplex construction See E-Mail from Home owner Marco De Cotiis of Fina Electric showing two panels from separate dwellings (each side of duplex) in common garage in the Documents Tab.-Accepted. A. Thornley >BP: To construct a two-storey, two-family dwelling with a detached accessory building (garage) at the rear providing 2 parking spaces, having vehicular access from the lane. Note: This is a 2.5 storey building pursuant to the Zoning and Development By-Law The entire building, INCLUDING THE ATTACHED GARAGE (if applicable), to be sprinklered to 2x NFPA 13D. 1. A/C units proposed at 2nd storey level and front yard/rear side by garage 2. Bar sinks not proposed 3. Schedule B: Sharat Chande P.Eng (604-723-7534) Architectural, Structural & Geotechnical (glass railing) 4. HPO: Fina Homes Ltd. ***This permit is issued under the VBBL 2019, with updated energy requirements as per bylaw # 12997 effective Jan 01, 2022.*** Amendment changed from 1 phase 2 to 1 phase 3 wire 2023-03-19 | JR ELECTRIC LTD.
PP-2022-04410 | 2022-12-12 | 2604 CHARLES STREET, Vancouver, BC V5K 3A5 | Plumbing Permit | Residential | New | Completed | Residential - Sumps | JVT EXCAVATING & DEMOLITION LTD
EP-2022-08347 | 2022-10-02 | 2604 CHARLES STREET, Vancouver, BC V5K 3A5 | Electrical Permit | Residential | New | Expired | Temporary Power - Residential - To provide temporary power. Amend: Oct 17, 2022 Change to 60amps | JR ELECTRIC LTD.
GP-2023-00118 | 2023-01-12 | 2650 CHARLES STREET, Vancouver, BC V5K 3A5 | Gas Permit | Residential | Addition | Completed | Residential - Gas fireplace installation | 496302 BC Ltd
GP-2023-00384 | 2023-02-02 | 2650 CHARLES STREET, Vancouver, BC V5K 3A5 | Gas Permit | Residential | Addition | Completed | Residential - Adding a 1/2" gas line for a gas range as part of a kitchen renovation REFER TO: CF-2023-000785 | Riley Plumbing Ltd
PP-2023-00361 | 2023-02-07 | 2650 CHARLES STREET, Vancouver, BC V5K 3A5 | Plumbing Permit | Residential | Renovation | Completed | Residential - Kitchen water lines moved, drain line moved, fridge line added, replace 30 feet of failing copper water piping | Riley Plumbing Ltd
EP-2023-00851 | 2023-02-01 | 2650 CHARLES STREET, Vancouver, BC V5K 3A5 | Electrical Permit | Residential | Renovation | Completed | Installation / Repair - Residential - Kitchen and bedroom renovation -Looks like the homeowner removed his kitchen and the electrical needs to be adjusted to accommodate new appliances, and counter plugs. (CF-2023-000785) | BC Smart Homes Ltd
EP-2022-05366 | 2022-06-28 | 2651 CHARLES STREET, Vancouver, BC V5K 3A4 | Electrical Permit | Residential | Renovation | Completed | Installation / Repair - Residential - Installing of a heat pump | Alpine Electric Ltd
GP-2022-02126 | 2022-07-19 | 2660 CHARLES STREET, Vancouver, BC V5K 3A5 | Gas Permit | Residential | Renovation | Completed | Residential - Furnace re&re | Ferenc Nagy
EP-2022-03548 | 2022-05-02 | 2660 CHARLES STREET, Vancouver, BC V5K 3A5 | Electrical Permit | Residential | Renovation | Completed | Installation / Repair - Residential - New 100amp underground cable installation & will be terminated in main house panel due to new laneway. >>>Amend: Sept. 15, 2022 - new load calculation uploaded | Arc Flash Electric Ltd
GP-2022-01724 | 2022-06-06 | 2758 CHARLES STREET, Vancouver, BC V5K 3A7 | Gas Permit | Residential | Renovation | Completed | Residential - Hot water Tank replacement | Hillcrest Plumbing & Heating (1991) Ltd
GP-2022-03527 | 2022-11-10 | 2758 CHARLES STREET, Vancouver, BC V5K 3A7 | Gas Permit | Residential | Renovation | Completed | Residential - Re&re Furnace 60000btu | Milani Plumbing Heating & Air Conditioning Ltd
GP-2023-02096 | 2023-07-13 | 7168 CLARENDON STREET, Vancouver, BC V5S 2K4 | Gas Permit | Residential | Addition | Completed | Residential - re and re range top | Christopher Sterling
PP-2023-00061 | 2023-01-09 | 505 CLARK DRIVE, Vancouver, BC V5L 3H6 | Plumbing Permit | Commercial | Renovation | Completed | Commercial - Install new washrooms as per BP >Interior Alteration to add two unisex toilet rooms inside the existing Manufacturing (Brewery) classified as Group F2 with ancillary tasting lounge (Group A2), for increased occupant load at proposed outdoor patio (under separate permit). Proposed occupant load is 142 persons (67 tasting lounge, 8 staff and 67 new patio). Maximum occupant load cannot exceed 150 persons including patio and staff due to washroom capacity restriction. *** Reviewed under the VBBL 2019 *** Building Review Branch Notes: - See BP-2022-02235 for Outdoor Patio. | Meridian West Mechanical Ltd
EP-2023-00193 | 2023-01-16 | 505 CLARK DRIVE, Vancouver, BC V5L 3H6 | Electrical Permit | Commercial | Renovation | Completed | Installation / Repair - Commercial - relocate outlets and lights -there is a rework of 4 light fixtures -less than 5% of total lighting - it is less than 40W of lighting >BP: Interior Alteration to add two unisex toilet rooms inside the existing Manufacturing (Brewery) classified as Group F2 with ancillary tasting lounge (Group A2), for increased occupant load at proposed outdoor patio (under separate permit). Proposed occupant load is 142 persons (67 tasting lounge, 8 staff and 67 new patio). Maximum occupant load cannot exceed 150 persons including patio and staff due to washroom capacity restriction. *** Reviewed under the VBBL 2019 *** Building Review Branch Notes: - See BP-2022-02235 for Outdoor Patio. | Ampac Electric Ltd
SP-2022-02082 | NULL | 510 CLARK DRIVE, Vancouver, BC | Sprinkler Permit | Commercial | Renovation | Application Incomplete | Commercial - To install new water service and amalgamate existing fire sprinkler systems *****This application does not include any of the following: 1. Not more than 20 sprinklers (add, relocate, or remove), 2. hydraulic calculations, 3. change in occupancy and /or hazard classification, 4. warehouse storage arrangements, 5. mobile compact storage arrangements, 6. alternative solutions, 7. changes to the sprinkler system supply piping (e.g. valves, mains, cross-mains, branch-lines, etc.), or 8. flexible sprinkler pipe. | BC FIRE SPRINKLERS--Gordon Knight
NULL | NULL | 510 CLARK DRIVE, Vancouver, BC | Sprinkler Permit | Commercial | Renovation | Draft | Commercial - Replacing existing underground feed that has failed with new piping above ground. | BC FIRE SPRINKLERS--Gordon Knight
SP-2023-00821 | 2023-08-14 | 510 CLARK DRIVE, Vancouver, BC | Sprinkler Permit | Commercial | Renovation | Issued | Commercial - Replacing failed piping under building with 6" new piping above ground and updating zoning. | BC FIRE SPRINKLERS--Gordon Knight
EP-2023-04483 | 2023-05-23 | 620 CLARK DRIVE, Vancouver, BC V5L 3H8 | Electrical Permit | Commercial | NULL | Issued | Annual / Operating - Maintenance of existing operating electrical equipment. Renewal of EP-2022-03792 Valid: May 10, 2023 to May 9, 2024 | Action Electric Ltd
EP-2022-04410 | 2022-06-06 | 620 CLARK DRIVE, Vancouver, BC V5L 3H8 | Electrical Permit | Commercial | Tenant Improvement | Completed | Installation / Repair - Commercial - RE/RE branch circuits & lighting, upgrade existing Fire Alarm. -We will be installing new horns, re/re existing pull stations and tying into the panel installed in phase 1 of construction. >BP: Scope of work includes: Change of occupancy from F2 to A2. Minor interior renovations, reconfiguring of interior space to accommodate two new tenants. >>>>Amend: June 15th -Add Class 2 wiring, add $2000 to permit value | Action Electric Ltd
PP-2022-01784 | 2022-05-26 | 620 CLARK DRIVE, Vancouver, BC V5L 3H8 | Plumbing Permit | Commercial | Tenant Improvement | Completed | Commercial - New cafe - sink + BF >BP: 620 Clark Drive Interior alterations to change the use from Catering Establishment to Social Service Centre in this unit 620 Clark Drive Architectural Schedule B provided by Dane Jansen Electrical Schedule B provided by Birinder Walla Mechanical Plumbing Schedule B provided by Christopher Liu E2 - Upgrade to incorporate Automatic Full OFF OK for field review per Dan Honan | PACIFIC FLO MECHANICAL
PP-2022-01785 | 2022-05-26 | 620 CLARK DRIVE, Vancouver, BC V5L 3H8 | Plumbing Permit | Commercial | Tenant Improvement | Completed | Commercial - New bathrooms >BP: 1318 Frances Street Scope of work includes: Change of occupancy from F2 to A2. Minor interior renovations, reconfiguring of interior space to accommodate two new tenants. Building to be sprinklered to NFPA 13 under (DB-2021-01727). OK for field review per Dan Honan Permit fee charged under BP-2021-06328 | PACIFIC FLO MECHANICAL
SP-2022-00616 | 2022-06-17 | 620 CLARK DRIVE, Vancouver, BC V5L 3H8 | Sprinkler Permit | Commercial | Tenant Improvement | Completed | Commercial - For all sprinkler work to the 2019 VBBL; NFPA 13, 2013 for the interior alterations to change the use from Catering Establishment to Social Service Centre in this unit 620 Clark Drive. Building to be sprinklered to NFPA 13 under (DB-2021-01727/SP-2021-01748). This application does not include any of the following: • Warehouse storage arrangements, or mobile compact storage arrangements. • Information Technology Equipment Rooms (e.g. IT Rooms, LAN Rooms, etc.). • New alternative solutions and/or modifications to existing alternative solutions. Notes: 1. Fire Suppression system engineer of Record Ms. Sandy Chen, P.Eng. of Gisborne Design Service Ltd. T: 604 520 7300, E: schen@gisborne.com 2. One set of approved drawings and permit to be available for viewing at the jobsite. Flexible Sprinkler Pipe - Automatic sprinkler system has been designed for the use of Victaulic AH-2 flexible sprinkler drops with 1/2" outlets, up to 48" with a maximum of eight (8) 90 degree bends with a 2" bend radius for use with standard coverage pendent sprinklers as noted on the sprinkler system shop drawings (See - SP-2021-01748). | Gisborne Industrial Construction Ltd
EP-2022-03792 | 2022-05-10 | 620 CLARK DRIVE, Vancouver, BC V5L 3H8 | Electrical Permit | Commercial | NULL | Expired | Annual / Operating - Regular Maintenance | Action Electric Ltd
NULL | NULL | 620 CLARK DRIVE, Vancouver, BC V5L 3H8 | Electrical Permit | Commercial | NULL | Draft | Annual / Operating - Regular maintenance of Electrical and Fire Alarm | Action Electric Ltd
SP-2021-01748 | 2022-03-21 | 620 CLARK DRIVE, Vancouver, BC V5L 3H8 | Sprinkler Permit | Commercial | New | Completed | Commercial - For all sprinkler work to the 2019 VBBL; NFPA 13, 2013 for the installation of a new sprinkler system in this existing building to allow for interior and exterior alterations to demise this single tenant catering (F2) building into three tenant spaces, to fit out one of the spaces (628 Clark) for a new Catering Kitchen (F2) space and to create two shell medium hazard industrial (F2) spaces (620 Clark and 1318 Frances st.) for future fit out. Scope of work includes a voluntary S4 and N4 upgrade in preparation for a change of occupancy to the two shell spaces. This application does not include any of the following: • Warehouse storage arrangements, or mobile compact storage arrangements. • Information Technology Equipment Rooms (e.g. IT Rooms, LAN Rooms, etc.). • New alternative solutions and/or modifications to existing alternative solutions. Notes: 1. Fire Suppression system engineer of Record Mr. Steven Lee, P.Eng. of Gisborne Design Service Ltd. T: 604 520 7300, E: slee@gisborne.com 2. One set of approved drawings and permit to be available for viewing at the jobsite. 3. Separate permit and documents required for TI's. Flexible Sprinkler Pipe - Automatic sprinkler system has been designed for the use of Victaulic AH-2 flexible sprinkler drops with 1/2" outlets, up to 48" with a maximum of eight (8) 90 degree bends with a 2" bend radius for use with standard coverage pendent sprinklers as noted on the sprinkler system shop drawings. | Gisborne Industrial Construction Ltd
EP-2023-06411 | 2023-07-17 | 3000 COMMERCIAL DRIVE, Vancouver, BC V5N 4E2 | Electrical Permit | Commercial | Renovation | Issued | Installation / Repair - Commercial - Stratford hall theatre room. Relocate misc. existing 120V receptacles. Add 3x 20A 120V circuits to ceiling grid. Add low voltage conduits to existing cable tray system. Add wall boxes for low voltage DMX & XLR lighting & audio control. | JRGreene Electric Ltd
EP-2023-01849 | 2023-03-08 | 3150 COMMERCIAL DRIVE, Vancouver, BC V5N 4E3 | Electrical Permit | Commercial | Addition | Completed | Installation / Repair - Commercial - Running a 20 amps power for a composite machine to be installed on the roof deck. The machine is a composter for food waste and is a 120 volts 20 amps branch circuit on a #10 wire . I will be replacing a 120 volts 15 amps circuit and adding the 20 amps. There will be a twist lock plug on the factory cord and a wall outlet for it . AMEND: MAY 4/2023 The correct address for the building on which the job is done is 3150. There is 3 properties in a raw and was giving the address for the main building. | Limpho's Electrical Company (LEC)
EP-2024-00616 | 2024-01-31 | 3250 COMMERCIAL DRIVE, Vancouver, BC V5N 4E4 | Electrical Permit | Commercial | Renovation | Issued | Installation / Repair - Commercial - Replacing faulty fire alarm panel. Replacing with new panel, new control unit is compatible with all the existing devices incorporated in the existing FAS. We are not altering the existing wiring or outlet boxes, this is considered a straight replacement of the electrical equipment. Building on fire watch. Note: The issuance of this permit is based on Bulletin 2018-004-BU/EL. | AG Electric and Alarm Monitoring Co Ltd
EP-2022-07547 | 2022-09-09 | 3477 COMMERCIAL STREET, Vancouver, BC V5N 4E8 | Electrical Permit | Commercial | Renovation | Completed | Installation / Repair - Commercial - Relocate fire alarm panel from outside into parked secured room. Install outdoor approved annunciator in main breezeway | BD Electrical Ltd
SP-2023-00020 | 2023-01-16 | 3589 COMMERCIAL STREET, Vancouver, BC V5N 4E8 | Sprinkler Permit | Commercial | Tenant Improvement | Completed | Commercial - Add and Deleted Sprinkler Heads >BP: Interior alterations ONLY and change of use from general office to Health Care Office for a new tenant in this existing mixed used building. | Viking Fire Protection Inc
EP-2023-01020 | 2023-02-08 | 3589 COMMERCIAL STREET, Vancouver, BC V5N 4E8 | Electrical Permit | Commercial | Renovation | Completed | Installation / Repair - Commercial - Renovation of existing office space by relocating existing walls to create 3 new spaces add 3 to 4 120 volt outlets, relocate existing light fixtures and provide 1 base board heater in each new space. -We are performing heating circuits. We are providing a circuit for one massage table to raise and lower in each office. >BP: Interior alterations ONLY and change of use from general office to Health Care Office for a new tenant in this existing mixed used building. OK for field review as per Andrew W. on November 23, 2022. Notes: - Sprinklered building - Energy Upgrade - E2 - Lightning - Upgrade to Local Control (per 9.4.1.1.(a) of ASHRAE 90.1-2016) *Apr 05, 2023 Permit Amendment: -"Include fire alarm work. This work was to relocate one smoke detector" | Tim Baker
EP-2023-01233 | 2023-02-13 | 6428 COMMERCIAL STREET, Vancouver, BC V5P 3P3 | Electrical Permit | Residential | New | Expired | Temporary Power - Residential - To provide temporary power. | Kaler Electrical Ltd
PP-2023-01536 | 2023-05-02 | 6428 COMMERCIAL STREET, Vancouver, BC V5P 3P3 | Plumbing Permit | Residential | New | Completed | Residential - LWH - #3 - Drainage, waterlines and fixtures >DB: To construct a 2 storey laneway house building with 1 open parking pad, providing a total of 1 parking spaces, having vehicular access from the 20' Lane. Note: This is a 1 ½ storey building pursuant to the Zoning & Development By-law. 1. Covenant not required with existing house 2. No Strata Titling permitted 3. No A/C Unit proposed 4. Entire building to be sprinklered 13D | AQUIFER MECHANICAL
EP-2023-05664 | 2023-07-06 | 6428 COMMERCIAL STREET, Vancouver, BC V5P 3P3 | Electrical Permit | Residential | Renovation | Completed | Installation / Repair - Residential - To relocate existing 200A service. | Kaler Electrical Ltd
EP-2022-07860 | 2022-09-21 | 6482 COMMERCIAL STREET, Vancouver, BC V5P 3P3 | Electrical Permit | Residential | Renovation | Completed | Installation / Repair - Residential - Install new 100A service with mast and panel. | Wespac Electrical Contractor Ltd
PP-2022-03823 | NULL | 6675 COMMERCIAL STREET, Vancouver, BC V5P 3P5 | Plumbing Permit | Commercial | Renovation | Draft | Commercial - Installation of prv valve cew1589480. | Water Design-COV - Paolo Bandiera
GP-2023-01284 | 2023-04-19 | 2487 CAMBRIDGE STREET, Vancouver, BC V5K 1L1 | Gas Permit | Residential | Renovation | Completed | Residential - removal of hot water tank, replace with Navien tankless water heater | Pioneer Plumbing & Heating Inc
GP-2023-00253 | 2023-01-20 | 2501 CAMBRIDGE STREET, Vancouver, BC V5K 1L3 | Gas Permit | Residential | Renovation | Completed | Residential - Boiler replacement | Angels Heating & Cooling Ltd
EP-2022-10158 | 2022-12-07 | 2515 CAMBRIDGE STREET, Vancouver, BC V5K 1L3 | Electrical Permit | Residential | Tenant Improvement | Completed | Installation / Repair - Residential - Install Exterior weather proof 50 Amp Plug on outlet for portable sauna or welder or Wood Lathe. - Load Calculation Done. | Tsawwassen Electric Inc
GP-2022-03518 | 2022-11-10 | 2515 CAMBRIDGE STREET, Vancouver, BC V5K 1L3 | Gas Permit | Residential | Renovation | Completed | Residential - Replace 13-year-old furnace with new high efficient furnace | Ryan Arthur James
EP-2023-10754 | 2023-12-11 | 2541 CAMBRIDGE STREET, Vancouver, BC V5K 1L3 | Electrical Permit | Residential | Addition | Completed | Installation / Repair - Residential - Installation of 4.5 kW PV Array with 9 PV Modules and 5 Micro-inverters >BP: Exterior alterations to provide for the installation of three (3) flush mounted solar panels on the existing roof of this existing single car garage and six (6) flush mounted solar panels on the existing roof of the one car carport, at this existing Single Detached House site. OK for Direct To Inspections (DTI) as per Howie Chow, November 22, 2023. Structural Drawings and Schedule B - Structural provided by Govinder S Dhesi, P.Eng. 604-580-3275 | Shift Energy Group Inc
EP-2022-04357 | 2022-05-26 | 2548 CAMBRIDGE STREET, Vancouver, BC V5K 1L4 | Electrical Permit | Residential | Tenant Improvement | Completed | Installation / Repair - Residential - Electrical install of heat pump. BP not required. NO change to existing service. | Moore And Russell Heating And Air Conditioning Ltd
GP-2023-03970 | 2023-12-11 | 2549 CAMBRIDGE STREET, Vancouver, BC V5K 1L3 | Gas Permit | Residential | Addition | Completed | Residential - TO INSTALL 1 FURNACE | BC Care Heating Services Ltd
EP-2023-09023 | NULL | 2581 CAMBRIDGE STREET, Vancouver, BC V5K 1L3 | Electrical Permit | Residential | Tenant Improvement | Cancelled | Installation / Repair - Residential - Installation of Rivan EVSE on 50A circuit in garage sub panel of 60A. The detached garage heat would be removed to make space for EVSE. | Black & McDonald Limited
GP-2023-02958 | 2023-10-06 | 3689 CAMBRIDGE STREET, Vancouver, BC V5K 1M5 | Gas Permit | Residential | Renovation - Dwelling Unit(s) only | Completed | Residential - Furnace replacement | General Heating Ltd
GP-2022-03820 | 2022-12-01 | 3642 CAMERON AVENUE, Vancouver, BC V6R 1A2 | Gas Permit | Residential | New | Completed | Residential - Gas fireplace installation | 496302 BC Ltd
GP-2023-01257 | 2023-04-18 | 7791 CARTIER STREET, Vancouver, BC V6P 4T2 | Gas Permit | Residential | Renovation | Issued | Residential - Decommission and removal of old furnace and installed a new heat pump. | Ashton Service Group/Ashton Mechanical Ltd.
EP-2023-02796 | 2023-04-14 | 7791 CARTIER STREET, Vancouver, BC V6P 4T2 | Electrical Permit | Residential | Renovation | Completed | Installation / Repair - Residential - Adding a circuit for a heat pump NO MECHANICAL PERMIT AT THIS TIME. | Douglas Millington o/a Moose Electric
MP-2023-02221 | 2023-12-13 | 7791 CARTIER STREET, Vancouver, BC V6P 4T2 | Mechanical Permit | NULL | NULL | Issued | NULL | Ashton Service Group/Ashton Mechanical Ltd.
SP-2023-01932 | 2023-10-19 | 7851 CARTIER STREET, Vancouver, BC V6P 4T3 | Sprinkler Permit | Residential | New | Issued | Residential - Install sprinklers in sfd >BP: To construct a 2 storey one-family dwelling with a secondary suite located in the Basement with an open parking pad, providing 1 parking space, having vehicular access from the 20' Lane. 1. Covenant registered at the Land Title Office under CA9881838 2. No Strata Titling permitted 3. No A/C Unit proposed 4. A/C proposed – Exterior component located in Rear (West) Yard, Interior component located in Second Floor 5. Bar sink located in West 6. Schedule B: (Tsung- Hua Yang) P.Eng (604.729.0585) Structural & Geotechnical 7. HPO: Residential Builder- Enrich Custom Homes Ltd. | Gold Key Fire Protection Ltd
GP-2023-03074 | 2023-10-18 | 7851 CARTIER STREET, Vancouver, BC V6P 4T3 | Gas Permit | Residential | New | Issued | Residential - 2 Boilers, 1 BBQ &1 Range Gas Fitting >BP: To construct a 2 storey one-family dwelling with a secondary suite located in the Basement ($705,825) with an open parking pad, providing 1 parking space, having vehicular access from the 20' Lane. | KSS Mechanical Ltd
PP-2023-01298 | 2023-04-14 | 7851 CARTIER STREET, Vancouver, BC V6P 4T3 | Plumbing Permit | Residential | New | Issued | Residential - Install one sump without pump >BP: To construct a 2 storey one-family dwelling with a secondary suite located in the Basement with an open parking pad, providing 1 parking space, having vehicular access from the 20' Lane. | Van-City Excavating Ltd
EP-2023-03687 | 2023-05-05 | 7851 CARTIER STREET, Vancouver, BC V6P 4T3 | Electrical Permit | Residential | New | Issued | Installation / Repair - Residential - #1-7851 Cartier St- One Family Dwelling #2-7851 Cartier St - Secondary Suite #3-7851 Cartier St-LWH This is a new single house: single-phase service, all outlets, roughing and connection, lighting system, and all electrical equipment connection. In rough in procedure also pre-wire the data and TV communication cables. *An approved mechanical permit is required for the installation of air conditioning or heat pump unit at the time of installation before an electrical inspection will be performed >Permit Amendment Jan 04, 2023 -Work Description + Service Details: Amendment Approved on EP-2023-03688 ¦ -"Added A/C at legal suite and LWH. Upgrade the service to 200A to 400A. 3-meter system" -Document Review: Rejected ¦ -Contractor to book inspection online and upload documents to the inspection for the District Electrical Inspector to review *Permit Amendment Jun 23, 2023 -"Changes for secondary suite range/ dryer loads + laneway baseboard heat loads + EV charger loads have changed" >BP: To construct a 2 storey one-family dwelling with a secondary suite located in the Basement ($705,825) with an open parking pad, providing 1 parking space, having vehicular access from the 20' Lane. 1. Covenant registered at the Land Title Office under CA9881838 2. No Strata Titling permitted 3. No A/C Unit proposed 4. A/C proposed – Exterior component located in Rear (West) Yard, Interior component located in Second Floor 5. Bar sink located in West Note: This is a 2 storey building pursuant to the Zoning and Development By-Law **THIS PERMIT HAS BEEN ISSUED UNDER THE REQUIREMENTS OF VBBL #12511 (2019) ** | AIGO TECHNOLOGY INC
PP-2023-02255 | 2023-06-26 | 7851 CARTIER STREET, Vancouver, BC V6P 4T3 | Plumbing Permit | Residential | New | Issued | Residential - Plumbing >BP: To construct a 2 storey one-family dwelling with a secondary suite located in the Basement with an open parking pad, providing 1 parking space, having vehicular access from the 20' Lane. 1. Covenant registered at the Land Title Office under CA9881838 2. No Strata Titling permitted 3. No A/C Unit proposed 4. A/C proposed – Exterior component located in Rear (West) Yard, Interior component located in Second Floor 5. Bar sink located in West 6. Schedule B: (Tsung- Hua Yang) P.Eng (604.729.0585) Structural & Geotechnical 7. HPO: Residential Builder- Enrich Custom Homes Ltd. | KSS Mechanical Ltd
MP-2023-01363 | 2023-07-26 | 7851 CARTIER STREET, Vancouver, BC V6P 4T3 | Mechanical Permit | NULL | NULL | Issued | NULL | KSS Mechanical Ltd
EP-2023-05054 | 2023-06-06 | 7851 CARTIER STREET, Vancouver, BC V6P 4T3 | Electrical Permit | Residential | New | Issued | Temporary Power - Residential - To provide temporary power. | AIGO TECHNOLOGY INC
EP-2022-03810 | 2022-05-10 | 7851 CARTIER STREET, Vancouver, BC V6P 4T3 | Electrical Permit | Residential | New | Expired | Temporary Power - Residential - To provide temporary power. NOTE: Work authorized by this permit is for placement of a temporary power pole only and does not authorize any site construction and/or excavation. A separate Building Permit will be required prior to commencement of any other work on this site. | Amco & Harp Electric Ltd
EP-2023-09972 | 2023-11-23 | 7928 CARTIER STREET, Vancouver, BC V6P 4T4 | Electrical Permit | Residential | Addition | Completed | Installation / Repair - Residential - ¦ 1FD: 200A SERVICE UPGRADE ¦ upgrading existing electrical service from 100 amps to 200 amps -No EV equipment. Just a outlet >Permit Amendment Dec 01, 2023 -"The owner decides to do not install EV receptacle. Please remove the EV receptacle installation in the permit" | Big Forest Electric Ltd
PP-2022-01365 | 2022-04-22 | 6088 CHURCHILL STREET, Vancouver, BC V6M 3H5 | Plumbing Permit | Residential | New | Issued | Residential - Install 1 outside sump, no pump | Canadian Excavating Ltd
PP-2023-03949 | 2023-11-08 | 6088 CHURCHILL STREET, Vancouver, BC V6M 3H5 | Plumbing Permit | Residential | New | Issued | Residential - 1FD - new build house >DB: To construct a 2 storey + basement one family dwelling building on this site. Note: Parking for the site has been provided under DB-2021-02603 (Laneway House) Note: This is a 2 storey building pursuant to the Zoning & Development By-law 1. A/C unit proposed in the rear yard 2. Bar sink located in the basement ******THIS PERMIT HAS BEEN ISSUED UNDER THE REQUIREMENTS OF VBBL #12511 (2019)****** | J&YMechanical Ltd
GP-2023-03467 | 2023-11-22 | 6088 CHURCHILL STREET, Vancouver, BC V6M 3H5 | Gas Permit | Residential | New | Issued | Residential - 1 Water Heater, Fireplace, BBQ & Gas Valve NEW BUILD HOUSE GAS >BP: To construct a 2 storey + basement one family dwelling building ($1,509,000) on this site. | J&YMechanical Ltd
NULL | NULL | 6088 CHURCHILL STREET, Vancouver, BC V6M 3H5 | Mechanical Permit | NULL | NULL | Draft | NULL | J&YMechanical Ltd
EP-2023-09219 | 2023-12-05 | 6088 CHURCHILL STREET, Vancouver, BC V6M 3H5 | Electrical Permit | Residential | New | Issued | Installation / Repair - Residential - new one family house wiring >BP: To construct a 2 storey + basement one family dwelling building ($1,509,000) on this site. Note: Parking for the site has been provided under DB-2021-02603 (Laneway House) Note: This is a 2 storey building pursuant to the Zoning & Development By-law 1. A/C unit proposed in the rear yard 2. Bar sink located in the basement 3. Schedule B: SHAOZHE GUO 778-926-0525 Structural & Geotechnical 4. HPO: Residential Builder - Nardci Construction Ltd. | Ema Electric Ltd
SP-2023-02164 | 2023-11-30 | 6088 CHURCHILL STREET, Vancouver, BC V6M 3H5 | Sprinkler Permit | Residential | New | Issued | Residential - 1FD - new single house >DB: To construct a 2 storey + basement one family dwelling building on this site. Note: Parking for the site has been provided under DB-2021-02603 (Laneway House) Note: This is a 2 storey building pursuant to the Zoning & Development By-law 1. A/C unit proposed in the rear yard 2. Bar sink located in the basement ******THIS PERMIT HAS BEEN ISSUED UNDER THE REQUIREMENTS OF VBBL #12511 (2019)****** | Yu Fire Protection Inc.
MP-2023-02059 | 2023-11-20 | 6088 CHURCHILL STREET, Vancouver, BC V6M 3H5 | Mechanical Permit | NULL | NULL | Issued | NULL | J&YMechanical Ltd
EP-2023-10635 | 2023-11-24 | 6088 CHURCHILL STREET, Vancouver, BC V6M 3H5 | Electrical Permit | Residential | New | Issued | Temporary Power - Residential - To provide temporary power. | Ema Electric Ltd
MP-2023-00884 | 2023-05-18 | 6088 CHURCHILL STREET, Vancouver, BC V6M 3H5 | Mechanical Permit | NULL | NULL | Issued | NULL | United Mechanical Ltd
PP-2023-01626 | 2023-05-09 | 6088 CHURCHILL STREET, Vancouver, BC V6M 3H5 | Plumbing Permit | Residential | New | Issued | Residential - 1FD - Plumbing rough in and finishing The entire building, INCLUDING THE ATTACHED GARAGE (if applicable), to be sprinklered to NFPA 13D. >DB: To construct a 2 storey + basement one family dwelling building on this site. Note: Parking for the site has been provided under DB-2021-02603 (Laneway House) Note: This is a 2 storey building pursuant to the Zoning & Development By-law 1. A/C unit proposed in the rear yard 2. Bar sink located in the basement | United Mechanical Ltd
EP-2022-07753 | 2022-09-14 | 6088 CHURCHILL STREET, Vancouver, BC V6M 3H5 | Electrical Permit | Residential | New | Expired | Temporary Power - Residential - To provide temporary power. -Renewal of EP-2021-06025 -Valid : Sept. 13, 2022 - Sept 12., 2023 | Apaar Electrical Ltd
GP-2023-03430 | 2023-11-07 | 6137 CHURCHILL STREET, Vancouver, BC V6M 3H6 | Gas Permit | Residential | Renovation | Completed | Residential - GAS HOT WATER TANK | Hillcrest Plumbing & Heating (1991) Ltd
PP-2022-02546 | 2022-07-21 | 6238 CHURCHILL STREET, Vancouver, BC V6M 3H7 | Plumbing Permit | Residential | New | Completed | Residential - new irrigation | Lucky Five Eight Plumbing & Heating Ltd
EP-2023-04299 | 2023-05-23 | 6311 CHURCHILL STREET, Vancouver, BC V6M 3H8 | Electrical Permit | Residential | Addition | Issued | Installation / Repair - Residential - installation of security system | ADT Security Services Canada Inc
EP-2024-00503 | 2024-01-29 | 555 COLUMBIA STREET, Vancouver, BC | Electrical Permit | Commercial | Tenant Improvement | Issued | Installation / Repair - Commercial - Replacement non functioning exterior lights. | Zenergy Electric Ltd
GP-2022-00511 | 2022-02-16 | 2103 COLUMBIA STREET, Vancouver, BC V5Y 3E2 | Gas Permit | Residential | Renovation - Dwelling Unit(s) only | Completed | Residential - Re&re Furnace w/ 96%AFUE AirEase 2 stage | Kits Plumbing and Heating Ltd
EP-2022-00868 | 2022-02-08 | 2415 COLUMBIA STREET, Vancouver, BC V5Y 3E7 | Electrical Permit | Commercial | Renovation | Completed | Installation / Repair - Commercial - Installed 2 occupancy switches in 2 existing spaces and reinstalled plugs on existing demising wall -scope of lighting its all existing. circuit was separated for demising wall and instead of a regular switch we installed an occupancy switch. BP: Interior alteration to demise unit #102 into two units (#102 & # 103) on the second storey (main level) in this existing 3 storey office building. To be reviewed under the 2019 VBBL. | FOS Electric Systems Ltd
EP-2022-09220 | 2022-10-31 | 2415 COLUMBIA STREET, Vancouver, BC V5Y 3E7 | Electrical Permit | Commercial | Tenant Improvement | Completed | Installation / Repair - Commercial - Electrical Base - lighting, power and data #102 Interior alterations to provide tenant improvements for a new office tenant, to expand into an adjacent unit on the main level, combining #102 & #103 (retaining #????), in this existing commercial building. TENANT: Watson Advisors Inc **Amend 11/24/2022** RE:CF-2022-011524 | Altitude Electric Inc
EP-2021-09528 | 2022-01-24 | 1075 COMOX STREET, Vancouver, BC V6E 1K2 | Electrical Permit | Commercial | Renovation | Completed | Installation / Repair - Commercial - Complete rewire of unit #1401; minor wiring repairs to unit #1408. Wiring repairs to 14th floor common hallway. >BP: Unit 1202 and 1401 Exterior and interior alterations to repair fire damaged units in the existing multiple dwelling building on this site. Scope of work: exterior removal and replacement required materials. All finishing to match existing. Damaged windows to be replaced in 1401. Drywall repair in both units. DBI to determine if peng required | Wespac Electrical Contractor Ltd
PP-2022-00930 | 2022-03-21 | 1075 COMOX STREET, Vancouver, BC V6E 1K2 | Plumbing Permit | Residential | Renovation | Completed | Residential - This is a fire rebuild project. We are replacing plumbing fixtures that have been removed. Unit 1202 and 1401 Exterior and interior alterations to repair fire damaged units in the existing multiple dwelling building on this site. Scope of work: exterior removal and replacement required materials. All finishing to match existing. Damaged windows to be replaced in 1401. Drywall repair in both units. | NULL
NULL | NULL | 1075 COMOX STREET, Vancouver, BC V6E 1K2 | Sprinkler Permit | Commercial | New | Withdrawn | Commercial | Sprinkl-Tech Installations Inc
PP-2022-04499 | 2022-12-16 | 1075 COMOX STREET, Vancouver, BC V6E 1K2 | Plumbing Permit | Residential | Renovation | Issued | Residential - Replacing the vanity sink and kitchen sink abs drainage to XRF piping Unit 1202 and 1401 Exterior and interior alterations to repair fire damaged units in the existing multiple dwelling building on this site. Scope of work: exterior removal and replacement required materials. All finishing to match existing. Damaged windows to be replaced in 1401. Drywall repair in both units. | Clearly Plumbing and Drainage Ltd
EP-2022-05154 | 2022-06-17 | 1110 COMOX STREET, Vancouver, BC V6E 1K5 | Electrical Permit | Commercial | NULL | Expired | Annual / Operating - misc electrical work throughout Renewal of EP-2021-04090 Valid: June 21, 2022 to June 20, 2023 | Mott Electric General Partnership
EP-2023-04746 | 2023-05-30 | 1110 COMOX STREET, Vancouver, BC V6E 1K5 | Electrical Permit | Commercial | NULL | Issued | Annual / Operating - *Annual Operating Permit Misc electrical work throughout -renewal of EP-2022-05154 -Valid: June 21, 2023 - June 20, 2024 | Mott Electric General Partnership
EP-2023-02895 | 2023-04-05 | 1110 COMOX STREET, Vancouver, BC V6E 1K5 | Electrical Permit | Commercial | Tenant Improvement | Completed | Installation / Repair - Commercial - Installation of new power for pumps and fluid cooler in the basement and on the roof as per DB-2022-03114 and approved electrical drawings >BP: Exterior alterations to install a new roof top unit (fluid cooler) with screen on the roof of this existing Heritage "B" building. E2 - HVAC - Balance all Hydronic Systems (per 6.7.2.3.3 of ASHRAE 90.1-2016) | Mott Electric General Partnership
PP-2023-03765 | 2023-10-26 | 1110 COMOX STREET, Vancouver, BC V6E 1K5 | Plumbing Permit | Commercial | New | Completed | Commercial - Install 1" RPBA for make up water to roof top fluid cooler, located in 4th floor janitors closet | Synergy Mechanical Inc
EP-2022-02636 | 2022-04-01 | 1110 COMOX STREET, Vancouver, BC V6E 1K5 | Electrical Permit | Commercial | Renovation | Completed | Installation / Repair - Commercial - HVAC/ DDC Controls | Wolf Electric Ltd
GP-2022-03097 | 2022-10-12 | 1146 COMOX STREET, Vancouver, BC V6E 1K5 | Gas Permit | Commercial | Tenant Improvement | Completed | Commercial - Re and re of 2 gas dryer | Spears Sales & Service Ltd
NULL | NULL | 1205 COMOX STREET, Vancouver, BC V6E 1K6 | Plumbing Permit | Commercial | Renovation | Draft | Commercial - add backflow preventer main water line | NULL
PP-2023-02709 | 2023-07-31 | 1255 COMOX STREET, Vancouver, BC V6E 1K6 | Plumbing Permit | Commercial | New | Completed | Commercial - premises isolation install | Egan Plumbing Ltd
EP-2023-03908 | 2023-05-10 | 1272 COMOX STREET, Vancouver, BC V6E 1K7 | Electrical Permit | Commercial | Addition | Completed | Installation / Repair - Commercial - Electric Vehicle Charging Infrastructure - Wiring installation for future electric vehicle supply equipment (EVSE). Installation of a dedicated EV panel. EV ready infrastructure project as per engineered drawings. | Hall Electrical Ltd
EP-2023-08443 | 2023-09-19 | 1272 COMOX STREET, Vancouver, BC V6E 1K7 | Electrical Permit | Commercial | Addition | Completed | Installation / Repair - Commercial - Supply and install (3) level 2 EV chargers at a pre-wired parking stalls. Please note Hall Electrical has completed the full EV infrastructure of this building under permit number EP-2023-03908 (EV ready infrastructure project as per engineered drawings). | Hall Electrical Ltd
EP-2023-07873 | 2023-09-11 | 1424 COMOX STREET, Vancouver, BC V6G 1P1 | Electrical Permit | Commercial | Renovation - Dwelling Unit(s) only | Issued | Installation / Repair - Commercial - Replacing some broken and damaged boxes, wires and electrical panel -We just replace panel and broken boxes. | Levan Electrical Services Inc
EP-2023-10646 | 2023-12-13 | 1424 COMOX STREET, Vancouver, BC V6G 1P1 | Electrical Permit | Commercial | Renovation | Issued | Installation / Repair - Commercial - Wiring for heat trace in parkade. Wiring for small AC splits unit in parkade and office. The plans submitted for Building Permit show the addition of two one ton air conditioning units to 1424 Comox and a single one ton unit for 1528 Comox. Each of these units has a maximum over-current protection of 20 Amps (and MCA rating of 15 Amps). These units shall operate during the summer months when heating is not required. Both buildings are electrically heated. The total existing connected space heating load in 1424 Comox is 186 kW (516 Amps @ 208 Volts). We are adding a load of 30 amps for the two a/c units. This cooling load will not operate during the heating season. For 1528 Comox, the total connect 192.75 kW (535 Amps @ 208 Volts). We are adding 15 amps for cooling, which is a non-simultaneous load. There is no issue adding these loads to either building. | Levan Electrical Services Inc
NULL | NULL | 1424 COMOX STREET, Vancouver, BC V6G 1P1 | Plumbing Permit | Residential | Renovation | Draft | Residential - Domestic Water Repipe | Piperun Plumbing & Mechanical Ltd
PP-2023-01453 | 2023-05-05 | 1424 COMOX STREET, Vancouver, BC V6G 1P1 | Plumbing Permit | Commercial | Renovation | Issued | Commercial - Domestic Water Piping Replacement | Piperun Plumbing & Mechanical Ltd
EP-2022-02251 | 2022-03-23 | 1480 COMOX STREET, Vancouver, BC V6G 1P1 | Electrical Permit | Residential | Renovation | Completed | Installation / Repair - Residential - change existing 75kva transformer and 100amp switch to new -we will change same size of transformer and switch. existing is 75kva 600V 3 phase and we will change to 75kva 600v 3 phase. | Zinovia Construction Ltd.
PP-2023-01454 | 2023-05-05 | 1528 COMOX STREET, Vancouver, BC V6G 1P2 | Plumbing Permit | Commercial | Renovation | Issued | Commercial - Domestic Water Piping Replacement | Piperun Plumbing & Mechanical Ltd
NULL | NULL | 1528 COMOX STREET, Vancouver, BC V6G 1P2 | Plumbing Permit | Residential | Renovation | Draft | Residential - Domestic Water Repipe | Piperun Plumbing & Mechanical Ltd
EP-2023-10647 | 2023-12-13 | 1528 COMOX STREET, Vancouver, BC V6G 1P2 | Electrical Permit | Commercial | Renovation | Issued | Installation / Repair - Commercial - Wiring for heat trace and small AC split in parkade. The plans submitted for Building Permit show the addition of two one ton air conditioning units to 1424 Comox and a single one ton unit for 1528 Comox. Each of these units has a maximum over-current protection of 20 Amps (and MCA rating of 15 Amps). These units shall operate during the summer months when heating is not required. Both buildings are electrically heated. The total existing connected space heating load in 1424 Comox is 186 kW (516 Amps @ 208 Volts). We are adding a load of 30 amps for the two a/c units. This cooling load will not operate during the heating season. For 1528 Comox, the total connect 192.75 kW (535 Amps @ 208 Volts). We are adding 15 amps for cooling, which is a non-simultaneous load. There is no issue adding these loads to either building. | Levan Electrical Services Inc
EP-2024-00384 | 2024-01-18 | 1528 COMOX STREET, Vancouver, BC V6G 1P2 | Electrical Permit | Commercial | Renovation | Issued | Installation / Repair - Commercial - Units # 103 and #104. To re & re electrical panels in 2 separate units. | Fina Electrical Systems Ltd
GP-2023-03337 | 2023-11-01 | 3671 CAMERON AVENUE, Vancouver, BC V6R 1A1 | Gas Permit | Residential | Renovation - Dwelling Unit(s) only | Completed | Residential - Installing gas furnace | Reid Brothers Plumbing & Heating Ltd
GP-2023-01929 | 2023-06-26 | 2772 CAMOSUN STREET, Vancouver, BC V6R 3W8 | Gas Permit | Residential | Addition | Completed | Residential - re and re hwt | Christopher Sterling
EP-2023-08365 | 2023-09-22 | 3140 CAMOSUN STREET, Vancouver, BC V6R 3X1 | Electrical Permit | Residential | Renovation | Completed | Installation / Repair - Residential - ¦ 1FD- 100A/ SERVICE DISCONNECT/ RE-CONNECT ¦ Move meter base from house to private pole in front yard. | Clay Electric Ltd
MP-2023-01718 | 2023-09-21 | 2615 CAMBRIDGE STREET, Vancouver, BC V5K 1L6 | Mechanical Permit | NULL | NULL | Completed | NULL | Westmount Heating Ltd
EP-2023-06811 | 2023-08-15 | 2615 CAMBRIDGE STREET, Vancouver, BC V5K 1L6 | Electrical Permit | Residential | Tenant Improvement | Issued | Installation / Repair - Residential - install 15 foot circuit for heat pump NO MP AT THIS TIME | Tim Baker
GP-2022-03278 | 2022-10-24 | 2615 CAMBRIDGE STREET, Vancouver, BC V5K 1L6 | Gas Permit | Residential | Renovation | Completed | Residential - replace gas water heater | Joyce Heating Services Ltd
PP-2023-00771 | 2023-03-08 | 2685 CAMBRIDGE STREET, Vancouver, BC V5K 1L6 | Plumbing Permit | Residential | Addition | Completed | Residential - Outdoor 3/4" law sprinkler backflow device installation | Coastal Irrigation Inc
NULL | NULL | 2685 CAMBRIDGE STREET, Vancouver, BC V5K 1L6 | Plumbing Permit | Residential | New | Draft | Residential - installin 3/4" lawn sprinkler backflow prevention device | NULL
GP-2022-00999 | 2022-03-31 | 2710 CAMBRIDGE STREET, Vancouver, BC V5K 1L7 | Gas Permit | Residential | Addition | Completed | Residential - re and re hot water tank | Christopher Sterling
EP-2023-07694 | 2023-08-29 | 2715 CAMBRIDGE STREET, Vancouver, BC V5K 1L8 | Electrical Permit | Residential | New | Completed | Installation / Repair - Residential - 200 amp overhead service upgrade Overhead 200 amp service upgrade coming in from back lane and new panel to go in existing 100 amp panel location in main floor bedroom. | Pato R Ortiz Electric Ltd
EP-2022-03851 | 2022-05-10 | 2716 CAMBRIDGE STREET, Vancouver, BC V5K 1L7 | Electrical Permit | Commercial | NULL | Expired | Movie Set / Filming - To allow for Movie Set/Filming Applicant shall provide completed Contractor Declaration form, and dates of filming and associated location(s) to csinspection.clerks@vancouver.ca prior to the commencement of filming. Visit vancouver.ca/inspections for more details. Amend: May 11, 2022 Added location : Spanish Banks Park - Dog Beach - Fri May 13 | Filmgroup.tv Ltd
EP-2022-10322 | 2022-12-12 | 2739 CAMBRIDGE STREET, Vancouver, BC V5K 1L8 | Electrical Permit | Residential | Renovation | Completed | Installation / Repair - Residential - Delete suite range and hood fan cct and mandatory as per IA 2020-00854. -CF-2020-006309 -CF-2021-015117 Most work already completed per EP-2022-05520 my other permit. | Bravo Electric Ltd
EP-2022-05520 | 2022-06-29 | 2739 CAMBRIDGE STREET, Vancouver, BC V5K 1L8 | Electrical Permit | Residential | Renovation | Completed | Installation / Repair - Residential - New 200amp service | Bravo Electric Ltd
GP-2022-02784 | 2022-09-16 | 2739 CAMBRIDGE STREET, Vancouver, BC V5K 1L8 | Gas Permit | Residential | Renovation | Completed | Residential - F&P 30" Freestanding Gas Range | Han Appliances & Refrigeration Ltd
EP-2023-06140 | 2023-08-01 | 8029 CARTIER STREET, Vancouver, BC V6P 4T6 | Electrical Permit | Residential | Renovation | Completed | Installation / Repair - Residential - Service upgrade from 100 amp to 200 amp and a connection to Heat pump *An approved mechanical permit is required for the installation of air conditioning or heat pump unit at the time of installation before an electrical inspection will be performed Amend: Sept 14, 2023 change the FSR to Rob Williams CEL000022798 | Milani Electric Limited
MP-2023-01611 | 2023-09-05 | 8029 CARTIER STREET, Vancouver, BC V6P 4T6 | Mechanical Permit | NULL | NULL | Completed | NULL | Milani Plumbing Heating & Air Conditioning Ltd
GP-2022-03897 | 2022-12-06 | 8088 CARTIER STREET, Vancouver, BC V6P 4T5 | Gas Permit | Residential | Renovation | Completed | Residential - combi boiler re& re | Flame Co Heating Services Ltd
GP-2022-01099 | 2022-04-07 | 8107 CARTIER STREET, Vancouver, BC V6P 4T6 | Gas Permit | Residential | Renovation - Dwelling Unit(s) only | Completed | Residential - Installing new furnace | Reid Brothers Plumbing & Heating Ltd
PP-2022-03669 | 2022-10-14 | 8180 CARTIER STREET, Vancouver, BC V6P 4T5 | Plumbing Permit | Residential | New | Completed | Residential - sump | Apolla Demolition & Excavating Ltd.
GP-2023-01887 | 2023-06-22 | 8180 CARTIER STREET, Vancouver, BC V6P 4T5 | Gas Permit | Residential | New | Issued | Residential - 2 Range, 2 Boiler & 2 BBQ New Gas piping >BP: To construct a 2 storey two-family dwelling with a secondary suite **Amendment - February 01, 2024 - added 1 Cooktop** | EXCEL MECHANICAL LTD
SP-2023-01061 | 2023-06-15 | 8180 CARTIER STREET, Vancouver, BC V6P 4T5 | Sprinkler Permit | Residential | New | Completed | Residential - 2FD+SS - FRONT - 8180 CARTIER ST BACK - 8182 CARTIER ST - #1 & #2 new duplex >DB: To construct a 2 storey two-family dwelling with a secondary suite located in the Basement with a detached accessory building (garage) and 1 open parking at the rear providing 2 parking spaces, having vehicular access from the lane. 1. COVENANT MUST BE REGISTERED PRIOR TO SHEATHING INSPECTION 2. A/C proposed – Exterior component located in front and rear yard **THIS PERMIT HAS BEEN ISSUED UNDER THE REQUIREMENTS OF VBBL #12511 (2019)** | Yu Fire Protection Inc.
PP-2023-00652 | 2023-02-24 | 8180 CARTIER STREET, Vancouver, BC V6P 4T5 | Plumbing Permit | Residential | New | Completed | Residential - 2FD+SS - FRONT - 8180 CARTIER ST BACK - 8182 CARTIER ST - #1 & #2 Plumbing drainage waterline all 3 floors >DB: COVENANT MUST BE REGISTERED PRIOR TO SHEATHING INSPECTION To construct a 2 storey two-family dwelling with a secondary suite located in the Basement with a detached accessory building (garage) and 1 open parking at the rear providing 2 parking spaces, having vehicular access from the lane. 1. COVENANT MUST BE REGISTERED PRIOR TO SHEATHING INSPECTION 2. A/C proposed – Exterior component located in front and rear yard | Atlantis Plumbing & Heating Ltd
MP-2023-00465 | 2023-03-23 | 8180 CARTIER STREET, Vancouver, BC V6P 4T5 | Mechanical Permit | NULL | NULL | Completed | NULL | Atlantis Plumbing & Heating Ltd
EP-2023-03690 | 2023-05-03 | 8180 CARTIER STREET, Vancouver, BC V6P 4T5 | Electrical Permit | Residential | New | Issued | Installation / Repair - Residential - Duplex - New wiring: single phase service, panel. All outlet, roughing and connection, lighting system and all electrical equipment connection. Plus prewire data cables and communication with finishing. Main consumer's service: 200A. Consumer's service for each unit: 125A. *An approved mechanical permit is required for the installation of air conditioning or heat pump unit at the time of installation before an electrical inspection will be performed >BP: COVENANT MUST BE REGISTERED PRIOR TO SHEATHING INSPECTION To construct a 2 storey two-family dwelling with a secondary suitelocated in the Basement ($718,100.00) with a detached accessory building (garage) and 1 open parking at the rear providing 2 parking spaces, having vehicular access from the lane. 1. COVENANT MUST BE REGISTERED PRIOR TO SHEATHING INSPECTION 2. A/C proposed – Exterior component located in front and rear yard 3. Schedule B: (Anthony Wang) P.Eng (604.618.6236) Structural & Geotechnical 4. HPO: Residential Builder- 1134092 BC Ltd. Note: This is a 2 storey building pursuant to the Zoning and Development By-Law | AIGO TECHNOLOGY INC
EP-2023-03694 | 2023-05-11 | 8192 CARTIER STREET, Vancouver, BC V6P 4T5 | Electrical Permit | Residential | New | Issued | Installation / Repair - Residential - Installation / Repair - Residential - Duplex - New wiring: single phase service, panel. All outlet, roughing and connection, lighting system and all electrical equipment connection. Plus prewire data cables and communication with finishing. Main consumer's service: 200A. Consumer's service for each unit: 125A *An approved mechanical permit is required for the installation of air conditioning or heat pump unit at the time of installation before an electrical inspection will be performed To construct a 2 storey two-family dwelling with a secondary suitelocated in the Basement ($718,100.00) with a detached accessory building (garage) and 1 open parking at the rear providing 2 parking spaces, having vehicular access from the lane. 1. COVENANT MUST BE REGISTERED PRIOR TO SHEATHING INSPECTION 2. A/C proposed – Exterior component located in front and rear yard 3. Schedule B: (Anthony Wang) P.Eng (604.618.6236) Structural & Geotechnical 4. HPO: Residential Builder- 1134092 BC Ltd. Note: This is a 2 storey building pursuant to the Zoning and Development By-Law Address Information: Principle Dwelling (East): 8192 Cartier St Principle Dwelling (West): #1-8190 Cartier St Secondary Suite (West): #2-8190 Cartier St | AIGO TECHNOLOGY INC
MP-2023-00466 | 2023-03-23 | 8192 CARTIER STREET, Vancouver, BC V6P 4T5 | Mechanical Permit | NULL | NULL | Completed | NULL | Atlantis Plumbing & Heating Ltd
PP-2023-00653 | 2023-02-24 | 8192 CARTIER STREET, Vancouver, BC V6P 4T5 | Plumbing Permit | Residential | New | Completed | Residential - 2FD+SS - FRONT - 8192 CARTIER ST BACK - 8190 CARTIER ST - #1 & #2 Plumbing waterline all 3 floors >DB: COVENANT MUST BE REGISTERED PRIOR TO SHEATHING INSPECTION To construct a 2 storey two-family dwelling with a secondary suite located in the Basement with a detached accessory building (garage) and 1 open parking at the rear providing 2 parking spaces, having vehicular access from the lane. 1. COVENANT MUST BE REGISTERED PRIOR TO SHEATHING INSPECTION 2. A/C proposed – Exterior component located in front and rear yard | Atlantis Plumbing & Heating Ltd
GP-2023-01888 | 2023-06-22 | 8192 CARTIER STREET, Vancouver, BC V6P 4T5 | Gas Permit | Residential | New | Issued | Residential - 2 Range, 2 Boiler & 2 BBQ new gas piping >BP: To construct a 2 storey two-family dwelling with a secondary suite ***Amendment - February 01, 2024 - Added 1 Cooktop | EXCEL MECHANICAL LTD
PP-2022-04057 | 2022-11-09 | 8192 CARTIER STREET, Vancouver, BC V6P 4T5 | Plumbing Permit | Residential | New | Completed | Residential - Sump | Apolla Demolition & Excavating Ltd.
EP-2022-07313 | 2022-08-30 | 8192 CARTIER STREET, Vancouver, BC V6P 4T5 | Electrical Permit | Residential | New | Expired | Temporary Power - Residential - To provide temporary power. Amend: Sept 8, 2022 correct address is 8192 Cartier St. | Aidea Solutions Ltd
GP-2022-03358 | 2022-10-28 | 8221 CARTIER STREET, Vancouver, BC V6P 4T6 | Gas Permit | Residential | New | Completed | Residential - Fulgor 30" Gas Rangetop >BP: To construct a 2 storey + basement one-family dwelling with a secondary suite ($722,250) located in the basement with a detached accessory building (garage), at the rear providing 2 parking spaces, having vehicular access from the lane. | Han Appliances & Refrigeration Ltd
SP-2022-00459 | 2022-03-31 | 8221 CARTIER STREET, Vancouver, BC V6P 4T6 | Sprinkler Permit | Residential | New | Completed | Residential - Install sprinklers in sfd >BP: To construct a 2 storey + basement one-family dwelling with a secondary suite ($722,250) located in the basement with a detached accessory building (garage), at the rear providing 2 parking spaces, having vehicular access from the lane. Note: This Building Permit will remain in a suspended status until the associated (green) Demolition Permit BP-2021-03791 is completed. Note: This is a 2 storey building pursuant to the Zoning and Development By-Law 1- Covenant registered at the Land Title Office under CA8836816 2- No strata titling permitted 3- Bar sink proposed 4- A/C unit proposed 5- Schedule B: Anthony Wang P.Eng (604-618-6236) Structural & Geotechnical 4- HPO: Residential Builder - Nelson Woo 31578 Address Note: Building 1 #1 - 8221 Cartier St - One Family Dwelling (1st and 2nd storey, east portion of basement) #2 - 8221 Cartier St - Secondary Suite (west portion of basement) Addresses assigned per approved plans. Fire and Emergency street access to the secondary suite is from the south side. Street access must be provided and maintained at all times. The building addresses are to be posted and to be visible from the street in accordance with the Building By-law prior to final inspection. ****ALL PROJECT COORINATOR NOTES HAS BEEN ACCEPTED BY THE APPLICANT**** ******THIS PERMIT HAS BEEN ISSUED UNDER THE REQUIREMENTS OF VBBL #12511 (2019)****** | Gold Key Fire Protection Ltd
EP-2022-02911 | 2022-04-11 | 8221 CARTIER STREET, Vancouver, BC V6P 4T6 | Electrical Permit | Residential | New | Completed | Installation / Repair - Residential - Install Low Voltage wiring (networking), Alarm, CCTV, Data, Tel. Rough-In and Finishing >BP: To construct a 2 storey + basement one-family dwelling with a secondary suite ($722,250) located in the basement with a detached accessory building (garage), at the rear providing 2 parking spaces, having vehicular access from the lane. Note: This is a 2 storey building pursuant to the Zoning and Development By-Law 1- Covenant registered at the Land Title Office under CA8836816 2- No strata titling permitted 3- Bar sink proposed 4- A/C unit proposed 5- Schedule B: Anthony Wang P.Eng (604-618-6236) Structural & Geotechnical 4- HPO: Residential Builder - Nelson Woo 31578 ****ALL PROJECT COORINATOR NOTES HAS BEEN ACCEPTED BY THE APPLICANT**** ******THIS PERMIT HAS BEEN ISSUED UNDER THE REQUIREMENTS OF VBBL #12511 (2019)****** | Magnificent Security Inc.
GP-2022-00889 | 2022-03-22 | 8221 CARTIER STREET, Vancouver, BC V6P 4T6 | Gas Permit | Residential | New | Completed | Residential - To install boiler range BBQ There is pipping for BBQ | JOT MECHANICAL LTD
EP-2022-05416 | 2022-07-07 | 8238 CARTIER STREET, Vancouver, BC V6P 4T5 | Electrical Permit | Residential | Tenant Improvement | Completed | Installation / Repair - Residential - Electrical install of heat pump, installation of a DCC 12 controller. BP not required. No change to existing service. | Moore And Russell Heating And Air Conditioning Ltd
EP-2022-06009 | 2022-07-16 | 8333 CARTIER STREET, Vancouver, BC V6P 4T7 | Electrical Permit | Residential | New | Expired | Temporary Power - Residential - To provide temporary power. | G G S ELECTRICAL LTD
PP-2022-03244 | 2022-09-16 | 8333 CARTIER STREET, Vancouver, BC V6P 4T7 | Plumbing Permit | Residential | New | Completed | Residential - SUMP | Metro Contracting Ltd
MP-2022-00517 | 2022-11-03 | 8333 CARTIER STREET, Vancouver, BC V6P 4T7 | Mechanical Permit | NULL | NULL | Completed | NULL | Rain Coast Plumbing & Heating Ltd
PP-2022-03736 | 2022-10-20 | 8333 CARTIER STREET, Vancouver, BC V6P 4T7 | Plumbing Permit | Residential | New | Completed | Residential - 2FD - FRONT - 8333 CARTIER ST BACK - 8331 CARTIER ST plumbing for new duplex house To construct a two-storey two-family dwelling, with a detached accessory building (garage) at the rear providing 2 parking spaces, having vehicular access from the lane. Note: This is a 2 storey building pursuant to the Zoning and Development By-Law 1. A/C units proposed in the rear yard 2. No bar sinks proposed 5. The entire building, INCLUDING THE ATTACHED GARAGE (if applicable), to be sprinklered to 2XNFPA 13D. | Rain Coast Plumbing & Heating Ltd
SP-2022-02039 | 2022-12-08 | 8333 CARTIER STREET, Vancouver, BC V6P 4T7 | Sprinkler Permit | Residential | New | Completed | Residential - New sprinkler system >BP: To construct a two-storey two-family dwelling , with a detached accessory building (garage) at the rear providing 2 parking spaces, having vehicular access from the lane. Note: This is a 2 storey building pursuant to the Zoning and Development By-Law 1. A/C units proposed in the rear yard 2. No bar sinks proposed 3. Schedule B: Julian Bozsic, P.Eng (604-431-0055) Struct. & Geotechnical 4. HPO: Residential Builder - JSS Development Ltd. 5. The entire building, INCLUDING THE ATTACHED GARAGE (if applicable), to be sprinklered to 2XNFPA 13D. ***This permit is issued under the VBBL 2019, with updated energy requirements as per bylaw # 12997 effective Jan 01, 2022.*** | Haven Fire Protection Ltd
EP-2022-10634 | 2022-12-16 | 8333 CARTIER STREET, Vancouver, BC V6P 4T7 | Electrical Permit | Residential | New | Completed | Installation / Repair - Residential - tv,telephone,alarm prewire and complete | Tvisha Technologies Ltd
GP-2022-03768 | 2022-11-29 | 8333 CARTIER STREET, Vancouver, BC V6P 4T7 | Gas Permit | Residential | New | Completed | Residential - To install 2 range 1 fireplace 2 dryer 1 BBQ There is pipping for fireplace BBQ 2 dryer ?BP: To construct a two-storey two-family dwelling ($607,000), with a detached accessory building (garage) at the rear providing 2 parking spaces, having vehicular access from the lane. Note: This is a 2 storey building pursuant to the Zoning and Development By-Law 1. A/C units proposed in the rear yard 2. No bar sinks proposed 3. Schedule B: Julian Bozsic, P.Eng (604-431-0055) Struct. & Geotechnical 4. HPO: Residential Builder - JSS Development Ltd. 5. The entire building, INCLUDING THE ATTACHED GARAGE (if applicable), to be sprinklered to 2XNFPA 13D. ***This permit is issued under the VBBL 2019, with updated energy requirements as per bylaw # 12997 effective Jan 01, 2022.*** July 21/2023-AMEND Please change the permit both range piping only. | JOT MECHANICAL LTD
EP-2022-09892 | 2022-11-29 | 8333 CARTIER STREET, Vancouver, BC V6P 4T7 | Electrical Permit | Residential | New | Completed | Installation / Repair - Residential - ROUGH WIRING ,SERVICE AND FINISHING >BP: To construct a two-storey two-family dwelling ($607,000), with a detached accessory building (garage) at the rear providing 2 parking spaces, having vehicular access from the lane. Note: This is a 2 storey building pursuant to the Zoning and Development By-Law 1. A/C units proposed in the rear yard 2. No bar sinks proposed 3. Schedule B: Julian Bozsic, P.Eng (604-431-0055) Struct. & Geotechnical 4. HPO: Residential Builder - JSS Development Ltd. 5. The entire building, INCLUDING THE ATTACHED GARAGE (if applicable), to be sprinklered to 2XNFPA 13D. ***This permit is issued under the VBBL 2019, with updated energy requirements as per bylaw # 12997 effective Jan 01, 2022.*** | G G S ELECTRICAL LTD
GP-2023-00176 | 2023-01-16 | 8333 CARTIER STREET, Vancouver, BC V6P 4T7 | Gas Permit | Residential | New | Completed | Residential - Venting & Hookup Only >BP: To construct a two-storey two-family dwelling , with a detached accessory building (garage) at the rear providing 2 parking spaces, having vehicular access from the lane. Note: This is a 2 storey building pursuant to the Zoning and Development By-Law 1. A/C units proposed in the rear yard 2. No bar sinks proposed 3. Schedule B: Julian Bozsic, P.Eng (604-431-0055) Struct. & Geotechnical 4. HPO: Residential Builder - JSS Development Ltd. 5. The entire building, INCLUDING THE ATTACHED GARAGE (if applicable), to be sprinklered to 2XNFPA 13D. | REAL LIGHTING & FIREPLACES LTD
EP-2022-02906 | 2022-04-10 | 5835 CLARENDON STREET, Vancouver, BC V5R 3K4 | Electrical Permit | Residential | New | Expired | Temporary Power - Residential - To provide temporary power. | ALPHA ONE ELECTRIC LTD
MP-2023-00063 | 2023-01-16 | 5835 CLARENDON STREET, Vancouver, BC V5R 3K4 | Mechanical Permit | NULL | NULL | Completed | NULL | Ghuman Mechanical Ltd
PP-2023-00031 | 2023-01-05 | 5835 CLARENDON STREET, Vancouver, BC V5R 3K4 | Plumbing Permit | Residential | New | Completed | Residential - Plumbing To construct a 2 storey + basement one-family dwelling with a secondary suite located in the basement with an attached garage to LWH and open parking pad, at the rear providing 2 parking spaces, having vehicular access from the lane. Note: This is a 2 storey building pursuant to the Zoning and Development By-Law 1- Covenant registered at the Land Title Office under (CA9984659). 2- No strata titling permitted. 3- Bar sink proposed in main floor. 4- A/C unit proposed in rear yard. 5- Schedule B: Beerinder SidhuM.Eng. P.Eng (604.339.0034) Structural & Geotechnical 6- HPO: Happy Pacific Developments Ltd | Ghuman Mechanical Ltd
PP-2022-03973 | 2022-11-03 | 5835 CLARENDON STREET, Vancouver, BC V5R 3K4 | Plumbing Permit | Residential | New | Completed | Residential - 1FD+SS - #1 & #2 - Two Sump No Pump | Canadian Excavating Ltd
SP-2023-00430 | 2023-03-13 | 5835 CLARENDON STREET, Vancouver, BC V5R 3K4 | Sprinkler Permit | Residential | New | Completed | Residential - 1FD+SS - sprinkler >DB: To construct a 2 storey + basement one-family dwelling with a secondary suite located in the basement with an attached garage to LWH and open parking pad, at the rear providing 2 parking spaces, having vehicular access from the lane. Note: This is a 2 storey building pursuant to the Zoning and Development By-Law 1- Covenant registered at the Land Title Office under (CA9984659). 2- No strata titling permitted. 3- Bar sink proposed in main floor. 4- A/C unit proposed in rear yard. The entire building, to be sprinklered to NFPA 13D. | Ghuman Mechanical Ltd
NULL | NULL | 5835 CLARENDON STREET, Vancouver, BC V5R 3K4 | Plumbing Permit | Residential | New | Draft | Residential - Gas piping | Ghuman Mechanical Ltd
GP-2023-00879 | 2023-03-13 | 5835 CLARENDON STREET, Vancouver, BC V5R 3K4 | Gas Permit | Residential | New | Completed | Residential - 1FD+SS - #1 & #2 - Gas piping >DB: To construct a 2 storey + basement one-family dwelling with a secondary suite located in the basement with an attached garage to LWH and open parking pad, at the rear providing 2 parking spaces, having vehicular access from the lane. Note: This is a 2 storey building pursuant to the Zoning and Development By-Law 1- Covenant registered at the Land Title Office under (CA9984659). 2- No strata titling permitted. 3- Bar sink proposed in main floor. 4- A/C unit proposed in rear yard. The entire building, to be sprinklered to NFPA 13D. | Ghuman Mechanical Ltd
EP-2023-02248 | 2023-03-16 | 5835 CLARENDON STREET, Vancouver, BC V5R 3K4 | Electrical Permit | Residential | New | Completed | Installation / Repair - Residential - tv, telephone, alarm prewire and complete >BP: To construct a 2 storey + basement one-family dwelling with a secondary suite located in the basement with an attached garage to LWH and open parking pad, at the rear providing 2 parking spaces, having vehicular access from the lane. Note: This is a 2 storey building pursuant to the Zoning and Development By-Law 1- Covenant registered at the Land Title Office under (CA9984659). 2- No strata titling permitted. 3- Bar sink proposed in main floor. 4- A/C unit proposed in rear yard. 5- Schedule B: Beerinder SidhuM.Eng. P.Eng (604.339.0034) Structural & Geotechnical 6- HPO: Happy Pacific Developments Ltd Combustible projections or roof soffits on an exposing building face shall not project to less than .45m from the property line and shall be in compliance with VBBL 2019 9.10.15.5.(9) The entire building, to be sprinklered to NFPA 13D. ******THIS PERMIT HAS BEEN ISSUED UNDER THE REQUIREMENTS OF VBBL #12511 (2019)****** | Tvisha Technologies Ltd
EP-2023-02675 | 2023-04-05 | 5835 CLARENDON STREET, Vancouver, BC V5R 3K4 | Electrical Permit | Residential | New | Completed | Installation / Repair - Residential - Main house wiring and service >BP: To construct a 2 storey + basement one-family dwelling with a secondary suite located in the basement with an attached garage to LWH and open parking pad, at the rear providing 2 parking spaces, having vehicular access from the lane. Note: This is a 2 storey building pursuant to the Zoning and Development By-Law 1- Covenant registered at the Land Title Office under (CA9984659). 2- No strata titling permitted. 3- Bar sink proposed in main floor. 4- A/C unit proposed in rear yard. 5- Schedule B: Beerinder SidhuM.Eng. P.Eng (604.339.0034) Structural & Geotechnical 6- HPO: Happy Pacific Developments Ltd Combustible projections or roof soffits on an exposing building face shall not project to less than .45m from the property line and shall be in compliance with VBBL 2019 9.10.15.5.(9) The entire building, to be sprinklered to NFPA 13D. ******THIS PERMIT HAS BEEN ISSUED UNDER THE REQUIREMENTS OF VBBL #12511 (2019)****** | ALPHA ONE ELECTRIC LTD
NULL | NULL | 5835 CLARENDON STREET, Vancouver, BC V5R 3K4 | Electrical Permit | Residential | New | Draft | Installation / Repair - Residential - Main house plus laneway wiring and service | ALPHA ONE ELECTRIC LTD
EP-2023-01948 | 2023-03-15 | 2544 COLUMBIA STREET, Vancouver, BC V5Y 3E9 | Electrical Permit | Residential | Renovation | Completed | Installation / Repair - Residential - Adding a circuit for a heat pump *GP-2022-02642 | Douglas Millington o/a Moose Electric
GP-2022-02642 | 2022-09-02 | 2544 COLUMBIA STREET, Vancouver, BC V5Y 3E9 | Gas Permit | Residential | Renovation | Completed | Residential - Decommissioning and removal of furnace Install Heat Pump | Ashton Service Group/Ashton Mechanical Ltd.
EP-2023-07813 | 2023-08-29 | 2615 COLUMBIA STREET, Vancouver, BC V5Y 3G2 | Electrical Permit | Commercial | Renovation | Completed | Installation / Repair - Commercial - Replacement of the existing fire alarm panel with Mircom FA 106 as the old Mircom FA 101T is faulty. Note: The issuance of this permit is based on Bulletin 2018-004-BU/EL. | 0777792 BC Ltd
MP-2023-00730 | 2023-04-28 | 5487 COLLEGE STREET, Vancouver, BC V5R 3Z6 | Mechanical Permit | NULL | NULL | Completed | NULL | Thomson Industries Ltd
EP-2023-03966 | 2024-01-16 | 5487 COLLEGE STREET, Vancouver, BC V5R 3Z6 | Electrical Permit | Residential | Renovation | Completed | Installation / Repair - Residential - Dedicated circuit for heat pump *MP-2023-00730: Completed (Heating and Cooling)¦ Work without permit fees applied | Pacific Star Electric Inc
EP-2023-04259 | 2023-05-23 | 3742 COMMERCIAL STREET, Vancouver, BC V5N 4G2 | Electrical Permit | Commercial | Addition | Completed | Installation / Repair - Commercial - Installation of a WIFI system in the parkade | Mott Electric General Partnership
GP-2023-04003 | 2023-12-14 | 5839 CREE STREET, Vancouver, BC V5W 2V8 | Gas Permit | Residential | New | Issued | Residential - Furnace replacement | One Track Heating & Air Conditioning Inc.
EP-2022-09622 | 2022-11-22 | 5875 CREE STREET, Vancouver, BC V5W 2V8 | Electrical Permit | Residential | Renovation | Completed | Installation / Repair - Residential - 200 amps electrical service upgrade, using a private property pole | Wirechief Electric Ltd
EP-2023-05094 | 2023-06-08 | 2757 CAMBRIDGE STREET, Vancouver, BC V5K 1L8 | Electrical Permit | Residential | Renovation | Completed | Installation / Repair - Residential - 200 amp service upgrade. | David Chifan
GP-2022-00312 | 2022-02-01 | 2765 CAMBRIDGE STREET, Vancouver, BC V5K 1L8 | Gas Permit | Residential | Addition | Completed | Residential - TO INSTALL 1 FURNACE | BC Care Heating Services Ltd
GP-2023-01149 | 2023-04-04 | 2769 CAMBRIDGE STREET, Vancouver, BC V5K 1L8 | Gas Permit | Residential | Renovation | Completed | Residential - Re&re boiler | Milani Plumbing Heating & Air Conditioning Ltd
GP-2022-02185 | 2022-07-27 | 2849 CAMBRIDGE STREET, Vancouver, BC V5K 1L9 | Gas Permit | Residential | Renovation | Completed | Residential - DECOMMISSIONING GAS FURNACE | 0994152 BC Ltd
EP-2022-06307 | 2023-04-12 | 2849 CAMBRIDGE STREET, Vancouver, BC V5K 1L9 | Electrical Permit | Residential | Renovation | Issued | Installation / Repair - Residential - DECOMMISSIONED GAS FURNACE. Install ELECTRICAL FOR HEAT PUMP. ***Note: A mechanical permit is required for the installation of heat pump. Electrical inspector will not carry out any inspections unless a mechanical permit is obtained. | 0994152 BC Ltd
MP-2023-01851 | 2023-10-16 | 2849 CAMBRIDGE STREET, Vancouver, BC V5K 1L9 | Mechanical Permit | NULL | NULL | Completed | NULL | 0994152 BC Ltd
EP-2022-01098 | 2022-02-11 | 2885 CAMBRIDGE STREET, Vancouver, BC V5K 1L9 | Electrical Permit | Residential | Renovation | Completed | Installation / Repair - Residential - relocated house service on laneway house >BP: Exterior alterations to this existing One Family Dwelling (principle dwelling building) on this inside with lane site. Scope to Include: Removing a portion of the existing rear deck to achieve min 16.08' separation between principal dwelling and the new laneway house. NOTE : The principle dwelling exterior rear deck reduction work to be completed prior to the Final inspection of the related Laneway House. | I WILL ELECTRIC LTD
GP-2023-02899 | 2023-10-03 | 3470 CAMBRIDGE STREET, Vancouver, BC V5K 1M2 | Gas Permit | Residential | Renovation | Completed | Residential - furnace re&re | Ferenc Nagy
EP-2023-03790 | 2023-05-02 | 2776 CHEYENNE AVENUE, Vancouver, BC V5R 4R6 | Electrical Permit | Residential | Renovation | Issued | Installation / Repair - Residential - Move service from main house to laneway house. Service stays same 100 amp. | O J ELECTRIC LTD
EP-2023-02646 | 2023-04-12 | 2805 CHEYENNE AVENUE, Vancouver, BC V5R 4R5 | Electrical Permit | Residential | Renovation | Completed | Installation / Repair - Residential - 200A service upgrade. | NP Electrical Services Ltd
GP-2022-00729 | 2022-03-07 | 2816 CHEYENNE AVENUE, Vancouver, BC V5R 4R6 | Gas Permit | Residential | Renovation | Completed | Residential - replace gas water heater | Joyce Heating Services Ltd
PP-2022-02446 | 2022-07-15 | 2817 CHEYENNE AVENUE, Vancouver, BC V5R 4R5 | Plumbing Permit | Residential | Renovation | Completed | Residential - Lawn irrigation system | Zhongmin Zhao DBA Colorful Garden
PP-2022-00646 | 2022-02-24 | 8569 CARTIER STREET, Vancouver, BC V6P 4T7 | Plumbing Permit | Residential | Addition | Completed | Residential - Install of a Backflow device for Irrigation | Burnaby Irrigation Ltd
NULL | NULL | 8582 CARTIER STREET, Vancouver, BC V6P 4T8 | Gas Permit | Commercial | New | Draft | Commercial - boiler install | NULL
EP-2022-08725 | 2022-10-14 | 8632 CARTIER STREET, Vancouver, BC V6P 4V1 | Electrical Permit | Commercial | Renovation | Completed | Installation / Repair - Commercial - Replace Fire Panel and Field Devices with addressable due to water leak (As per Bulletin 2018-004-BU/EL 1. C. ). Note: This permit has been issued based on Bulletin 2018-004-BU/EL. This fire alarm system upgrade is limited only to the replacement of existing devices and FA panel without altering the existing wiring or outlet boxes. | C M & Sons Electrical Inc
EP-2022-02141 | 2022-03-17 | 8740 CARTIER STREET, Vancouver, BC V6P 4V2 | Electrical Permit | Commercial | Addition | Completed | Installation / Repair - Commercial - Installation and programing ULC Fire Monitoring and kit. No mag locks. | PALADIN TECHNOLOGIES INC
EP-2023-00166 | 2023-01-09 | 8740 CARTIER STREET, Vancouver, BC V6P 4V2 | Electrical Permit | Commercial | Renovation | Completed | Installation / Repair - Commercial - Wiring extra low class 2 DDC for boiler control in mechanical room. | Webb Electrical Services Inc
EP-2022-02140 | 2022-03-17 | 8790 CARTIER STREET, Vancouver, BC V6P 4V2 | Electrical Permit | Commercial | Addition | Completed | Installation / Repair - Commercial - Installation and programing ULC Fire monitoring and kit. No mag locks | PALADIN TECHNOLOGIES INC
EP-2023-10021 | 2023-11-21 | 8790 CARTIER STREET, Vancouver, BC V6P 4V2 | Electrical Permit | Commercial | Renovation | Issued | Installation / Repair - Commercial - new boiler system for building CF-2023-010780: Closed MP-2023-02035: Issued (Heating) | Sound Electrical Ltd
MP-2023-02035 | 2023-11-15 | 8790 CARTIER STREET, Vancouver, BC V6P 4V2 | Mechanical Permit | NULL | NULL | Completed | NULL | Climate Pro Services Ltd
GP-2022-03984 | 2022-12-13 | 7100 CHAMPLAIN CRESCENT, Vancouver, BC | Gas Permit | Residential | Tenant Improvement | Completed | Residential - Hot water tank replacement | Robert Essler
GP-2022-02400 | 2022-08-15 | 7100 CHAMPLAIN CRESCENT, Vancouver, BC | Gas Permit | Residential | Tenant Improvement | Completed | Residential - Renewal of Gas fired hot water tank | Robert Essler
GP-2022-02730 | 2022-09-13 | 7100 CHAMPLAIN CRESCENT, Vancouver, BC | Gas Permit | Residential | Tenant Improvement | Completed | Residential - Gas Hot water tank to renew. | Robert Essler
GP-2023-00676 | 2023-02-24 | 7100 CHAMPLAIN CRESCENT, Vancouver, BC | Gas Permit | Residential | Tenant Improvement | Completed | Residential - Gas hot water tank to renew. | Robert Essler
GP-2023-00469 | 2023-02-08 | 7100 CHAMPLAIN CRESCENT, Vancouver, BC | Gas Permit | Residential | Tenant Improvement | Completed | Residential - Hot water tank renewal. | Robert Essler
GP-2023-01620 | 2023-05-23 | 7100 CHAMPLAIN CRESCENT, Vancouver, BC | Gas Permit | Residential | Tenant Improvement | Completed | Residential - Hot water tank replacement. | Robert Essler
GP-2022-01071 | 2022-04-05 | 7100 CHAMPLAIN CRESCENT, Vancouver, BC | Gas Permit | Residential | Tenant Improvement | Completed | Residential - Gas hot water tank to renew. | Robert Essler
GP-2022-01652 | 2022-06-05 | 7100 CHAMPLAIN CRESCENT, Vancouver, BC | Gas Permit | Residential | Tenant Improvement | Completed | Residential - UNIT# 32 Installation of Gas stove. | Robert Essler
PP-2022-01756 | 2022-05-26 | 7780 CHAMPLAIN CRESCENT, Vancouver, BC V5S 4J5 | Plumbing Permit | Commercial | Renovation - Dwelling Unit(s) only | Completed | Commercial - Domestic water re pipe of 75 units on 3 floors >>Amend: Dec. 16th -Addition of a backflow preventer on the irrigation system | Brighter Mechanical Ltd
EP-2022-10619 | 2022-12-16 | 7780 CHAMPLAIN CRESCENT, Vancouver, BC V5S 4J5 | Electrical Permit | Residential | Renovation | Completed | Installation / Repair - Residential - Supply and install heat trace cables to 50ft of pipe | Novawest Electrical Services Ltd
EP-2022-00945 | 2022-02-08 | 7850 CHAMPLAIN CRESCENT, Vancouver, BC V5S 4C7 | Electrical Permit | Commercial | Renovation | Completed | Installation / Repair - Commercial - Installing (2) contactors for the oven shutdown in the kitchen. | AG Electric and Alarm Monitoring Co Ltd
EP-2022-01378 | 2022-02-25 | 2728 CHANDLERY PLACE, Vancouver, BC V5S 4S6 | Electrical Permit | Commercial | Addition | Completed | Installation / Repair - Commercial - EV Charger Installation -Scan and core electrical room wall -Supply and install 3/4" EMT conduit from the panel to the customers stall -Supply and install strut in the parkade to hang conduit from -Install EnelX32 EV Charger - Level 2 40A -Turn on and test -Install curb for mechanical protection as per CEC Main Service 1600A 208V 3P 575 KW Existing Peak Consuption 194.698 KW Existing Peak Consuption @ 125% 243,372.5 KW Proposted EV Load 6.6 KW New Connected Load 249,972.5 KW | TDR Electric Inc
EP-2022-07766 | 2022-09-16 | 2728 CHANDLERY PLACE, Vancouver, BC V5S 4S6 | Electrical Permit | Residential | Renovation | Completed | Installation / Repair - Residential - Rewire & relocate pvc conduits for power, lighting and fire alarm due concrete membrane replacement. | Santec Electric Inc
EP-2023-02376 | 2023-03-21 | 2728 CHANDLERY PLACE, Vancouver, BC V5S 4S6 | Electrical Permit | Residential | Renovation | Completed | Installation / Repair - Residential - Repair damaged feeder cables for 4 unit townhouses. Single phase, 120/240V, 100Amp. >BP: To provide exterior landscape alterations and to remove and replace parkade waterproofing membrane of this existing multiple dwelling buildings on site. ******THIS PERMIT HAS BEEN REVIEWED AND ISSUED UNDER THE REQUIREMENTS OF VBBL 2019 ******** Building Review Branch Notes: 1. Arch. B, Struct. B, & D are submitted. 2. OK for BP only by M. Lee on November 16, 2021. 3. Related to DP-2021-00791. | Blueline Electrical Services Ltd
GP-2022-01549 | 2022-05-20 | 2733 CHANDLERY PLACE, Vancouver, BC V5S 4V3 | Gas Permit | Residential | Tenant Improvement | Cancelled | Residential - UNIT# 607 Moving an existing fireplace 4 ft over Separate meters | MIDCITY PLUMBERS INC
GP-2022-01439 | 2022-05-11 | 5755 CLARENDON STREET, Vancouver, BC V5R 3K4 | Gas Permit | Residential | New | Completed | Residential - Duplex new gas piping | Ghuman Mechanical Ltd
EP-2022-03471 | 2022-04-29 | 5755 CLARENDON STREET, Vancouver, BC V5R 3K4 | Electrical Permit | Residential | New | Completed | Installation / Repair - Residential - Pre wire and complete alarm,Telus,tv,internet and cctv >BP: To construct a two-storey two-family dwelling with two secondary suites located in the basement, with a detached accessory building (garage) at the rear providing 2 parking spaces, and with an open parking pad, providing 1 parking space having vehicular access from the lane. Note: This is a 2 storey building pursuant to the Zoning and Development By-Law 1. No strata titling permitted 2. A/C units proposed at rear yard. 3. Bar sinks proposed in main floor. 4. Schedule B: Alan Prahalad P.Eng (604.831.1431)- Structural & Geotechnical 5. HPO: Residential Builder -Norfield Development Ltd NORTH UNIT #1-5755 Clarendon St - One Family Dwelling (1st & 2nd floor) #2-5755 Clarendon St - Secondary Suite (basement) SOUTH UNIT #1-5757 Clarendon St - One Family Dwelling (1st & 2nd floor) #2-5757 Clarendon St - Secondary Suite (basement) Address and suite numbers assigned as per approved plans for Fire and Emergency response. The address numbers are to be posted to the building to be visible from the street and the suite numbers are to be posted at the suite entries in accordance with the Building By-law prior to final inspection. Combustible projections or roof soffits on an exposing building face shall not project to less than .45m from the property line and shall be in compliance with VBBL 2019 9.10.15.5.(9) The entire building, to be sprinklered to 2 x NFPA 13D. ******THIS PERMIT HAS BEEN ISSUED UNDER THE REQUIREMENTS OF VBBL #12511 (2019)****** | Pioneer Security and Communications Ltd
EP-2022-03080 | 2022-05-16 | 5755 CLARENDON STREET, Vancouver, BC V5R 3K4 | Electrical Permit | Residential | New | Completed | Installation / Repair - Residential - Complete prewiring and finishing. Main service-200 amp Unit-1 meter-125 amp Unit-2 meter-125 amp service >BP: To construct a two-storey two-family dwelling with two secondary suites located in the basement, with a detached accessory building (garage) at the rear providing 2 parking spaces, and with an open parking pad, providing 1 parking space having vehicular access from the lane. Note: This is a 2 storey building pursuant to the Zoning and Development By-Law 1. No strata titling permitted 2. A/C units proposed at rear yard. 3. Bar sinks proposed in main floor. 4. Schedule B: Alan Prahalad P.Eng (604.831.1431)- Structural & Geotechnical 5. HPO: Residential Builder -Norfield Development Ltd NORTH UNIT #1-5755 Clarendon St - One Family Dwelling (1st & 2nd floor) #2-5755 Clarendon St - Secondary Suite (basement) SOUTH UNIT #1-5757 Clarendon St - One Family Dwelling (1st & 2nd floor) #2-5757 Clarendon St - Secondary Suite (basement) Address and suite numbers assigned as per approved plans for Fire and Emergency response. The address numbers are to be posted to the building to be visible from the street and the suite numbers are to be posted at the suite entries in accordance with the Building By-law prior to final inspection. Combustible projections or roof soffits on an exposing building face shall not project to less than .45m from the property line and shall be in compliance with VBBL 2019 9.10.15.5.(9) The entire building, to be sprinklered to 2 x NFPA 13D. ******THIS PERMIT HAS BEEN ISSUED UNDER THE REQUIREMENTS OF VBBL #12511 (2019)****** | SUNSTONE ELECTRIC LTD
PP-2022-00193 | 2022-01-24 | 5755 CLARENDON STREET, Vancouver, BC V5R 3K4 | Plumbing Permit | Residential | New | Completed | Residential - 2FS+2SS - NORTH UNIT - 5755 CLARENDON ST - #1 & #2 SOUTH UNIT - 5757 CLARENDON ST - #1 & #2 2 sump no pump To construct a two-storey two-family dwelling with two secondary suites located in the basement, with a detached accessory building (garage) at the rear providing 2 parking spaces, and with an open parking pad, providing 1 parking space having vehicular access from the lane. Note: This is a 2 storey building pursuant to the Zoning and Development By-Law 1. No strata titling permitted 2. A/C units proposed at rear yard. 3. Bar sinks proposed in main floor. | Canadian Excavating Ltd
GP-2023-00317 | 2023-01-27 | 6431 CHURCHILL STREET, Vancouver, BC V6M 3H8 | Gas Permit | Residential | Renovation | Completed | Residential - Supply & Install a IBC Boiler | MCKIM MECHANICAL
PP-2022-02352 | 2022-07-07 | 6588 CHURCHILL STREET, Vancouver, BC V6P 5B1 | Plumbing Permit | Residential | Addition | Completed | Residential - Adding backflow device to existing irrigation system, exposing cross connection for inspection. | Sergio Astorga
PP-2022-03817 | 2022-10-25 | 6610 CHURCHILL STREET, Vancouver, BC V6P 5B1 | Plumbing Permit | Residential | New | Issued | Residential - Sump | G & K Excavation and Demolition Services Ltd
EP-2023-03848 | 2023-05-02 | 6610 CHURCHILL STREET, Vancouver, BC V6P 5B1 | Electrical Permit | Residential | New | Issued | Temporary Power - Residential - To provide temporary power. | Vadas Electric Service Inc.
EP-2022-03474 | 2022-04-29 | 6610 CHURCHILL STREET, Vancouver, BC V6P 5B1 | Electrical Permit | Residential | New | Expired | Temporary Power - Residential - To provide temporary power. | Vadas Electric Service Inc.
GP-2022-03975 | 2022-12-13 | 6625 CHURCHILL STREET, Vancouver, BC V6P 5B2 | Gas Permit | Residential | Renovation - Dwelling Unit(s) only | Completed | Residential - RE & RE FURNACE | 484081 BC LTD
EP-2023-09936 | 2023-11-14 | 6677 CHURCHILL STREET, Vancouver, BC V6P 5B2 | Electrical Permit | Residential | Renovation - Dwelling Unit(s) only | Issued | Installation / Repair - Residential - service repair (same AMP, ),disconnected by bchydro because repair exterior wall. also fix and rewiring for light and plugs, also because of wall frame damaged by leaking water >BP: Exterior alterations to repair water damage at this existing Single Detached House on this site. | HY Electric Company Ltd
EP-2023-01190 | 2023-03-03 | 6715 CHURCHILL STREET, Vancouver, BC V6P 5B2 | Electrical Permit | Residential | Addition | Issued | Installation / Repair - Residential - 2nd Service to address 1FD: Existing 200A at garage Garage: New 200A at garage -New Service separate from existing for 2 Charger and potential suite above garage in future. -200A preferably but can go 125A if there are any power issues on the block | Paul A Schipizky
PP-2023-01757 | 2023-05-17 | 6857 CHURCHILL STREET, Vancouver, BC V6P 5B4 | Plumbing Permit | Residential | New | Completed | Residential - to install a DCVA for lawn irrigation | University Sprinkler Systems Incorporated
GP-2022-00540 | 2022-02-18 | 6875 CHURCHILL STREET, Vancouver, BC V6P 5B4 | Gas Permit | Residential | Renovation | Completed | Residential - Decommission, remove, and replace gas furnace | Ashton Service Group/Ashton Mechanical Ltd.
GP-2023-03650 | 2023-11-23 | 5892 CREE STREET, Vancouver, BC V5W 2V9 | Gas Permit | Residential | New | Issued | Residential - Remove older gas furnace . Installation of new hi-efficient gas furnace . | LION MECHANICAL
EP-2023-07815 | 2023-08-29 | 1441 CREEKSIDE DRIVE, Vancouver, BC V6J 4S7 | Electrical Permit | Commercial | NULL | Issued | Annual / Operating - Misc work throughout Renewal of EP-2022-07301 Valid: September 30, 2023 to September 29, 2024 | Mott Electric General Partnership
EP-2022-07301 | 2022-08-30 | 1441 CREEKSIDE DRIVE, Vancouver, BC V6J 4S7 | Electrical Permit | Commercial | NULL | Expired | Annual / Operating - Misc electrical work throughout Renewal of EP-2021-06578 Valid: September 30, 2022 to September 29, 2023 | Mott Electric General Partnership
EP-2021-07605 | 2022-05-26 | 5285 CULLODEN STREET, Vancouver, BC V5W 3R5 | Electrical Permit | Residential | Renovation | Completed | Installation / Repair - Residential - Electrical Pre-wire, and Finishing a basement area of home. >BP: CF-2020-002695 Interior alterations to repair minor flood damage and to provide improvements in the base of this existing one-family dwelling building on this site. Scope of work includes removal of rotten drywall and install new framing, drywall, new lighting, plumbing work OK for Field Review per Sonia E - Apr 26/21 REUP not required - project value below $20,000 | METROWEST ELECTRIC LTD
GP-2023-00198 | 2023-01-16 | 5311 CULLODEN STREET, Vancouver, BC V5W 3R5 | Gas Permit | Residential | Renovation | Completed | Residential - Re&re Tankless | Milani Plumbing Heating & Air Conditioning Ltd
EP-2022-08410 | 2022-10-14 | 5311 CULLODEN STREET, Vancouver, BC V5W 3R5 | Electrical Permit | Residential | Renovation | Issued | Installation / Repair - Residential - Electrical supply for heat pump MP-2022-00337 | Milani Electric Limited
MP-2022-00337 | 2022-10-04 | 5311 CULLODEN STREET, Vancouver, BC V5W 3R5 | Mechanical Permit | NULL | NULL | Completed | NULL | Milani Electric Limited
EP-2023-04972 | 2023-06-05 | 5857 COMMERCIAL STREET, Vancouver, BC V5P 3N8 | Electrical Permit | Residential | Tenant Improvement | Completed | Installation / Repair - Residential - Upgrade service from 100A to 200A, install new ground plate, panelboard, meter base, wiring subpanel. | Myarc Electrical Inc
GP-2023-03221 | 2023-10-24 | 2895 CHEYENNE AVENUE, Vancouver, BC V5R 4R5 | Gas Permit | Residential | Renovation | Completed | Residential - Furnace Replacement | General Heating Ltd
EP-2022-05973 | 2022-07-19 | 5337 CECIL STREET, Vancouver, BC V5R 4E4 | Electrical Permit | Residential | Renovation | Completed | Installation / Repair - Residential - upgrade original 60 A service to 200 A, 120/240V, Single phase service. include install meter base, master pipe, 200 A electrical panel. >>>Amend: Sept. 1, 2022 -As inspector's request, upload the fixed water bonding picture | Aidea Solutions Ltd
PP-2023-02391 | 2023-07-25 | 5059 CLARENDON STREET, Vancouver, BC V5R 3J6 | Plumbing Permit | Residential | New | Issued | Residential - Sump | ON TIME EXCAVATING & DEMOLITION LTD
EP-2023-06391 | 2023-07-14 | 5059 CLARENDON STREET, Vancouver, BC V5R 3J6 | Electrical Permit | Residential | New | Issued | Temporary Power - Residential - To provide temporary power. | AECOM ELECTRIC LTD
GP-2023-03080 | 2023-10-18 | 5059 CLARENDON STREET, Vancouver, BC V5R 3J6 | Gas Permit | Residential | New | Issued | Residential - 2 cooktop 2 bbq 2 boilers >BP: To construct a two-storey two-family dwelling with two lock off units ($748,500) located in the basement, with a detached accessory building (garage) at the rear providing 2 parking spaces, having vehicular access from the lane. | Koolmax Heating and Cooling Ltd
SP-2023-01928 | 2023-10-19 | 5059 CLARENDON STREET, Vancouver, BC V5R 3J6 | Sprinkler Permit | Residential | New | Issued | Residential - Fire sprinkler heads >BP: To construct a two-storey two-family dwelling with two lock off units located in the basement, with a detached accessory building (garage) at the rear providing 2 parking spaces, having vehicular access from the lane. Note: This is a 2 storey building pursuant to the Zoning and Development By-Law 1. Covenant registered at the Land Title Office under CB319600-CB319601 2. No strata titling permitted 3. No External mechanical units proposed 4. No Bar sinks proposed 5. Schedule B: Md. Shahidul Alam (604.653.7475) Structural & Geotechnical 6. HPO: Residential Builder - RSH Homes Ltd. | NewTech Fire Protection Ltd
MP-2023-02000 | 2023-11-07 | 5059 CLARENDON STREET, Vancouver, BC V5R 3J6 | Mechanical Permit | NULL | NULL | Issued | NULL | Century Twenty One Gas & Heating Co. Ltd
PP-2023-03107 | 2023-09-01 | 5059 CLARENDON STREET, Vancouver, BC V5R 3J6 | Plumbing Permit | Residential | New | Issued | Residential - DWV Abs rouh in , radiant heating, water piping >BP: To construct a two-storey two-family dwelling with two lock off units located in the basement, with a detached accessory building (garage) at the rear providing 2 parking spaces, having vehicular access from the lane. Note: This is a 2 storey building pursuant to the Zoning and Development By-Law 1. Covenant registered at the Land Title Office under CB319600-CB319601 2. No strata titling permitted 3. No External mechanical units proposed 4. No Bar sinks proposed 5. Schedule B: Md. Shahidul Alam (604.653.7475) Structural & Geotechnical 6. HPO: Residential Builder - RSH Homes Ltd. | Wiseman Mechanicals Inc
MP-2023-01728 | 2023-09-22 | 5059 CLARENDON STREET, Vancouver, BC V5R 3J6 | Mechanical Permit | NULL | NULL | Issued | NULL | Wiseman Mechanicals Inc
EP-2023-08779 | 2023-10-17 | 5059 CLARENDON STREET, Vancouver, BC V5R 3J6 | Electrical Permit | Residential | New | Issued | Installation / Repair - Residential - ¦ 2FD + 1SS- 200A ¦ 200 amp service connection , 125 amp goes to each unit of Duplex , New installation *An approved mechanical permit is required for the installation of air conditioning or heat pump unit at the time of installation before an electrical inspection will be performed >BP: To construct a two-storey two-family dwelling with two lock off units ($748,500) located in the basement, with a detached accessory building (garage) at the rear providing 2 parking spaces, having vehicular access from the lane. Note: This is a 2 storey building pursuant to the Zoning and Development By-Law 1. Covenant registered at the Land Title Office under CB319600-CB319601 2. No strata titling permitted 3. No External mechanical units proposed 4. No Bar sinks proposed 5. Schedule B: Md. Shahidul Alam (604.653.7475) Structural & Geotechnical 6. HPO: Residential Builder - RSH Homes Ltd. | AECOM ELECTRIC LTD
GP-2023-01692 | 2023-05-31 | 5092 CLARENDON STREET, Vancouver, BC V5R 3J5 | Gas Permit | Residential | New | Issued | Residential - 2 BBQ, 2 Boiler & 2 BBQ >BP: To construct a two-storey two-family dwelling | Century Twenty One Gas & Heating Co. Ltd
SP-2023-00833 | 2023-05-12 | 5092 CLARENDON STREET, Vancouver, BC V5R 3J5 | Sprinkler Permit | Residential | New | Issued | Residential - Fire Sprinkler install >BP: To construct a two-storey two-family dwelling with a detached accessory building (garage) at the rear providing 2 parking spaces, having vehicular access from the lane. The entire building, INCLUDING THE ATTACHED GARAGE (if applicable), to be sprinklered to 2 x NFPA 13D. 1. No A/C units proposed 2. No Bar sinks proposed 3. Schedule B: Md. Shahidul Alam (604.653.7475) Structural & Geotechnical 4. HPO: Residential Builder - Isher Developments Ltd. | NewTech Fire Protection Ltd
MP-2023-00758 | 2023-05-02 | 5092 CLARENDON STREET, Vancouver, BC V5R 3J5 | Mechanical Permit | NULL | NULL | Issued | NULL | Finest Plumbing & Heating Ltd
NULL | NULL | 5092 CLARENDON STREET, Vancouver, BC V5R 3J5 | Sprinkler Permit | Residential | New | Draft | Residential - Fire Sprinkler installation | NewTech Fire Protection Ltd
PP-2023-00298 | 2023-01-27 | 5092 CLARENDON STREET, Vancouver, BC V5R 3J5 | Plumbing Permit | Residential | New | Issued | Residential - 1 outside Sump without pump | ON TIME EXCAVATING & DEMOLITION LTD
PP-2023-01311 | 2023-04-17 | 5092 CLARENDON STREET, Vancouver, BC V5R 3J5 | Plumbing Permit | Residential | New | Issued | Residential - New plumbing >BP: To construct a two-storey two-family dwelling , with a detached accessory building (garage) at the rear providing 2 parking spaces, having vehicular access from the lane. The entire building, INCLUDING THE ATTACHED GARAGE (if applicable), to be sprinklered to 2 x NFPA 13D. 1. No A/C units proposed 2. No Bar sinks proposed 3. Schedule B: Md. Shahidul Alam (604.653.7475) Structural & Geotechnical 4. HPO: Residential Builder - Isher Developments Ltd. | Finest Plumbing & Heating Ltd
EP-2022-06462 | 2022-10-04 | 5092 CLARENDON STREET, Vancouver, BC V5R 3J5 | Electrical Permit | Residential | New | Expired | Temporary Power - Residential - To provide temporary power. | A1 Cheema Electrical Ltd
EP-2022-05258 | 2022-06-21 | 5131 CLARENDON STREET, Vancouver, BC V5R 3J6 | Electrical Permit | Residential | New | Expired | Temporary Power - Residential - To provide temporary power. Valid June 21/2022 until June 20/2023 | A1 Cheema Electrical Ltd
PP-2022-03482 | 2022-10-03 | 5131 CLARENDON STREET, Vancouver, BC V5R 3J6 | Plumbing Permit | Residential | New | Completed | Residential - SUMP | Bhullar Excavating and Demolition
MP-2022-00564 | 2022-11-14 | 5131 CLARENDON STREET, Vancouver, BC V5R 3J6 | Mechanical Permit | NULL | NULL | Completed | NULL | Finest Plumbing & Heating Ltd
PP-2022-04005 | NULL | 5131 CLARENDON STREET, Vancouver, BC V5R 3J6 | Plumbing Permit | Residential | New | Cancelled | Residential - New plumbing & heating To construct a two-storey two-family dwelling with two lock-off suites located in the basement, with two single car detached accessory buildings (garage) with 1 surface parking at the rear providing a total of 3 parking spaces, having vehicular access from the lane. Note: This is a 2 storey building pursuant to the Zoning and Development By-Law 1. Covenant registered at the Land Title Office under CB125628 & CB125629 2. No strata titling permitted 3. A/C units proposed in the rear yard. 4. No bar sinks proposed 5. Schedule B: MD. Shahidul Alam, P.Eng (604-653-7475) Structural & Geotechnical 6. HPO: Residential Builder - Isher Development Ltd. 7. The entire building, INCLUDING THE ATTACHED GARAGE (if applicable), to be sprinklered to 2XNFPA 13D. | Finest Plumbing & Heating Ltd
SP-2023-00191 | 2023-02-01 | 5131 CLARENDON STREET, Vancouver, BC V5R 3J6 | Sprinkler Permit | Residential | Addition | Completed | Residential - 2FD+2LO's - NORTH - 5131 CLARENDON ST - #1 & #2 SOUTH - 5131 CLARENDON ST - #1 & #2 Install sprinkler heads >DB: To construct a two-storey two-family dwelling with two lock-off suites located in the basement, with two single car detached accessory buildings (garage) with 1 surface parking at the rear providing a total of 3 parking spaces, having vehicular access from the lane. Note: This is a 2 storey building pursuant to the Zoning and Development By-Law 1. Covenant registered at the Land Title Office under CB125628 & CB125629 2. No strata titling permitted 3. A/C units proposed in the rear yard. 4. No bar sinks proposed 7. The entire building, INCLUDING THE ATTACHED GARAGE (if applicable), to be sprinklered to 2XNFPA 13D. | NewTech Fire Protection Ltd
EP-2023-01347 | 2023-03-24 | 5131 CLARENDON STREET, Vancouver, BC V5R 3J6 | Electrical Permit | Residential | New | Completed | Installation / Repair - Residential - All New Electrical Work *An approved mechanical permit is required for the installation of air conditioning or heat pump unit at the time of installation before an electrical inspection will be performed. >BP: To construct a two-storey two-family dwelling with two lock-off suites ($748,500) located in the basement, with two single car detached accessory buildings (garage) with 1 surface parking at the rear providing a total of 3 parking spaces, having vehicular access from the lane. Note: This is a 2 storey building pursuant to the Zoning and Development By-Law 1. Covenant registered at the Land Title Office under CB125628 & CB125629 2. No strata titling permitted 3. A/C units proposed in the rear yard. 4. No bar sinks proposed 5. Schedule B: MD. Shahidul Alam, P.Eng (604-653-7475) Structural & Geotechnical 6. HPO: Residential Builder - Isher Development Ltd. 7. The entire building, INCLUDING THE ATTACHED GARAGE (if applicable), to be sprinklered to 2XNFPA 13D. ******THIS PERMIT HAS BEEN ISSUED UNDER THE REQUIREMENTS OF VBBL #12511 (2019)****** | A1 Cheema Electrical Ltd
GP-2023-00691 | 2023-02-28 | 5131 CLARENDON STREET, Vancouver, BC V5R 3J6 | Gas Permit | Residential | New | Completed | Residential - 2 Range, 2 Boiler & 2 BBQ Installation of Range & Boiler BBQ - Piping Only >BP: To construct a two-storey two-family dwelling with two lock-off suites ($748,500) located in the basement, with two single car detached accessory buildings (garage) with 1 surface parking at the rear providing a total of 3 parking spaces, having vehicular access from the lane. **Amend: March 7, 2023 - Please add 2 Range connections, 60000 BTU each** **Amend: November 03, 2023 - Change BBQ to piping only | Century Twenty One Gas & Heating Co. Ltd
EP-2023-02112 | 2023-03-13 | 5131 CLARENDON STREET, Vancouver, BC V5R 3J6 | Electrical Permit | Residential | New | Completed | Installation / Repair - Residential - extra low voltage, tv , tel, data , alarm ,security system rough and finish >BP: To construct a two-storey two-family dwelling with two lock-off suites ($748,500) located in the basement, with two single car detached accessory buildings (garage) with 1 surface parking at the rear providing a total of 3 parking spaces, having vehicular access from the lane. Note: This is a 2 storey building pursuant to the Zoning and Development By-Law 1. Covenant registered at the Land Title Office under CB125628 & CB125629 2. No strata titling permitted 3. A/C units proposed in the rear yard. 4. No bar sinks proposed 5. Schedule B: MD. Shahidul Alam, P.Eng (604-653-7475) Structural & Geotechnical 6. HPO: Residential Builder - Isher Development Ltd. 7. The entire building, INCLUDING THE ATTACHED GARAGE (if applicable), to be sprinklered to 2XNFPA 13D. ******THIS PERMIT HAS BEEN ISSUED UNDER THE REQUIREMENTS OF VBBL #12511 (2019)****** | Smarthomes Security Ltd.
GP-2022-03119 | 2022-10-12 | 5212 CLARENDON STREET, Vancouver, BC V5R 3J8 | Gas Permit | Residential | Renovation | Completed | Residential - Re & re for gas hot water tank | Milani Plumbing Heating & Air Conditioning Ltd
GP-2023-01168 | 2023-04-06 | 5262 CLARENDON STREET, Vancouver, BC V5R 3J8 | Gas Permit | Residential | Tenant Improvement | Completed | Residential - Re & Re Furnace | Moore & Russell Heating Ltd
EP-2023-02776 | 2023-03-30 | 6919 CHURCHILL STREET, Vancouver, BC V6P 5B4 | Electrical Permit | Residential | Renovation | Issued | Temporary Power - Residential - To provide temporary power. | Nelcan Electric Ltd
PP-2023-01963 | 2023-06-02 | 6919 CHURCHILL STREET, Vancouver, BC V6P 5B4 | Plumbing Permit | Residential | New | Issued | Residential - 1x outside gravity sump >Amend: Dec. 12th -We are adding another sump which is a storm with a pump NOTE: Engineering Assurance letter will be submitted to the Plumbing Inspector on the site. Letter shall conform to the requirements of Vancouver Bulletin 2000-008-EL/PL. | J & R Excavation & Demolition Ltd.
EP-2023-05849 | 2023-07-25 | 6919 CHURCHILL STREET, Vancouver, BC V6P 5B4 | Electrical Permit | Residential | New | Issued | Installation / Repair - Residential - New build, all electrical *An approved mechanical permit is required for the installation of air conditioning or heat pump unit at the time of installation before an electrical inspection will be performed >BP: To construct a 2 storey + cellar one-family dwelling ($1,499,000) with a detached accessory building (garage), at the rear providing 3 parking spaces, having vehicular access from the lane. Note: This is a 2 storey building pursuant to the Zoning and Development By-Law 1- Bar/Sink proposed in the cellar 2- Heat pump unit proposed in the side yard 3- Schedule A: Winston Chong AIBC (778-317-3068) 4- Schedule B: Winston Chong AIBC (778-317-3068) Architectural 5- Schedule B: Jimmy Li, P.Eng. (604-360-5221) Structural 6- Schedule B: Thanh Le, P.Eng. (604-421-3288) Geotechnical 7- Schedule D-1: Cory Legge, P.L.Eng. (04-445-5385) Building Envelope 8- HPO: Residential Builder – Lepp Construction Inc. 9- The entire building to be sprinklered to NFPA 13D. | Nelcan Electric Ltd
PP-2023-03370 | 2023-09-21 | 6919 CHURCHILL STREET, Vancouver, BC V6P 5B4 | Plumbing Permit | Residential | New | Issued | Residential - water and drainage for the entry house >BP: To construct a 2 storey + cellar one-family dwelling with a detached accessory building (garage), at the rear providing 3 parking spaces, having vehicular access from the lane. Note: This is a 2 storey building pursuant to the Zoning and Development By-Law 1- Bar/Sink proposed in the cellar 2- Heat pump unit proposed in the side yard 3- Schedule A: Winston Chong AIBC (778-317-3068) 4- Schedule B: Winston Chong AIBC (778-317-3068) Architectural 5- Schedule B: Jimmy Li, P.Eng. (604-360-5221) Structural 6- Schedule B: Thanh Le, P.Eng. (604-421-3288) Geotechnical 7- Schedule D-1: Cory Legge, P.L.Eng. (04-445-5385) Building Envelope 8- HPO: Residential Builder – Lepp Construction Inc. 9- The entire building to be sprinklered to NFPA 13D. | Pacific Peak to Peak Plumbing & Heating Ltd
MP-2023-01870 | 2023-10-24 | 6919 CHURCHILL STREET, Vancouver, BC V6P 5B4 | Mechanical Permit | NULL | NULL | Issued | NULL | Pacific Peak to Peak Plumbing & Heating Ltd
SP-2023-02110 | 2023-11-29 | 6976 CHURCHILL STREET, Vancouver, BC V6P 5B3 | Sprinkler Permit | Residential | New | Issued | Residential - To Install 49 sprinkler heads. >BP: To construct a 3 storey with cellar single detached house with a detached accessory building (garage), at the rear providing 4 parking spaces, having vehicular access from the lane. The entire building to be sprinklered to NFPA 13D. NOTE: To achieve the required FSR a floor space exclusion of 2% has been applied to this application as per section 10.15.1 of the district schedule, to accommodate improved building performance. 1. A/C unit located in rear yard 2. Bar sink located in lower floor game room 3. Schedule A Stefan Wiedemann AIBC (604-313-4241) 4. Schedule B Stefan Wiedemann AIBC (604-313-4241) Architectural 5. Schedule B Tsung-Hua Yang P.Eng (604-729-0585) Structural and Geotechnical 6. Schedule B Michael Indelak P.Eng (604-898-1093) Geotechnical 7. Schedule D Shan Huang P.Eng (604-401-6588) 8. BC Housing Ao Jie Xu | General Sprinkler Systems Ltd
MP-2023-01731 | 2023-09-22 | 6976 CHURCHILL STREET, Vancouver, BC V6P 5B3 | Mechanical Permit | NULL | NULL | Issued | NULL | AVATAR PLUMBING AND HEATING LTD
MP-2023-01742 | 2023-09-25 | 6976 CHURCHILL STREET, Vancouver, BC V6P 5B3 | Mechanical Permit | NULL | NULL | Issued | NULL | Power Cool Electrical & Refrigeration Mech Ltd
PP-2023-03021 | 2023-08-24 | 6976 CHURCHILL STREET, Vancouver, BC V6P 5B3 | Plumbing Permit | Residential | New | Issued | Residential - 1FD - New plumbing rough-in and fixture installation >DB: To construct a 3 storey with cellar single detached house with a detached accessory building (garage), at the rear providing 4 parking spaces, having vehicular access from the lane. The entire building to be sprinklered to NFPA 13D. 1. A/C unit located in rear yard 2. Bar sink located in lower floor game room Mechanical inspection team to confirm installed natural gas systems on site per large home GHG calculator. Only 3 indoor fireplaces, 1 exterior fireplace and 2 stoves permitted. No natural gas boilers or other appliances. Note: This is a 2 storey building pursuant to the Zoning and Development By-Law ******THIS PERMIT HAS BEEN ISSUED UNDER THE REQUIREMENTS OF VBBL 2019****** AMEND: DEC 11/2023 Adding deck drains as per inspectors request >>>>>>>>>>>>>> -Amend: January 3rd -on the above Dec. 11 amendment, there were NO DECK drains added. no fees were generated. no number of deck drains mentioned. -to ADD 4 Deck Drains | AVATAR PLUMBING AND HEATING LTD
GP-2023-04201 | 2024-01-02 | 6976 CHURCHILL STREET, Vancouver, BC V6P 5B3 | Gas Permit | Residential | New | Issued | Residential - 1 Range, 1 BBQ & 3 Fireplaces New piping and installation of bbq box and stove install and connections. Fireplace piping only >BP: To construct a 3 storey with cellar single detached house with a detached accessory building (garage), at the rear providing 4 parking spaces, having vehicular access from the lane. | AVATAR PLUMBING AND HEATING LTD
PP-2023-02491 | 2023-07-13 | 6976 CHURCHILL STREET, Vancouver, BC V6P 5B3 | Plumbing Permit | Residential | New | Issued | Residential - Sumps NOTE: Engineering Assurance letter will be submitted to the Plumbing Inspector on the site. Letter shall conform to the requirements of Vancouver Bulletin 2000-008-EL/PL. | Apollo Excavating & Civil Works Ltd.
EP-2023-04053 | 2023-05-18 | 6976 CHURCHILL STREET, Vancouver, BC V6P 5B3 | Electrical Permit | Residential | New | Issued | Installation / Repair - Residential - This is a new single house with Sanua Steam and elevator: single-phase service, all outlets, roughing and connection, lighting system, and all electrical equipment connection. In rough in procedure also pre-wire the data and TV communication cables. 1x400amp service electrical Meter system. 2x Main panel : 200A *An approved mechanical permit is required for the installation of air conditioning or heat pump unit at the time of installation before an electrical inspection will be performed >BP: To construct a 3 storey with cellar single detached house with a detached accessory building (garage), at the rear providing 4 parking spaces, having vehicular access from the lane. *This Building Permit will remain in a suspended status until the associated (green) Demolition Permit BP-2022-00296 is completed. The entire building to be sprinklered to NFPA 13D. NOTE: To achieve the required FSR a floor space exclusion of 2% has been applied to this application as per section 10.15.1 of the district schedule, to accommodate improved building performance. 1. A/C unit located in rear yard 2. Bar sink located in lower floor game room 3. Schedule A Stefan Wiedemann AIBC (604-313-4241) 4. Schedule B Stefan Wiedemann AIBC (604-313-4241) Architectural 5. Schedule B Tsung-Hua Yang P.Eng (604-729-0585) Structural and Geotechnical 6. Schedule B Michael Indelak P.Eng (604-898-1093) Geotechnical 7. Schedule D Shan Huang P.Eng (604-401-6588) 8. BC Housing Ao Jie Xu Mechanical inspection team to confirm installed natural gas systems on site per large home GHG calculator. Only 3 indoor fireplaces, 1 exterior fireplace and 2 stoves permitted. No natural gas boilers or other appliances. | AIGO TECHNOLOGY INC
EP-2023-00228 | 2023-01-10 | 6976 CHURCHILL STREET, Vancouver, BC V6P 5B3 | Electrical Permit | Residential | New | Expired | Temporary Power - Residential - To provide temporary power. | Aidea Solutions Ltd
PP-2023-00321 | 2023-02-01 | 602 CITADEL PARADE, Vancouver, BC V6B 1X2 | Plumbing Permit | Commercial | Tenant Improvement | Completed | Commercial - Replace the 1/2" reduced pressure backflow device #51 serving the cooling pot on the 37th floor | Ainsworth Inc
GP-2023-04171 | 2023-12-22 | 2185 COLLINGWOOD STREET, Vancouver, BC V6R 3K8 | Gas Permit | Residential | Renovation | Issued | Residential - to replace 1 hot water tank in the same location. | Paolo's Plumbing & Heating Ltd
EP-2023-09196 | 2023-10-26 | 2185 COLLINGWOOD STREET, Vancouver, BC V6R 3K8 | Electrical Permit | Residential | Renovation - Dwelling Unit(s) only | Completed | Installation / Repair - Residential - service upgrade with minor knob and tube removal | Wicks Electric Inc
GP-2022-00805 | 2022-03-16 | 2716 COLLINGWOOD STREET, Vancouver, BC V6R 3L4 | Gas Permit | Residential | Addition | Completed | Residential - re and re gas dryer | Christopher Sterling
EP-2023-06818 | 2023-08-09 | 7983 COLUMBIA STREET, Vancouver, BC V5X 2Z5 | Electrical Permit | Residential | Renovation | Issued | Installation / Repair - Residential - Replace damaged service and install construction power -Service is relocate and increase (CF-2022-008622) >BP: Exterior and interior alterations to repair and provide improvements due to fire damage at this existing Single Detached house on this site. Schedule B - Structural - Adam Samuel Densmore - 778-791-7456 Ok for Field Review as per Kirat Kang - May 4, 2023 | Conquest Electric Inc
NULL | NULL | 2460 COMMERCIAL DRIVE, Vancouver, BC V5N 4B9 | Electrical Permit | Commercial | Renovation | Draft | Installation / Repair - Commercial - Sign Connection Permit for Tim Hortons | Raptor Electrical Contractors Ltd
EP-2023-10187 | 2024-01-19 | 2460 COMMERCIAL DRIVE, Vancouver, BC V5N 4B9 | Electrical Permit | Commercial | New | Issued | Installation / Repair - Commercial - Security Camera Installation. >BP: Interior and exterior alterations and Change of Major Occupancy to this restaurant tenant (Group A2), for a new retail limited food tenant (Group E) located in a portion of the ground level at the Commercial Drive Skytrain station. | Watchdog Loss Prevention Inc
NULL | NULL | 2460 COMMERCIAL DRIVE, Vancouver, BC V5N 4B9 | Mechanical Permit | NULL | NULL | Draft | NULL | Pacific Breeze Heating & Cooling Inc
EP-2023-04304 | 2023-05-26 | 2525 COMMERCIAL DRIVE, Vancouver, BC V5N 4C1 | Electrical Permit | Commercial | Addition | Issued | Installation / Repair - Commercial - Hook up of new Hot Water Heater | Wolf Electric Ltd
SP-2023-00908 | 2023-05-23 | 3185 CLARK DRIVE, Vancouver, BC V5N 3J3 | Sprinkler Permit | Residential | New | Issued | Residential - to install a new sprinkler system in the Duplex >BP: To construct a 2 storey duplex with one (1) secondary suite located in the Basement with a detached accessory building (garage) and 1 open parking at the rear providing a total of 3 parking spaces, having vehicular access from the lane. 1. Covenant registered at the Land Title Office under CB67021-CB67022 2. A/C proposed – Exterior component located in front yard, Interior component located in main floor closets. 3. Bar sink not proposed. 4. Schedule B: (YOUHAI WANG, P.Eng. 604-868-5638.) Structural 5. Schedule B: (Zhao Guan, P.Eng. 778-868-5635) Geotechnical 6. HPO: Residential Builder- (BY DESIGN CONSTRUCTION LTD | ACME PLUMBING HEATING & GAS LTD.
MP-2023-00789 | 2023-05-07 | 3185 CLARK DRIVE, Vancouver, BC V5N 3J3 | Mechanical Permit | NULL | NULL | Issued | NULL | ACME PLUMBING HEATING & GAS LTD.
PP-2023-01542 | 2023-05-02 | 3185 CLARK DRIVE, Vancouver, BC V5N 3J3 | Plumbing Permit | Residential | New | Issued | Residential - 2FD+SS - NORTH - 3185 CLARK DR - #1 & #2 SOUTH - 1290 E 16TH AV to install new plumbing fixtures in the Duplex >DB: To construct a 2 storey duplex with one (1) secondary suite located in the Basement with a detached accessory building (garage) and 1 open parking at the rear providing a total of 3 parking spaces, having vehicular access from the lane. 1. Covenant registered at the Land Title Office under CB67021-CB67022 2. A/C proposed – Exterior component located in front yard, Interior component located in main floor closets. 3. Bar sink not proposed. | ACME PLUMBING HEATING & GAS LTD.
EP-2023-05344 | 2023-06-28 | 3185 CLARK DRIVE, Vancouver, BC V5N 3J3 | Electrical Permit | Residential | New | Issued | Installation / Repair - Residential - new duplex units with new detach garages. Complete rough wiring and finishing with new 400 amps overhead service >BP: To construct a 2 storey duplex with one (1) secondary suite located in the Basement ($814,500.00) with a detached accessory building (garage) and 1 open parking at the rear providing a total of 3 parking spaces, having vehicular access from the lane. 1. Covenant registered at the Land Title Office under CB67021-CB67022 2. A/C proposed – Exterior component located in front yard, Interior component located in main floor closets. 3. Bar sink not proposed. 4. Schedule B: (YOUHAI WANG, P.Eng. 604-868-5638.) Structural 5. Schedule B: (Zhao Guan, P.Eng. 778-868-5635) Geotechnical 6. HPO: Residential Builder- (BY DESIGN CONSTRUCTION LTD.) Note: This is a 2 storey building pursuant to the Zoning and Development By-Law **THIS PERMIT HAS BEEN ISSUED UNDER THE REQUIREMENTS OF VBBL #12511 (2019) ** | Ott Electric Ltd
GP-2023-01857 | 2023-06-19 | 3185 CLARK DRIVE, Vancouver, BC V5N 3J3 | Gas Permit | Residential | New | Issued | Residential - 2 Boilers, 2 Ranges & 2 BBQ Rough in only for 2 gas ranges & 2 BBQ >BP: To construct a 2 storey duplex with one (1) secondary suite | ACME PLUMBING HEATING & GAS LTD.
EP-2023-05615 | 2023-06-26 | 3185 CLARK DRIVE, Vancouver, BC V5N 3J3 | Electrical Permit | Residential | New | Issued | Installation / Repair - Residential - Install cable, intenet, tel, cameras, security prewire. >BP: To construct a 2 storey duplex with one (1) secondary suite located in the Basement ($814,500.00) with a detached accessory building (garage) and 1 open parking at the rear providing a total of 3 parking spaces, having vehicular access from the lane. 1. Covenant registered at the Land Title Office under CB67021-CB67022 2. A/C proposed – Exterior component located in front yard, Interior component located in main floor closets. 3. Bar sink not proposed. 4. Schedule B: (YOUHAI WANG, P.Eng. 604-868-5638.) Structural 5. Schedule B: (Zhao Guan, P.Eng. 778-868-5635) Geotechnical 6. HPO: Residential Builder- (BY DESIGN CONSTRUCTION LTD.) Note: This is a 2 storey building pursuant to the Zoning and Development By-Law Address Information: NORTH UNIT #1 - 3185 Clark Dr - One Family Dwelling #2 - 3185 Clark Dr - Secondary Suite SOUTH UNIT 1291 - E 16th Av - One Family Dwelling | PLANET SMART HOMES LTD.
PP-2023-00536 | 2023-02-15 | 3185 CLARK DRIVE, Vancouver, BC V5N 3J3 | Plumbing Permit | Residential | New | Issued | Residential - storm and sewer connections -SUMP | Mash Construction Ltd.
EP-2022-08967 | 2022-10-20 | 3185 CLARK DRIVE, Vancouver, BC V5N 3J3 | Electrical Permit | Residential | New | Expired | Temporary Power - Residential - To provide temporary power. | Ott Electric Ltd
EP-2023-09589 | 2023-10-23 | 3185 CLARK DRIVE, Vancouver, BC V5N 3J3 | Electrical Permit | Residential | New | Issued | Temporary Power - Residential - To provide temporary power. | Ott Electric Ltd
GP-2023-03016 | 2023-10-12 | 3225 CLARK DRIVE, Vancouver, BC V5V 4Y1 | Gas Permit | Residential | New | Issued | Residential - Install 2 gas fireplaces >BP: To construct a 3-storey Two Family Dwelling (Building 1) at the front | JOT MECHANICAL LTD
MP-2023-01791 | 2023-10-06 | 3225 CLARK DRIVE, Vancouver, BC V5V 4Y1 | Mechanical Permit | NULL | NULL | Issued | NULL | One Stop Mechanical Ltd
GP-2023-02658 | 2023-09-11 | 3225 CLARK DRIVE, Vancouver, BC V5V 4Y1 | Gas Permit | Residential | New | Issued | Residential - 2 Ranges, 2 BBQ's, 2 Fireplaces & 2 Dryers Fire place piping only Venting done by others >BP: **13D*** BLDG 1 To construct a 3-storey Two Family Dwelling (Building 1) at the front See BP-2022-02143 for the 2nd principal building. | One Stop Mechanical Ltd
EP-2023-07945 | 2023-09-05 | 3225 CLARK DRIVE, Vancouver, BC V5V 4Y1 | Electrical Permit | Residential | New | Issued | Installation / Repair - Residential - Wiring and finishing of extra low voltage. Wiring and finishing data wiring and security alarm only. >BP: ***13D*** BLDG 1 To construct a 3-storey Two Family Dwelling (Building 1) at the front See BP-2022-02143 for the 2nd principal building. ******THIS PERMIT HAS BEEN REVIEWED & ISSUED UNDER THE REQUIREMENTS OF VBBL 2019 AND AMENDMENT EFFECTIVE JAN 1ST, 2022. ******** | Creative Security Solutions Ltd
EP-2022-09335 | 2022-11-02 | 3225 CLARK DRIVE, Vancouver, BC V5V 4Y1 | Electrical Permit | Residential | New | Expired | Temporary Power - Residential - To provide temporary power. | High Watt Electric Ltd
PP-2022-04407 | 2022-12-12 | 3225 CLARK DRIVE, Vancouver, BC V5V 4Y1 | Plumbing Permit | Residential | New | Issued | Residential - Sumps | JVT EXCAVATING & DEMOLITION LTD
EP-2022-10225 | 2022-12-20 | 3225 CLARK DRIVE, Vancouver, BC V5V 4Y1 | Electrical Permit | Residential | New | Issued | Installation / Repair - Residential - Triple x new house with 200 amp service wiring and finishing >BP: To construct a 3-storey Two Family Dwelling (Building 1) at the front and to construct a 2-storey One-Family Dwelling (Building 2) with an attached 2-car garages at the rear of this site. ******THIS PERMIT HAS BEEN REVIEWED & ISSUED UNDER THE REQUIREMENTS OF VBBL 2019 AND AMENDMENT EFFECTIVE JAN 1ST, 2022. ******** Building Review Branch Notes: 1.Struct. B & Geo. B are submitted. 2. Entire building is to be sprinklered to NFPA 13D requirements. 3. All dwelling units have their own separate exterior entrance. 4. All new windows, doors, and skylights shall con | High Watt Electric Ltd
SP-2022-01620 | 2022-10-06 | 3225 CLARK DRIVE, Vancouver, BC V5V 4Y1 | Sprinkler Permit | Residential | New | Issued | Residential - Sprinkler installation for a duplex >BP: To construct a 3-storey Two Family Dwelling (Building 1) See BP-2022-02143 for the 2nd principal building. ******THIS PERMIT HAS BEEN REVIEWED & ISSUED UNDER THE REQUIREMENTS OF VBBL 2019 AND AMENDMENT EFFECTIVE JAN 1ST, 2022. ******** Building Review Branch Notes: 1.Struct. B & Geo. B are submitted. 2. Entire building is to be sprinklered to NFPA 13D requirements. 3. All dwelling units have their own separate exterior entrance. 4. All new windows, doors, and skylights shall conform to AAMA/WDMA/CSA101/I.S.2/A440, NAFS. | Max Fire Pro Ltd
PP-2023-02227 | 2023-06-22 | 3225 CLARK DRIVE, Vancouver, BC V5V 4Y1 | Plumbing Permit | Residential | New | Issued | Residential - 2FD - NORTH - 3225 CLARK DR SOUTH - 3227 CLARK DR New dplx >BP: BLDG 1 To construct a 3-storey Two Family Dwelling (Building 1) at the front See BP-2022-02143 for the 2nd principal building. ******THIS PERMIT HAS BEEN REVIEWED & ISSUED UNDER THE REQUIREMENTS OF VBBL 2019 AND AMENDMENT EFFECTIVE JAN 1ST, 2022. ******** 2. Entire building is to be sprinklered to NFPA 13D requirements. AMEND: JUN 26/2023 Please add 2 floor drains to crawl Space | One Stop Mechanical Ltd
PP-2023-02178 | NULL | 3225 CLARK DRIVE, Vancouver, BC V5V 4Y1 | Plumbing Permit | Residential | New | Cancelled | Residential - 2FD - new 2 plex >BP: To construct a 3-storey Two Family Dwelling (Building 1) at the front See BP-2022-02143 for the 2nd principal building. ******THIS PERMIT HAS BEEN REVIEWED & ISSUED UNDER THE REQUIREMENTS OF VBBL 2019 AND AMENDMENT EFFECTIVE JAN 1ST, 2022. ******** 2. Entire building is to be sprinklered to NFPA 13D requirements. | One Stop Mechanical Ltd
NULL | NULL | 3225 CLARK DRIVE, Vancouver, BC V5V 4Y1 | Plumbing Permit | Residential | New | Withdrawn | Residential - Plumbing | Blueline Plumbing & Heating Ltd
NULL | NULL | 3655 CLARK DRIVE, Vancouver, BC V5V 3N1 | Mechanical Permit | NULL | NULL | Draft | NULL | Reid Brothers Plumbing & Heating Ltd
GP-2022-01514 | 2022-05-16 | 3805 CLARK DRIVE, Vancouver, BC V5V 4Y7 | Gas Permit | Residential | Renovation | Completed | Residential - Remove existing hot water tank and replace with Navien 240A tankless water heater | Pioneer Plumbing & Heating Inc
GP-2022-01712 | 2022-06-06 | 3805 CLARK DRIVE, Vancouver, BC V5V 4Y7 | Gas Permit | Residential | Renovation | Completed | Residential - replace furnace | Pioneer Plumbing & Heating Inc
EP-2023-04583 | 2023-05-26 | 3805 CLARK DRIVE, Vancouver, BC V5V 4Y7 | Electrical Permit | Residential | Renovation - Dwelling Unit(s) only | Cancelled | Installation / Repair - Residential - Upgrade main electrical service from 100A to 200A. Upgrade main electrical panel at the same time. | CF Electrical Services ltd
GP-2023-01521 | 2023-05-10 | 3831 CLARK DRIVE, Vancouver, BC V5V 4Y7 | Gas Permit | Residential | Tenant Improvement | Completed | Residential - replacing boiler | Coleman Heating Inc
EP-2023-02889 | 2023-04-03 | 3849 CLARK DRIVE, Vancouver, BC V5V 4Y7 | Electrical Permit | Residential | Renovation | Completed | Installation / Repair - Residential - Upgrade service from 100 Amp to 200 Amp >Permit Amendment Oct 19, 2023 -"Add heat pump wiring to permit. NO ADDITIONAL COST" *Document(s) uploaded to "Application Documents" tab for Electrical Inspector review. Documents are at pending status at time of permit amendment approval | Mountain Point Electrical Inc.
MP-2023-00421 | 2023-03-20 | 3849 CLARK DRIVE, Vancouver, BC V5V 4Y7 | Mechanical Permit | NULL | NULL | Completed | NULL | 1236318 BC Ltd DBA Aquatech Vancouver
GP-2023-00968 | 2023-03-17 | 3849 CLARK DRIVE, Vancouver, BC V5V 4Y7 | Gas Permit | Residential | Renovation | Completed | Residential - Re/re of existing hot water tank with tankless water heater. | 1236318 BC Ltd DBA Aquatech Vancouver
PP-2022-03234 | 2022-09-14 | 3991 CLARK DRIVE, Vancouver, BC V5V 5C1 | Plumbing Permit | Residential | New | Completed | Residential - Water Service Upgrade | Red Seal Drainage & Plumbing Inc
EP-2022-06273 | NULL | 5057 CHATHAM STREET, Vancouver, BC V5R 3Z2 | Electrical Permit | Residential | Tenant Improvement | Cancelled | Installation / Repair - Residential - - No change to existing service - Electrical install for heat pump - BP not required - Mechanical Permit to be obtained | Moore And Russell Heating And Air Conditioning Ltd
GP-2022-03441 | 2022-11-04 | 5057 CHATHAM STREET, Vancouver, BC V5R 3Z2 | Gas Permit | Residential | Tenant Improvement | Completed | Residential - Re Re boiler | Moore & Russell Heating Ltd
PP-2022-01080 | 2022-04-14 | 700 CHILCO STREET, Vancouver, BC V6G 2R1 | Plumbing Permit | Residential | Addition | Completed | Residential - add 3x City of Vancouver required backflow prevention devices CROSS CONNECTION LETTER UPLOADED | AllTight Plumbing and Heating Ltd
EP-2022-09777 | 2023-01-31 | 710 CHILCO STREET, Vancouver, BC V6G 2P9 | Electrical Permit | Residential | Renovation | Completed | Installation / Repair - Residential - kitchen and bathrooms renovation. Installing some pot lights. -install new fan and light in bathrooms and some pot lights in living room , bedroom and kitchen and renovation in >BP: Interior alterations to provide improvements to the existing dwelling unit (#901) on the 9th floor of this existing multiple dwelling building on this site. E2 - HVAC - Install timers (up to 60 minute), or humidistat for washroom fan(s) OK to process as DTI as per K. Clark December 15, 2022 DBI to confirm if a structural engineer is required. | Amir Hossein Rastjoo
PP-2022-03769 | 2022-10-21 | 710 CHILCO STREET, Vancouver, BC V6G 2P9 | Plumbing Permit | Commercial | Renovation | Completed | Commercial - Domestic Water Re-pipe. Hot water, cold water, hot water return piping re&re. Amend: Feb 7th, 2023 Add one rough in for a washing machine in the common laundry room located in the basement. | CURAFLO OF BRITISH COLUMBIA LTD
PP-2023-00402 | 2023-02-06 | 710 CHILCO STREET, Vancouver, BC V6G 2P9 | Plumbing Permit | Commercial | Renovation - Dwelling Unit(s) only | Completed | Commercial - SUITE # 901 - Two shower rough-in and fixture installation for two bathrooms and kitchen + dishwasher >BP: #901 - 9th floor Interior alterations to provide improvements to the existing dwelling unit (#901) on the 9th floor of this existing multiple dwelling building on this site. | AVATAR PLUMBING AND HEATING LTD
PP-2023-01868 | 2023-05-26 | 710 CHILCO STREET, Vancouver, BC V6G 2P9 | Plumbing Permit | Commercial | Renovation | Completed | Commercial - Install washing machine | Artisan Plumbing & Heating Ltd
PP-2022-03344 | 2022-09-21 | 815 CHILCO STREET, Vancouver, BC V6G 2R2 | Plumbing Permit | Commercial | New | Completed | Commercial - Premise Isolation Backflow installation | Mainland Plumbing & Heating
PP-2022-00902 | 2022-03-17 | 845 CHILCO STREET, Vancouver, BC V6G 2R2 | Plumbing Permit | Commercial | New | Completed | Commercial - Installation of 1 backflow, and relocation of 2 backflows as per request of COV notice. | Ashton Service Group/Ashton Mechanical Ltd.
EP-2023-10596 | 2023-11-24 | 905 CHILCO STREET, Vancouver, BC V6G 2R3 | Electrical Permit | Residential | Renovation | Issued | Installation / Repair - Residential - Upgrade fuse panel to circuit breaker panel -No, the service will Not be effected, we are only replacing old fuse panels with new Schneider electrical panels for insurance purposes. | Santec Electric Inc
PP-2022-01330 | 2022-04-20 | 1010 CHILCO STREET, Vancouver, BC V6G 2R6 | Plumbing Permit | Commercial | New | Completed | Commercial - Installation of a new backflow preventer for premise isolation as per City of Vancouver Engineering Services requirement - letter dated Jan. 26, 2022 | Xpert Mechanical
SP-2022-00937 | NULL | 1010 CHILCO STREET, Vancouver, BC V6G 2R6 | Sprinkler Permit | Commercial | New | Withdrawn | Commercial - Retroactive installation of a 4" DCVA on the fire sprinklers. | Peak Fire Protection Ltd
PP-2022-02309 | 2022-06-30 | 1010 CHILCO STREET, Vancouver, BC V6G 2R6 | Plumbing Permit | Residential | Addition | Completed | Residential - Installation of 1 x 4" DCVA on the main fire line Amend: Aug 10, 2022 Schedule C from engineer for close out | Peak Fire Protection Ltd
EP-2022-05390 | 2022-06-24 | 1025 CHILCO STREET, Vancouver, BC V6G 2R7 | Electrical Permit | Residential | Renovation | Completed | Installation / Repair - Residential - Replace 30 fuse panels with breaker panels in units *Please confirm existing panel heights will be acceptable. Some are higher than today's code. (concrete building, wiring in conduit) | EVANSON ELECTRIC LTD
EP-2022-03612 | 2022-05-04 | 1025 CHILCO STREET, Vancouver, BC V6G 2R7 | Electrical Permit | Commercial | Renovation | Completed | Installation / Repair - Commercial - Install exit sign and emergency lights. | Gewang Electric Ltd
SP-2022-00041 | 2022-04-05 | 1049 CHILCO STREET, Vancouver, BC V6G 2R7 | Sprinkler Permit | Commercial | Renovation | Completed | Commercial - City has asked for a backflow addition to the sprinkler system in this existing 7 storey building. | Cobing Building Solutions Ltd
GP-2023-01250 | 2023-04-17 | 3313 CHURCH STREET, Vancouver, BC V5R 4W7 | Gas Permit | Residential | Renovation | Completed | Residential - WATER HEATER RE/RE | Reliance Comfort Limited Partnership
EP-2023-10817 | 2023-12-13 | 3331 CHURCH STREET, Vancouver, BC V5R 4W7 | Electrical Permit | Residential | Addition | Issued | Installation / Repair - Residential - SERVICE UPGRADE AND RELOCATION EXISTING BECAUSE LANEWAY CONSTRUCTION. MAIN HOUSE 200 AMPS 2 DROPS TO LANEWAY BOTH SINGLE METERS. | Kaler Electrical Ltd
EP-2022-00688 | 2022-01-31 | 3338 CHURCH STREET, Vancouver, BC V5R 4W6 | Electrical Permit | Residential | New | Expired | Temporary Power - Residential - To provide temporary power. NOTE: Work authorized by this permit is for placement of a temporary power pole only and does not authorize any site construction and/or excavation. A separate Building Permit will be required prior to commencement of any other work on this site. | H.L. ELECTRICAL LTD
EP-2022-03373 | 2022-04-27 | 3338 CHURCH STREET, Vancouver, BC V5R 4W6 | Electrical Permit | Residential | New | Completed | Installation / Repair - Residential - Security alarm, tv cables, telephone and door chime >BP: To construct a 2-storey two-family dwelling + 2 secondary suites ($750,000.00) with a detached accessory building (garage) at the rear providing 4 parking spaces, having vehicular access from the lane. The entire building is to be sprinklered to 2 x NFPA 13D. NOTE: To achieve the required FSR a floor space exclusion of 2% has been applied to this application as per section 10.11.1 of the district schedule, to accommodate improved building performance. 1. A/C units proposed located at rear yard and Second Floor 2. Schedule B: P.Eng: Beerinder Sidhu (604-339-0034) Structural & Geotechnical 3. BC Housing: 88 Homes Ltd. Note: Parking on this site has been provided under XXXXX (construction of LWH) Note: This is a 2 storey building pursuant to the Zoning and Development By-Law WEST UNIT #1-3336 Church St - One Family Dwelling (1st & 2nd floor) #2-3336 Church St - Secondary Suite (basement) EAST UNIT #1-3338 Church St - One Family Dwelling (1st & 2nd floor) #2-3338 Church St - Secondary Suite (basement) Address and suite numbers assigned as per approved plans for Fire and Emergency response. The address numbers are to be posted on the building to be visible from the street and the suite numbers are to be posted at the suite entries in accordance with the Building By-law prior to final inspection. | A B L SECURITY SYSTEMS LTD.
GP-2022-01482 | 2022-05-13 | 3338 CHURCH STREET, Vancouver, BC V5R 4W6 | Gas Permit | Commercial | New | Completed | Commercial - Venting and hook up only | ORAY FIREPLACES LTD
GP-2022-01426 | 2022-05-11 | 3338 CHURCH STREET, Vancouver, BC V5R 4W6 | Gas Permit | Residential | New | Completed | Residential - Gas | Easyway Plumbing & Heating Ltd
SP-2022-00716 | 2022-05-09 | 3338 CHURCH STREET, Vancouver, BC V5R 4W6 | Sprinkler Permit | Residential | New | Completed | Residential - DUPLEX WITH NEW SPRINKLERS To construct a 2-storey two-family dwelling + 2 secondary suites with a detached accessory building (garage) at the rear providing 4 parking spaces, having vehicular access from the lane. | BC Fire Sprinklers Ltd
EP-2022-03022 | 2022-04-19 | 3338 CHURCH STREET, Vancouver, BC V5R 4W6 | Electrical Permit | Residential | New | Completed | Installation / Repair - Residential - A 2-storey two-family dwelling + 2 secondary suites. Main Consumer's Service: 200 amp. 2 Electric Meters. 125 amp for each unit. >BP: To construct a 2-storey two-family dwelling + 2 secondary suites ($750,000.00) with a detached accessory building (garage) at the rear providing 4 parking spaces, having vehicular access from the lane. The entire building is to be sprinklered to 2 x NFPA 13D. NOTE: To achieve the required FSR a floor space exclusion of 2% has been applied to this application as per section 10.11.1 of the district schedule, to accommodate improved building performance. 1. A/C units proposed located at rear yard and Second Floor 2. Schedule B: P.Eng: Beerinder Sidhu (604-339-0034) Structural & Geotechnical 3. BC Housing: 88 Homes Ltd. Note: Parking on this site has been provided under XXXXX (construction of LWH) Note: This is a 2 storey building pursuant to the Zoning and Development By-Law WEST UNIT #1-3336 Church St - One Family Dwelling (1st & 2nd floor) #2-3336 Church St - Secondary Suite (basement) EAST UNIT #1-3338 Church St - One Family Dwelling (1st & 2nd floor) #2-3338 Church St - Secondary Suite (basement) Address and suite numbers assigned as per approved plans for Fire and Emergency response. The address numbers are to be posted on the building to be visible from the street and the suite numbers are to be posted at the suite entries in accordance with the Building By-law prior to final inspection. | H.L. ELECTRICAL LTD
PP-2022-01183 | 2022-04-07 | 3338 CHURCH STREET, Vancouver, BC V5R 4W6 | Plumbing Permit | Residential | New | Completed | Residential - 2FD+2SS - WEST UNIT - 3336 CHURCH ST - #1 & #2 EAST UNIT - 3338 CHURCH ST - #1 & #2 plumbing To construct a 2-storey two-family dwelling + 2 secondary suites with a detached accessory building (garage) at the rear providing 4 parking spaces, having vehicular access from the lane. The entire building is to be sprinklered to 2 x NFPA 13D. 1. A/C units proposed located at rear yard and Second Floor | Easyway Plumbing & Heating Ltd
EP-2022-04846 | 2022-06-08 | 3343 CHURCH STREET, Vancouver, BC V5R 4W7 | Electrical Permit | Residential | New | Expired | Temporary Power - Residential - To provide temporary power. | MSD Electrical Ltd.
PP-2022-02729 | 2022-08-08 | 3343 CHURCH STREET, Vancouver, BC V5R 4W7 | Plumbing Permit | Residential | New | Completed | Residential - 2FD - Sump, sanitary and storm connection | GNA Contracting Ltd
MP-2022-00262 | 2022-09-23 | 3343 CHURCH STREET, Vancouver, BC V5R 4W7 | Mechanical Permit | NULL | NULL | Completed | NULL | East West Plumbing (2007) Ltd
PP-2022-03309 | 2022-09-21 | 3343 CHURCH STREET, Vancouver, BC V5R 4W7 | Plumbing Permit | Residential | New | Completed | Residential - New plumbing fixtures: >BP: To construct a two-storey two-family dwelling ($608,835.00) with a detached accessory building (garage) at the rear providing 2 parking spaces, having vehicular access from the lane. Note: This is a 2 storey building pursuant to the Zoning and Development By-Law 1. A/C units proposed in rear yard 2. Schedule B: Jason Hui, P.Eng (778-319-3403) Structural & Geotechnical 3. HPO: Residential Builder - Singh Development Ltd. 4. The entire building, INCLUDING THE ATTACHED GARAGE (if applicable), to be sprinklered to 2XNFPA 13D. | East West Plumbing (2007) Ltd
EP-2022-09731 | 2022-11-17 | 3343 CHURCH STREET, Vancouver, BC V5R 4W7 | Electrical Permit | Residential | New | Completed | Installation / Repair - Residential - New construction - a two-storey two-family dwelling. >BP: To construct a two-storey two-family dwelling ($608,835.00) with a detached accessory building (garage) at the rear providing 2 parking spaces, having vehicular access from the lane. Note: This is a 2 storey building pursuant to the Zoning and Development By-Law 1. A/C units proposed in rear yard 2. Schedule B: Jason Hui, P.Eng (778-319-3403) Structural & Geotechnical 3. HPO: Residential Builder - Singh Development Ltd. 4. The entire building, INCLUDING THE ATTACHED GARAGE (if applicable), to be sprinklered to 2XNFPA 13D. ***This permit has been issued under the VBBL 2019, with updated energy requirements as per bylaw # 12997 effective Jan 01, 2022.*** | MSD Electrical Ltd.
EP-2022-09651 | 2022-11-16 | 3343 CHURCH STREET, Vancouver, BC V5R 4W7 | Electrical Permit | Residential | New | Completed | Installation / Repair - Residential - Prewire - Security Alarm, Data, CCTV >BP: To construct a two-storey two-family dwelling ($608,835.00) with a detached accessory building (garage) at the rear providing 2 parking spaces, having vehicular access from the lane. Note: This is a 2 storey building pursuant to the Zoning and Development By-Law 1. A/C units proposed in rear yard 2. Schedule B: Jason Hui, P.Eng (778-319-3403) Structural & Geotechnical 3. HPO: Residential Builder - Singh Development Ltd. 4. The entire building, INCLUDING THE ATTACHED GARAGE (if applicable), to be sprinklered to 2XNFPA 13D. | Vantech Communications Ltd.
GP-2022-03362 | 2022-10-31 | 3343 CHURCH STREET, Vancouver, BC V5R 4W7 | Gas Permit | Residential | New | Completed | Residential - New Appliances for: >BP: To construct a two-storey two-family dwelling ($608,835.00) with a detached accessory building (garage) at the rear providing 2 parking spaces, having vehicular access from the lane. | East West Plumbing (2007) Ltd
SP-2022-01793 | 2022-10-31 | 3343 CHURCH STREET, Vancouver, BC V5R 4W7 | Sprinkler Permit | Residential | New | Completed | Residential - 2FD - FRONT - 3343 CHURCH ST BACK - 3345 CHURCH ST fixtures >DB: To construct a two-storey two-family dwelling with a detached accessory building (garage) at the rear providing 2 parking spaces, having vehicular access from the lane. Note: This is a 2 storey building pursuant to the Zoning and Development By-Law 1. A/C units proposed in rear yard | East West Plumbing (2007) Ltd
EP-2023-02028 | 2023-03-09 | 5275 CLARENDON STREET, Vancouver, BC V5R 3J7 | Electrical Permit | Residential | Addition | Completed | Installation / Repair - Residential - Emergency Repair/replacement to existing service. Service was damaged by a tree. Exciting installation not safe to re connect. Need 100A breaker meter base, service conduit and cable to existing panel. | APP Electric Inc
PP-2023-00521 | 2023-02-14 | 5470 CLARENDON STREET, Vancouver, BC V5R 3J9 | Plumbing Permit | Residential | New | Completed | Residential - sump installation | Kingsman Excavating Ltd.
MP-2023-00679 | 2023-04-21 | 5470 CLARENDON STREET, Vancouver, BC V5R 3J9 | Mechanical Permit | NULL | NULL | Completed | NULL | SUNSHINE PLUMBING LTD
PP-2023-01165 | 2023-04-04 | 5470 CLARENDON STREET, Vancouver, BC V5R 3J9 | Plumbing Permit | Residential | New | Completed | Residential - 2FD+2SS - NORTH - 5470 CLARENDON ST - #1 & #2 SOUTH - 5472 CLARENDON ST - #1 & #2 Installing new plumbing system in duplex The entire building, INCLUDING THE ATTACHED GARAGE (if applicable), to be sprinklered to 2 x NFPA 13D. >DB: To construct a two-storey two-family dwelling with two secondary suites located in the basement, with a detached accessory building (garage) at the rear providing 2 parking spaces, plus two surface parking pads, having vehicular access from the lane. Note: This is a 2 storey building pursuant to the Zoning and Development By-Law 1. Covenant registered at the Land Title Office under CA9889237 2. A/C units proposed in rear yard and second floor 3. Bar sinks NOT proposed | SUNSHINE PLUMBING LTD
GP-2023-01723 | 2023-06-02 | 5470 CLARENDON STREET, Vancouver, BC V5R 3J9 | Gas Permit | Residential | New | Completed | Residential - 2 boiler, 4 range & 2 fireplace fireplace piping only >BP: To construct a two-storey two-family dwelling with two secondary suites | Symbolistic Heating Ltd
GP-2023-01862 | 2023-06-19 | 5470 CLARENDON STREET, Vancouver, BC V5R 3J9 | Gas Permit | Residential | New | Completed | Residential - 2 Fireplaces >BP: To construct a two-storey two-family dwelling with two secondary suites | Canadian Fireplace Ltd
EP-2023-04298 | 2023-05-26 | 5470 CLARENDON STREET, Vancouver, BC V5R 3J9 | Electrical Permit | Residential | New | Completed | Installation / Repair - Residential - electrical work for duplex house. *An approved mechanical permit is required for the installation of air conditioning or heat pump unit at the time of installation before an electrical inspection will be performed >BP: To construct a two-storey two-family dwelling with two secondary suites ($990,600) located in the basement, with a detached accessory building (garage) at the rear providing 2 parking spaces, plus two surface parking pads, having vehicular access from the lane. Note: This is a 2 storey building pursuant to the Zoning and Development By-Law 1. Covenant registered at the Land Title Office under CA9889237 2. A/C units proposed in rear yard and second floor 3. Bar sinks NOT proposed 4. Schedule B: Jason Hui P.Eng. (778.319.3403) Structural & Geotechnical 5. HPO: Residential Builder - 0944524 BC Ltd ******THIS PERMIT HAS BEEN ISSUED UNDER THE REQUIREMENTS OF VBBL #12511 (2019)****** | STAT ELECTRICS LIMITED
EP-2023-05578 | 2023-06-23 | 5470 CLARENDON STREET, Vancouver, BC V5R 3J9 | Electrical Permit | Residential | New | Completed | Installation / Repair - Residential - Tv, data, telephone, alarm rough in and finishing *Permit Amendment Jul 12, 2023 -"Just finishing the cameras too" >BP: To construct a two-storey two-family dwelling with two secondary suites ($990,600) located in the basement, with a detached accessory building (garage) at the rear providing 2 parking spaces, plus two surface parking pads, having vehicular access from the lane. | Charanjit Singh
SP-2023-01167 | 2023-06-28 | 5470 CLARENDON STREET, Vancouver, BC V5R 3J9 | Sprinkler Permit | Residential | New | Completed | Residential - 2FD+2SS - NORTH - 5470 CLARENDON ST - #1 & #2 SOUTH - 5472 CLARENDON ST - #1 & #2 Install sprinklers in sfd >DB: To construct a two-storey two-family dwelling with two secondary suites located in the basement, with a detached accessory building (garage) at the rear providing 2 parking spaces, plus two surface parking pads, having vehicular access from the lane. Note: This is a 2 storey building pursuant to the Zoning and Development By-Law 1. Covenant registered at the Land Title Office under CA9889237 2. A/C units proposed in rear yard and second floor 3. Bar sinks NOT proposed ******THIS PERMIT HAS BEEN ISSUED UNDER THE REQUIREMENTS OF VBBL #12511 (2019)****** | Gold Key Fire Protection Ltd
EP-2022-09813 | 2022-11-18 | 5470 CLARENDON STREET, Vancouver, BC V5R 3J9 | Electrical Permit | Residential | New | Expired | Temporary Power - Residential - To provide temporary power. | G N ELECTRIC LTD
GP-2023-03079 | 2023-10-16 | 5476 CLARENDON STREET, Vancouver, BC V5R 3J9 | Gas Permit | Residential | Tenant Improvement | Issued | Residential - Remove the old boiler and replace it with a high-efficiency Navien Combi Boiler | Superstar Plumbing Heating & Sprinkler Supplies Ltd
GP-2022-03683 | 2022-11-22 | 6424 CHESTER STREET, Vancouver, BC V5W 3C3 | Gas Permit | Residential | Renovation | Completed | Residential - Boiler replacement | Tek Climate Heating & Air Conditioning Ltd
EP-2023-00173 | NULL | 180 COMMERCIAL DRIVE, Vancouver, BC V5L 0A3 | Electrical Permit | Commercial | Renovation | Withdrawn | Installation / Repair - Commercial - BC Hydro approved Lighting retrofit | SPECTRUM ELECTRIC LTD
EP-2022-08565 | 2022-10-07 | 618 COMMERCIAL DRIVE, Vancouver, BC V5L 3W2 | Electrical Permit | Commercial | New | Expired | Temporary Power - Commercial - To provide temporary power. | APP Electric Inc
EP-2023-10421 | 2023-11-17 | 618 COMMERCIAL DRIVE, Vancouver, BC V5L 3W2 | Electrical Permit | Commercial | New | Issued | Temporary Power - Commercial - To provide temporary power. | APP Electric Inc
EP-2023-10298 | 2023-11-16 | 4769 COMMERCIAL STREET, Vancouver, BC V5N 4G8 | Electrical Permit | Residential | New | Issued | Installation / Repair - Residential - Pre wire and completion of alarm, Telus, tv, internet Cctv pre wire only >BP: To construct a two-storey two-family dwelling ($718,750) with a detached accessory building (garage) at the rear providing 2 parking spaces, having vehicular access from the lane. The entire building, INCLUDING THE ATTACHED GARAGE (if applicable), to be sprinklered to 2 x NFPA 13D. 1. External mechanical unit proposed in attic 2. No Bar sinks proposed 3. Schedule B: Alan Prahalad P. Eng (604.831.1431) Structural & Geotechnical 4. HPO: Residential Builder - Astec Development Ltd ***This permit is issued under the VBBL 2019, with updated energy requirements as per bylaw # 12997 effective Jan 01, 2022.*** | Pioneer Security and Communications Ltd
EP-2023-10256 | 2023-11-27 | 4769 COMMERCIAL STREET, Vancouver, BC V5N 4G8 | Electrical Permit | Residential | New | Issued | Installation / Repair - Residential - rough wiring ,finishing and service >BP: To construct a two-storey two-family dwelling ($718,750) with a detached accessory building (garage) at the rear providing 2 parking spaces, having vehicular access from the lane. The entire building, INCLUDING THE ATTACHED GARAGE (if applicable), to be sprinklered to 2 x NFPA 13D. 1. External mechanical unit proposed in attic 2. No Bar sinks proposed 3. Schedule B: Alan Prahalad P. Eng (604.831.1431) Structural & Geotechnical 4. HPO: Residential Builder - Astec Development Ltd ***This permit is issued under the VBBL 2019, with updated energy requirements as per bylaw # 12997 effective Jan 01, 2022.*** | IDEAL ELECTRICAL LTD
PP-2023-03280 | 2023-09-15 | 4769 COMMERCIAL STREET, Vancouver, BC V5N 4G8 | Plumbing Permit | Residential | New | Issued | Residential - running dwv and waterlines >BP: To construct a two-storey two-family dwelling with a detached accessory building (garage) at the rear providing 2 parking spaces, having vehicular access from the lane. The entire building, INCLUDING THE ATTACHED GARAGE (if applicable), to be sprinklered to 2 x NFPA 13D. 1. External mechanical unit proposed in attic 2. No Bar sinks proposed 3. Schedule B: Alan Prahalad P. Eng (604.831.1431) Structural & Geotechnical 4. HPO: Residential Builder - Astec Development Ltd | CRESCENT PLUMBING HEATING & DRAINAGE LTD
GP-2023-03779 | 2023-11-30 | 4769 COMMERCIAL STREET, Vancouver, BC V5N 4G8 | Gas Permit | Residential | New | Issued | Residential - 2 Fireplaces >BP: To construct a two-storey two-family dwelling ($718,750) with a detached accessory building (garage) at the rear providing 2 parking spaces, having vehicular access from the lane. | Canadian Fireplace Ltd
GP-2023-03764 | 2023-11-30 | 4769 COMMERCIAL STREET, Vancouver, BC V5N 4G8 | Gas Permit | Residential | New | Issued | Residential - 2 Ranges, 2 BBQ's & 2 Fireplaces Running gas line for 2 ranges 2bbq and 2fireplace only Installing 2stoves >BP; To construct a two-storey two-family dwelling ($718,750) with a detached accessory building (garage) at the rear providing 2 parking spaces, having vehicular access from the lane. | CRESCENT PLUMBING HEATING & DRAINAGE LTD
SP-2023-02135 | 2023-11-24 | 4769 COMMERCIAL STREET, Vancouver, BC V5N 4G8 | Sprinkler Permit | Residential | New | Issued | Residential - 2FD - FRONT - 4769 COMMERCIAL ST - #1 BACK - 4769 COMMERCIAL ST - #2 NEW HOME >DB: To construct a two-storey two-family dwelling with a detached accessory building (garage) at the rear providing 2 parking spaces, having vehicular access from the lane. The entire building, INCLUDING THE ATTACHED GARAGE (if applicable), to be sprinklered to 2 x NFPA 13D. 1. External mechanical unit proposed in attic 2. No Bar sinks proposed ***This permit is issued under the VBBL 2019, with updated energy requirements as per bylaw # 12997 effective Jan 01, 2022.*** | SBMS Construction Ltd
PP-2023-02593 | 2023-07-21 | 4769 COMMERCIAL STREET, Vancouver, BC V5N 4G8 | Plumbing Permit | Residential | New | Issued | Residential - ONE SUMP WITHOUT PUMP | Bhullar Excavating and Demolition
EP-2023-01135 | 2023-02-08 | 4769 COMMERCIAL STREET, Vancouver, BC V5N 4G8 | Electrical Permit | Residential | New | Issued | Temporary Power - Residential - To provide temporary power. | IDEAL ELECTRICAL LTD
PP-2022-00600 | 2022-02-22 | 4782 COMMERCIAL STREET, Vancouver, BC V5N 4G6 | Plumbing Permit | Residential | New | Completed | Residential - 1FD+SS - #1 & #2 - DWV under slab and above. Water distribution for all fixtures. Installing all plumbing fixtures at finish Exterior and interior alterations to add a new second floor and to convert the basement to a secondary suite for this existing one family dwelling on this inside with lane site. | Red Mechanical
EP-2021-09507 | 2022-01-05 | 4782 COMMERCIAL STREET, Vancouver, BC V5N 4G6 | Electrical Permit | Residential | Addition | Completed | Installation / Repair - Residential - NEW ELECTRICAL FOR SINGLE FAMILY WITH LEGAL BASEMENT SUITE >BP: Exterior and interior alterations to add a new second floor and to convert the basement to a secondary suite for this existing one family dwelling on this inside with lane site. Letters of assurance submitted by REUP submitted by | Indy Electrical Ltd
GP-2022-01603 | 2022-05-27 | 4782 COMMERCIAL STREET, Vancouver, BC V5N 4G6 | Gas Permit | Residential | New | Completed | Residential - Natural gas rough-in for on-demand water heater, bbq, fireplace and range. Piping to black iron with a 2psi meter >BP: Exterior and interior alterations to add a new second floor and to convert the basement to a secondary suite for this existing one family dwelling on this inside with lane site. Letters of assurance submitted by REUP submitted by Sprinkler to NFPA 13-D >>>Amend: Oct. 26th -Please add 33’ under ground gas line to the approved permit yes this is for a possible future fire pit rough-in. It's piping only, the appliance is not going to be installed | Red Mechanical
GP-2022-01320 | 2022-04-28 | 4782 COMMERCIAL STREET, Vancouver, BC V5N 4G6 | Gas Permit | Residential | Renovation | Completed | Residential - INSTALL 1 GAS FIREPLACE, BASIC UP AND OUT THE WALL, GAS LINE WILL BE RUN BY THE HOMEOWNER'S CONTRACTOR, APPLIANCE ONLY >BP: Exterior and interior alterations to add a new second floor and to convert the basement to a secondary suite for this existing one family dwelling on this inside with lane site. Letters of assurance submitted by REUP submitted by Sprinkler to NFPA 13-D | The LM Fireplace Warehouse Ltd.
EP-2022-03677 | 2022-05-06 | 4782 COMMERCIAL STREET, Vancouver, BC V5N 4G6 | Electrical Permit | Residential | Addition | Completed | Installation / Repair - Residential - Prewire and finish security alarm, security cameras, doorbell, tv and data jacks. >BP: Exterior and interior alterations to add a new second floor and to convert the basement to a secondary suite for this existing one family dwelling on this inside with lane site. Letters of assurance submitted by REUP submitted by Sprinkler to NFPA 13-D | Karnpal Johal
SP-2022-00564 | 2022-04-19 | 4782 COMMERCIAL STREET, Vancouver, BC V5N 4G6 | Sprinkler Permit | Residential | New | Completed | Residential - Installation of New fire sprinkler system >BP: Exterior and interior alterations to add a new second floor and to convert the basement to a secondary suite for this existing one family dwelling on this inside with lane site. Letters of assurance submitted by REUP submitted by Sprinkler to NFPA 13-D | Fire Busters Inc
EP-2022-00416 | 2022-01-20 | 2268 CORNWALL AVENUE, Vancouver, BC V6K 1B5 | Electrical Permit | Commercial | NULL | Expired | Annual / Operating - Annual operating permit. Valid January 20, 2022 until January 19, 2023 | SEAFORTH SYSTEMS LTD.
EP-2022-00607 | 2022-01-27 | 2268 CORNWALL AVENUE, Vancouver, BC V6K 1B5 | Electrical Permit | Residential | Renovation | Completed | Installation / Repair - Residential - Fire alarm panel replacement | Prowatt Electric Inc
EP-2023-07780 | 2023-08-28 | 2268 CORNWALL AVENUE, Vancouver, BC V6K 1B5 | Electrical Permit | Commercial | NULL | Issued | Annual / Operating - Maintenance of existing operating electrical equipment. (reference: CF-2023-004869) | Shakeel Ikbal dba New Edge Electric
EP-2023-06395 | 2023-07-18 | 2296 CORNWALL AVENUE, Vancouver, BC V6K 1B5 | Electrical Permit | Commercial | Addition | Issued | Installation / Repair - Commercial - Voluntary Upgrade of Existing Fire Alarm System. Disconnect and remove existing fire alarm panel. Supply and install new fire alarm panel, and remote annunciator. Supply and install new relay for existing mag locks. Fire Pro to verified fire alarm system. Note: The issuance of this permit is based on Bulletin 2018-004-BU/EL. | Mac's Electric Ltd
EP-2022-03210 | NULL | 2305 CORNWALL AVENUE, Vancouver, BC V6K 1B6 | Electrical Permit | Commercial | Renovation | Application Incomplete | Installation / Repair - Commercial - Upgrade of DDC Controls to control new Electrical Energy Upgrades | Webir Automation & Control Services Ltd
EP-2022-01878 | 2022-03-09 | 2305 CORNWALL AVENUE, Vancouver, BC V6K 1B6 | Electrical Permit | Commercial | Addition | Completed | Installation / Repair - Commercial - Install feeders and disconnects for new electrified Pool DHW system. New disconnects, splitter, 112.5kVA xfmr (208V:277V/480Y). | Black & McDonald Limited
PP-2022-00761 | 2022-04-21 | 2305 CORNWALL AVENUE, Vancouver, BC V6K 1B6 | Plumbing Permit | Commercial | Renovation | Completed | Commercial - Demo of Existing Hot Water System and Installation of New Piping and Heating System. Work under this permit does not authorize excavation, including the disturbance of soils. Should work necessitate excavation or the disturbance of soils, stop work immediately and consult an Archaeologist or the Archaeological Branch of British Columbia for the necessary approvals. | Trotter and Morton Building Technologies Inc
EP-2023-03092 | 2023-04-11 | 2320 CORNWALL AVENUE, Vancouver, BC V6K 1B7 | Electrical Permit | Residential | Renovation | Completed | Installation / Repair - Residential - Install new outlets for washer and dryer, installation is at the utility / laundry room. | Kato Electrical Inc
GP-2022-00105 | 2022-01-14 | 2368 CORNWALL AVENUE, Vancouver, BC V6K 1B7 | Gas Permit | Commercial | Renovation | Completed | Commercial - Install two tankless water heaters | Reid Brothers Plumbing & Heating Ltd
EP-2023-06553 | 2023-07-20 | 2450 CORNWALL AVENUE, Vancouver, BC V6K 1B8 | Electrical Permit | Commercial | Renovation | Issued | Installation / Repair - Commercial - Maintenance replacement of fire alarm panel - The control unit. Note: The issuance of this permit is based on Bulletin 2018-004-BU/EL. | Fina Electrical Systems Ltd
GP-2022-02134 | 2022-07-20 | 2515 CORNWALL AVENUE, Vancouver, BC V6K 1C1 | Gas Permit | Residential | Renovation | Completed | Residential - Replaced existing high efficiency boiler with new | Lew Plumbing And Heating Ltd
GP-2024-00028 | 2024-01-05 | 1955 CREELMAN AVENUE, Vancouver, BC V6J 1B8 | Gas Permit | Residential | Renovation | Issued | Residential - hot water tank replacement | Reid Brothers Plumbing & Heating Ltd
GP-2023-04097 | 2023-12-20 | 3372 CHURCH STREET, Vancouver, BC V5R 4W6 | Gas Permit | Residential | New | Issued | Residential - 2 Ranges & 2 BBQ's rough in gas piping and final installation >BP: To construct a 2 storey duplex with a secondary suite located in the Basement ($706,250.00) with a detached accessory building (garage) and 1 open parking at the rear providing 3 parking spaces, having vehicular access from the lane. | HIGH STAR PLUMBING & HEATING LTD
MP-2023-02086 | 2023-11-27 | 3372 CHURCH STREET, Vancouver, BC V5R 4W6 | Mechanical Permit | NULL | NULL | Issued | NULL | HIGH STAR PLUMBING & HEATING LTD
SP-2023-02254 | 2023-12-15 | 3372 CHURCH STREET, Vancouver, BC V5R 4W6 | Sprinkler Permit | Residential | New | Issued | Residential - Duplex with new sprinklers -Note: The entire building, INCLUDING THE ATTACHED GARAGE (if applicable), to be sprinklered to 2 x NFPA 13D >BP: To construct a 2 storey duplex with a secondary suite located in the Basement ($706,250.00) with a detached accessory building (garage) and 1 open parking at the rear providing 3 parking spaces, having vehicular access from the lane. 1. Covenant registered at the Land Title Office under CB908667 2. Mechanical unit proposed – Exterior component located in rear yard, Interior component located on second floor. 3. Schedule B: (B.S. Sidhu P.Eng (604.339-0034) Structural & Geotechnical 4. HPO: Residential Builder - 88 Homes Ltd. Note: This is a 2 storey building pursuant to the Zoning and Development By-Law ***This permit is issued under the VBBL 2019, with updated energy requirements as per bylaw # 12997 effective Jan 01, 2022.*** | BC Fire Sprinklers Ltd
GP-2022-00235 | 2022-01-26 | 3385 CHURCH STREET, Vancouver, BC V5R 4W7 | Gas Permit | Residential | Renovation | Completed | Residential - Furnace replacement | A1 Kam Plumbing Heating & Gas Ltd
NULL | NULL | 3385 CHURCH STREET, Vancouver, BC V5R 4W7 | Gas Permit | Residential | Renovation | Draft | Residential - Furnace replacement | NULL
GP-2022-00665 | 2022-03-03 | 3837 CARTIER STREET, Vancouver, BC V6H 3C6 | Gas Permit | Residential | Addition | Completed | Residential - Gas log set installation | Vaglio Fireplace LTD
EP-2022-03084 | 2022-04-19 | 5400 CARTIER STREET, Vancouver, BC V6M 3A5 | Electrical Permit | Commercial | NULL | Expired | Annual / Operating - Maintenance VALID: APRIL 02, 2022 to APRIL 01, 2023 EP-2021-03176: Expired (Annual / Operating) | Powerplay Electric Ltd
EP-2023-05933 | 2023-07-04 | 5400 CARTIER STREET, Vancouver, BC V6M 3A5 | Electrical Permit | Commercial | Renovation | Completed | Installation / Repair - Commercial - Disconnect existing Boiler & Circulating pumps Connect replacement boilers & circulating pumps | Duke Refrigeration & HVAC Ltd
EP-2023-02821 | 2023-04-04 | 5400 CARTIER STREET, Vancouver, BC V6M 3A5 | Electrical Permit | Commercial | NULL | Issued | Annual / Operating - Annual Operating Permit - Maintenance of lighting, power points, equipment, emergency lighting, fire alarm, signage etc | ANS Electrical Installations Ltd
GP-2022-04046 | 2022-12-19 | 5709 CARTIER STREET, Vancouver, BC V6M 3A6 | Gas Permit | Residential | Renovation | Completed | Residential - REANDRE OF GAS COOKTOP | Coal Harbour Mechanical Ltd
EP-2023-08565 | 2023-09-26 | 5790 CARTIER STREET, Vancouver, BC V6M 3A7 | Electrical Permit | Residential | Renovation | Completed | Installation / Repair - Residential - Service upgrade from 100A to 200A. Install car chargers. | MW. Can. Enterprise Ltd
EP-2023-03620 | 2023-04-28 | 5829 CARTIER STREET, Vancouver, BC V6M 3A6 | Electrical Permit | Residential | New | Completed | Installation / Repair - Residential - To build a new service connection for the main house and to reconnect the existing feeder cable. 2 Services Single Detached House- 200A LWH- 125A | JIU DING ELECTRIC LTD
EP-2023-02651 | 2023-03-30 | 5409 COLLEGE STREET, Vancouver, BC V5R 3Z6 | Electrical Permit | Residential | Renovation | Completed | Installation / Repair - Residential - Safety check for recently renovated garage to ensure existing installation meets the applicable CE Code requirements. | Halo Industry Group Ltd
EP-2022-06702 | 2022-08-10 | 5409 COLLEGE STREET, Vancouver, BC V5R 3Z6 | Electrical Permit | Residential | Renovation | Completed | Installation / Repair - Residential - Relocate panel | Halo Industry Group Ltd
EP-2023-05698 | 2023-06-27 | 5460 COLLEGE STREET, Vancouver, BC V5R 3Z7 | Electrical Permit | Residential | Renovation | Completed | Installation / Repair - Residential - Upgrade service to 200 amp. | Ouki Electric
NULL | NULL | 5460 COLLEGE STREET, Vancouver, BC V5R 3Z7 | Electrical Permit | Residential | Tenant Improvement | Withdrawn | Installation / Repair - Residential - upgrade service | Ouki Electric
NULL | NULL | 5460 COLLEGE STREET, Vancouver, BC V5R 3Z7 | Electrical Permit | Residential | NULL | Withdrawn | Installation / Repair - Residential - upgrade panel to 200 amp | Ouki Electric
NULL | NULL | 5460 COLLEGE STREET, Vancouver, BC V5R 3Z7 | Electrical Permit | Residential | Renovation | Withdrawn | Installation / Repair - Residential - Upgrade panel to 200 amp. | NULL
NULL | NULL | 5460 COLLEGE STREET, Vancouver, BC V5R 3Z7 | Electrical Permit | Residential | Renovation | Withdrawn | Installation / Repair - Residential - Upgrade to 200 amp | NULL
NULL | NULL | 5460 COLLEGE STREET, Vancouver, BC V5R 3Z7 | Electrical Permit | Residential | Renovation | Withdrawn | Installation / Repair - Residential - upgrade panel to 200 amp | Ouki Electric
NULL | NULL | 5460 COLLEGE STREET, Vancouver, BC V5R 3Z7 | Electrical Permit | Residential | Renovation | Withdrawn | Installation / Repair - Residential - upgrade panel to 200 amp | Ouki Electric
NULL | NULL | 5460 COLLEGE STREET, Vancouver, BC V5R 3Z7 | Electrical Permit | Residential | Renovation | Withdrawn | Installation / Repair - Residential | NULL
GP-2023-00206 | 2023-01-17 | 5741 CHESTER STREET, Vancouver, BC V5W 3B4 | Gas Permit | Residential | Renovation - Dwelling Unit(s) only | Completed | Residential - RE & RE HOT WATER TANK | 484081 BC LTD
GP-2022-03892 | 2022-12-07 | 5814 CHESTER STREET, Vancouver, BC V5W 3B5 | Gas Permit | Residential | New | Completed | Residential - Gas piping of a house >BP: To construct a 2 storey + basement one-family dwelling with a secondary suite ($716,460.00) located in the basement with a detached accessory building (garage), at the rear providing 2 parking spaces, having vehicular access from the lane. Note: This is a 2 storey building pursuant to the Zoning and Development By-Law 1- Covenant registered at the Land Title Office under CA9554743 2- No strata titling permitted 3- No bar sink proposed 4- A/C unit proposed in the rear yard 5- Schedule B: YATENDRA KUMAR SHARMA, P.Eng. (778-863-7076) Structural & Geotechnical 6- HPO: Residential Builder – Luxuriant Homes Ltd. 7- The entire building to be sprinklered to NFPA 13D. | Karan Plumbing & Heating Ltd
EP-2022-10570 | 2022-12-15 | 5814 CHESTER STREET, Vancouver, BC V5W 3B5 | Electrical Permit | Residential | New | Completed | Installation / Repair - Residential - Low voltage & security alarm completion >BP: To construct a 2 story + basement one-family dwelling with a secondary suite located in the basement with a detached accessory building (garage), at the rear providing 2 parking spaces, having vehicular access from the lane. Note: This is a 2 storey building pursuant to the Zoning and Development By-Law 1- Covenant registered at the Land Title Office under CA9554743 2- No strata titling permitted 3- No bar sink proposed 4- A/C unit proposed in the rear yard 5- Schedule B: YATENDRA KUMAR SHARMA, P.Eng. (778-863-7076) Structural & Geotechnical 6- HPO: Residential Builder – Luxuriant Homes Ltd. 7- The entire building to be sprinklered to NFPA 13D. | Xon Automation Ltd
SP-2022-01930 | 2022-11-18 | 5814 CHESTER STREET, Vancouver, BC V5W 3B5 | Sprinkler Permit | Residential | New | Completed | Residential - To Install 36 sprinkler heads To construct a 2 storey + basement one-family dwelling with a secondary suite located in the basement with a detached accessory building (garage), at the rear providing 2 parking spaces, having vehicular access from the lane. Note: This is a 2 storey building pursuant to the Zoning and Development By-Law 1- Covenant registered at the Land Title Office under CA9554743 2- No strata titling permitted 3- No bar sink proposed 4- A/C unit proposed in the rear yard 5- Schedule B: YATENDRA KUMAR SHARMA, P.Eng. (778-863-7076) Structural & Geotechnical 6- HPO: Residential Builder – Luxuriant Homes Ltd. 7- The entire building to be sprinklered to NFPA 13D. | General Sprinkler Systems Ltd
PP-2022-02589 | 2022-07-26 | 5814 CHESTER STREET, Vancouver, BC V5W 3B5 | Plumbing Permit | Residential | New | Completed | Residential - SUMP | GNA Contracting Ltd
PP-2022-03303 | 2022-09-21 | 5814 CHESTER STREET, Vancouver, BC V5W 3B5 | Plumbing Permit | Residential | New | Completed | Residential - Plumbing for: >BP: To construct a 2 storey + basement one-family dwelling with a secondary suite ($716,460.00) located in the basement with a detached accessory building (garage), at the rear providing 2 parking spaces, having vehicular access from the lane. | Karan Plumbing & Heating Ltd
MP-2022-00243 | 2022-09-20 | 5814 CHESTER STREET, Vancouver, BC V5W 3B5 | Mechanical Permit | NULL | NULL | Completed | NULL | Karan Plumbing & Heating Ltd
EP-2022-02955 | 2022-04-12 | 5814 CHESTER STREET, Vancouver, BC V5W 3B5 | Electrical Permit | Residential | New | Expired | Temporary Power - Residential - To provide temporary power. NOTE: Work authorized by this permit is for placement of a temporary power pole only and does not authorize any site construction and/or excavation. A separate Building Permit will be required prior to commencement of any other work on this site. | N & M Electric Ltd
EP-2022-05014 | NULL | 5814 CHESTER STREET, Vancouver, BC V5W 3B5 | Electrical Permit | Residential | New | Withdrawn | Installation / Repair - Residential - All electrical work | N & M Electric Ltd
EP-2022-05018 | 2022-06-14 | 5814 CHESTER STREET, Vancouver, BC V5W 3B5 | Electrical Permit | Residential | New | Completed | Installation / Repair - Residential - 1FD+SS - #1 & #2 - All electrical work. Main Consumer's Service: 200A. 3 Electric Meters. Main House Service: 100A. Secondary Suite Service: 60A. LWH Service: 100A. BP: To construct a 2 storey + basement one-family dwelling with a secondary suite located in the basement with a detached accessory building (garage), at the rear providing 2 parking spaces, having vehicular access from the lane. Note: This is a 2 storey building pursuant to the Zoning and Development By-Law 1- Covenant registered at the Land Title Office under CA9554743 2- No strata titling permitted 3- No bar sink proposed 4- A/C unit proposed in the rear yard | N & M Electric Ltd
GP-2022-01079 | 2022-04-06 | 3312 CLIVE AVENUE, Vancouver, BC V5R 4V5 | Gas Permit | Residential | Renovation | Completed | Residential - HWT re&re | Ferenc Nagy
EP-2022-01853 | 2022-03-08 | 1570 CLARK DRIVE, Vancouver, BC V5L 3L3 | Electrical Permit | Commercial | Tenant Improvement | Completed | Installation / Repair - Commercial - LED Retrofit of existing fascia sign and projecting flag sign -This is an existing box | 0968458 BC Ltd DBA Relight Solutions
EP-2022-00704 | 2022-01-31 | 1716 CLARK DRIVE, Vancouver, BC V5N 3G2 | Electrical Permit | Commercial | New | Expired | Temporary Power - Commercial - To provide temporary power. | E S R Electric Ltd
EP-2023-01299 | 2023-02-16 | 1716 CLARK DRIVE, Vancouver, BC V5N 3G2 | Electrical Permit | Commercial | New | Issued | Temporary Power - Commercial - To provide temporary power. | AC / BC Electric Ltd
EP-2022-01933 | 2022-03-09 | 2055 CLARK DRIVE, Vancouver, BC V5N 3G6 | Electrical Permit | Commercial | New | Completed | Installation / Repair - Commercial - installation of cctv sytem- prewire | Telus Custom Security Systems Inc
EP-2022-00210 | 2022-06-27 | 2285 CLARK DRIVE, Vancouver, BC V5N 3G9 | Electrical Permit | Commercial | Renovation | Completed | Installation / Repair - Commercial - Renovation of a commercial office space that is changing to a Naturopathic Clinic. Add isolated receptacles in basic and intermediate care offices, rewire several walls that have to be reframed due to office reconfiguration, change lighting and switching to accomadate new office configuration, add exit/emergency head, rewire some data cables. >BP: Unit #210; Building Permit for DP-2021-00634 Interior alterations and to change the use of approximately 5408 sq. ft. of Production Studio to Health Care Office in Unit #210 in this existing mixed-use building on this site. ******THIS PERMIT HAS BEEN ISSUED UNDER THE REQUIREMENTS OF VBBL 2019******** | Shiner Lighting Designs Ltd
EP-2022-09979 | 2022-11-25 | 3252 CLIVE AVENUE, Vancouver, BC V5R 4V2 | Electrical Permit | Residential | New | Issued | Installation / Repair - Residential - INSTALLING SECURITY CAMERAS | Supercharger Electric Ltd
EP-2023-00720 | 2023-02-01 | 1122 COMMERCIAL DRIVE, Vancouver, BC V5L 3X2 | Electrical Permit | Commercial | Addition | Issued | Installation / Repair - Commercial - New sub service and panel | Sato Electric Ltd
PP-2024-00097 | 2024-01-11 | 1230 COMMERCIAL DRIVE, Vancouver, BC V5L 3X4 | Plumbing Permit | Commercial | Tenant Improvement | Issued | Commercial - Demo existing plumbing and make safe. Rough in associated plumbing serving health care facility. (Dental) >BP: To change the use from Restaurant, A2, to Health Care Office, D,(dentist) and to provide alterations in this retail/manufacturing building on this site. Scope of work includes removal of walls, plumbing and lighting. New proposed walls, plumbing, lighting, electrical and equipment. New exterior vertical cedar siding at front entry. This building is NOT sprinklered | Status Mechanical Ltd
EP-2024-00299 | 2024-01-17 | 1230 COMMERCIAL DRIVE, Vancouver, BC V5L 3X4 | Electrical Permit | Commercial | Tenant Improvement | Issued | Installation / Repair - Commercial - Electrical wiring for dental office including, installation of receptacle, light fixture, light switch, Exit and Emergency lights, Extra low voltage, Data, Phone. | Shanai Enterprise Inc
PP-2022-00772 | 2022-03-08 | 6069 CARTIER STREET, Vancouver, BC V6M 3A8 | Plumbing Permit | Residential | New | Completed | Residential - IFD - installing a backflow preventer for lawn irrigation To construct a 2 storey + cellar one-family dwelling ($1,303,150.00) Note: Parking for this site provided under LWH DB-2019-02622 Note: This is a 2 storey building pursuant to the Zoning and Development By-Law 1. Bar/Sink proposed in basement 2. A/C unit proposed in rear yard | Chongren Yao
EP-2022-00023 | 2022-01-06 | 6567 CARTIER STREET, Vancouver, BC V6P 4S1 | Electrical Permit | Residential | New | Issued | Installation / Repair - Residential - Security alarm, CCTV, Network, telephone and TV pre-wiring. >BP: 2 STOREY 1FD + 2 CAR GARAGE + 1 GRADE PARKING+ LWH To construct a 2 storey + cellar one-family dwelling ($2,131,575.00) with a detached accessory building (garage) , at the rear providing 2 parking spaces, and 1 surface parking having vehicular access from the lane. 1. Covenant registered at the Land Title Office under CA7908475 2. No Strata Titling permitted 3. A/C Unit proposed at rear yard (Sunken patio) 4. Bar sink located in cellar 5. Schedule B: (Ke Jian Ma) P.Eng (604.559.8890) Structural 6. Schedule B: (Heqing Jian) P.Eng (778.987.7461) Geotechnical 7. BC Housing (Johan Construction Management Ltd) (604.518.5903) This is a 2 storey building pursuant to the Zoning and Development By-Law ******THIS PERMIT HAS BEEN ISSUED UNDER THE REQUIREMENTS OF VBBL 2014 AND THE GREEN HOMES PROGRAM****** All rooms adjacent to East and West exposing building face shall be sprinklered. "Combustible projections or roof soffits on an exposing building face shall not project to less than .45m from the property line and shall be in compliance with VBBL 2014 9.10.15.5.(9) The entire building, INCLUDING THE ATTACHED GARAGE (if applicable), to be sprinklered to NFPA 13D. Any alterations or conversions to the attached garage (if applicable) to habitable living space shall not be permitted without first obtaining the approval of the Director of Planning and the Chief Building Official. Thermal protection measures and Laneway house design guidelines shall be required to be met prior to the approval of the conversion. Principle Dwelling: Building 1- 6567 Cartier St Laneway Home: Building 2- 6563 Cartier St | 8020 Kingkong Enterprises Ltd
PP-2023-02792 | 2023-08-08 | 6567 CARTIER STREET, Vancouver, BC V6P 4S1 | Plumbing Permit | Residential | New | Completed | Residential - Complete new automatic irrigation system | Greenland Irrigation Ltd
GP-2022-03406 | 2022-11-09 | 3538 CAMOSUN STREET, Vancouver, BC V6S 1C4 | Gas Permit | Residential | New | Completed | Residential - 25 ‘ of 3/4” gas tight line from meter to bbq box. Low pressure system. Gas line install will be within 2’ of the meter | LOWER MAINLAND GAS FIREPLACE REPAIR LIMITED
GP-2022-02701 | 2022-09-08 | 5150 CAMOSUN STREET, Vancouver, BC V6N 4J1 | Gas Permit | Residential | Renovation - Dwelling Unit(s) only | Completed | Residential - Replacing boiler | Reid Brothers Plumbing & Heating Ltd
EP-2022-03386 | 2022-04-27 | 3510 CAROLINA STREET, Vancouver, BC V5V 5B1 | Electrical Permit | Residential | New | Expired | Temporary Power - Residential - To provide temporary power. | Kooner Electrical Ltd
NULL | NULL | 3510 CAROLINA STREET, Vancouver, BC V5V 5B1 | Electrical Permit | Residential | New | Withdrawn | Temporary Power - Residential - To provide temporary power. | Bassi Electrical Ltd
EP-2023-04968 | 2023-06-12 | 5935 CHESTER STREET, Vancouver, BC V5W 3B7 | Electrical Permit | Residential | Addition | Completed | Installation / Repair - Residential - 2nd Service: Garage- 100A -Supply and install new 100A Meter Base, mechanically protect as required. -Supply and install Service Mast from Meter Base through roof lining to CEC specified height -Supply and install 100A Main Panel fed from 100A Meter Base -Reinstate all Garage circuits to new 100A Main Panel, junction if necessary -Supply and install new Grounding Plate. Drill concrete near back door, install Grounding Plate in the garden/lawn -Label new 100A Main Panel with all existing and new branch circuits -Test connections and commission installation -Tidy site and dispose of garbage correctly and safely -Supply and install 60A breaker in Garage Panel -Supply and install 6AWG RW90 through new conduit to junction box above Customer supplied EV Charger location (near entry door) -Supply and install 6 AWG 3C NMD90 from junction box, inside wall, to Customer supplied EV Charger -Test connections and commission installation -Tidy site and dispose of garbage correctly and safely | TDR Electric Inc
EP-2022-04540 | 2022-05-30 | 6116 CHESTER STREET, Vancouver, BC V5W 3C1 | Electrical Permit | Residential | New | Expired | Temporary Power - Residential - To provide temporary power. | G G S ELECTRICAL LTD
EP-2023-04973 | 2023-06-05 | 6116 CHESTER STREET, Vancouver, BC V5W 3C1 | Electrical Permit | Residential | New | Issued | Temporary Power - Residential - To provide temporary power. | G G S ELECTRICAL LTD
GP-2023-01680 | 2023-05-30 | 6116 CHESTER STREET, Vancouver, BC V5W 3C1 | Gas Permit | Residential | New | Completed | Residential - Install 2 boiler 2 range 2 BBQ & Pipping only for 2 BBQ >BP: To construct a 2-storey duplex with 2 secondary suites | JOT MECHANICAL LTD
EP-2023-04761 | 2023-06-05 | 6116 CHESTER STREET, Vancouver, BC V5W 3C1 | Electrical Permit | Residential | New | Completed | Installation / Repair - Residential - ROUGH WIRING , SERVICE AND FINISHING *An approved mechanical permit is required for the installation of air conditioning or heat pump unit at the time of installation before an electrical inspection will be performed >BP: To construct a 2-storey duplex with 2 secondary suites located in the basement and a detached accessory building (garage) at the rear providing 2 parking spaces and a surface parking, having vehicular access from the lane. NOTE: To achieve the required FSR a floor space exclusion of 2% has been applied to this application as per section 10.15.1 of the district schedule, to accommodate improved building performance. The entire building to be sprinklered to 2x NFPA 13D. Note: This is a 2 storey building pursuant to the Zoning and Development By-Law ******THIS PERMIT HAS BEEN ISSUED UNDER THE REQUIREMENTS OF VBBL 2019****** 1. Covenant registered at the Land Title Office under CB341502 2. No strata titling permitted for secondary suites 3. A/C units located in rear yard 4. Schedule B Julian Bozsik M.Eng and P.Eng (604-431-0055) Structural and Geotechnical 5. BC Housing Sukhdev Singh Hayer All rooms adjacent to North & South exposing building face shall be sprinklered. "Combustible projections or roof soffits on an exposing building face shall not project to less than .45m from the property line and shall be in compliance with VBBL 2019 9.10.15.5.(9)" | G G S ELECTRICAL LTD
SP-2023-01068 | 2023-06-15 | 6116 CHESTER STREET, Vancouver, BC V5W 3C1 | Sprinkler Permit | Residential | New | Completed | Residential - new sprinkler installation >BP: To construct a 2-storey duplex with 2 secondary suites located in the basement and a detached accessory building (garage) at the rear providing 2 parking spaces and a surface parking, having vehicular access from the lane. NOTE: To achieve the required FSR a floor space exclusion of 2% has been applied to this application as per section 10.15.1 of the district schedule, to accommodate improved building performance. The entire building to be sprinklered to 2x NFPA 13D. Note: This is a 2 storey building pursuant to the Zoning and Development By-Law ******THIS PERMIT HAS BEEN ISSUED UNDER THE REQUIREMENTS OF VBBL 2019****** 1. Covenant registered at the Land Title Office under CB341502 2. No strata titling permitted for secondary suites 3. A/C units located in rear yard 4. Schedule B Julian Bozsik M.Eng and P.Eng (604-431-0055) Structural and Geotechnical 5. BC Housing Sukhdev Singh Hayer | Real Tech Fire Protection Ltd
EP-2023-05149 | 2023-06-09 | 6116 CHESTER STREET, Vancouver, BC V5W 3C1 | Electrical Permit | Residential | New | Completed | Installation / Repair - Residential - Install tv, telephone, alarm prewire and complete. >BP: To construct a 2-storey duplex with 2 secondary suites located in the basement and a detached accessory building (garage) at the rear providing 2 parking spaces and a surface parking, having vehicular access from the lane. *This Building Permit will remain in a suspended status until the associated (green) Demolition Permit BP-2022-02851 is completed. NOTE: To achieve the required FSR a floor space exclusion of 2% has been applied to this application as per section 10.15.1 of the district schedule, to accommodate improved building performance. The entire building to be sprinklered to 2x NFPA 13D. Note: This is a 2 storey building pursuant to the Zoning and Development By-Law ******THIS PERMIT HAS BEEN ISSUED UNDER THE REQUIREMENTS OF VBBL 2019****** 1. Covenant registered at the Land Title Office under CB341502 2. No strata titling permitted for secondary suites 3. A/C units located in rear yard 4. Schedule B Julian Bozsik M.Eng and P.Eng (604-431-0055) Structural and Geotechnical 5. BC Housing Sukhdev Singh Hayer All rooms adjacent to North & South exposing building face shall be sprinklered. "Combustible projections or roof soffits on an exposing building face shall not project to less than .45m from the property line and shall be in compliance with VBBL 2019 9.10.15.5.(9)" | Tvisha Technologies Ltd
NULL | NULL | 6116 CHESTER STREET, Vancouver, BC V5W 3C1 | Mechanical Permit | NULL | NULL | Draft | NULL | NULL
NULL | NULL | 6116 CHESTER STREET, Vancouver, BC V5W 3C1 | Mechanical Permit | NULL | NULL | Draft | NULL | NULL
NULL | NULL | 6116 CHESTER STREET, Vancouver, BC V5W 3C1 | Mechanical Permit | NULL | NULL | Draft | NULL | Dynasty Developments Ltd
MP-2023-00779 | 2023-05-04 | 6116 CHESTER STREET, Vancouver, BC V5W 3C1 | Mechanical Permit | NULL | NULL | Completed | NULL | Dynasty Developments Ltd
PP-2023-00949 | 2023-03-20 | 6116 CHESTER STREET, Vancouver, BC V5W 3C1 | Plumbing Permit | Residential | New | Completed | Residential - 2FD+2SS - sump no pump | Bhullar Excavating and Demolition
PP-2023-01401 | 2023-04-21 | 6116 CHESTER STREET, Vancouver, BC V5W 3C1 | Plumbing Permit | Residential | New | Completed | Residential - 2FD+2SS - FRONT - 6116 CHESTER ST - #1 & #2 BACK - 6118 CHESTER ST - #1 & #2 Plumbing rough in and waterlines >DB: To construct a 2-storey duplex with 2 secondary suites located in the basement and a detached accessory building (garage) at the rear providing 2 parking spaces and a surface parking, having vehicular access from the lane. The entire building to be sprinklered to 2x NFPA 13D. Note: This is a 2 storey building pursuant to the Zoning and Development By-Law ******THIS PERMIT HAS BEEN ISSUED UNDER THE REQUIREMENTS OF VBBL 2019****** 1. Covenant registered at the Land Title Office under CB341502 2. No strata titling permitted for secondary suites 3. A/C units located in rear yard | Dynasty Developments Ltd
MP-2023-02282 | 2023-12-21 | 6116 CHESTER STREET, Vancouver, BC V5W 3C1 | Mechanical Permit | NULL | NULL | Completed | NULL | Century Twenty One Gas & Heating Co. Ltd
GP-2022-01367 | 2022-05-03 | 6229 CHESTER STREET, Vancouver, BC V5W 3C2 | Gas Permit | Residential | Renovation | Completed | Residential - Remove boiler and install new Combi-Boiler | Impetus Plumbing & Heating Ltd
GP-2022-01171 | NULL | 6229 CHESTER STREET, Vancouver, BC V5W 3C2 | Gas Permit | Residential | Renovation | Cancelled | Residential - Installed a Combie boiler | Thermo Furnace And Carpet Services Ltd
GP-2023-02146 | 2023-07-19 | 6238 CHESTER STREET, Vancouver, BC V5W 3C1 | Gas Permit | Residential | Tenant Improvement | Issued | Residential - Re and Re the Water Heater | Moore & Russell Heating Ltd
EP-2022-04260 | 2022-05-23 | 4883 COMMERCIAL STREET, Vancouver, BC V5N 4G9 | Electrical Permit | Residential | New | Expired | Temporary Power - Residential - To provide temporary power. | AMPLE ELECTRICAL LTD.
SP-2023-00858 | 2023-05-17 | 4883 COMMERCIAL STREET, Vancouver, BC V5N 4G9 | Sprinkler Permit | Residential | New | Issued | Residential - install sprinkler permits >BP: To construct a 2 storey + basement one-family dwelling with a secondary suite located in the basement with a detached accessory building (garage), at the rear providing 2 parking spaces, having vehicular access from Commercial Street, via a shared driveway. Note: This is a 2 storey building pursuant to the Zoning and Development By-Law 1- Covenant registered at the Land Title Office under CA9779455 2- No strata titling permitted 3- No bar sink proposed 4- A/C unit proposed in the rear yard 5- Schedule B: MD. Shahidul Alam, P.Eng (604-653-7475) Structural & Geotechnical 6- HPO: Residential Builder – NRB Contracting Ltd. 7- The entire building, INCLUDING THE ATTACHED GARAGE (if applicable), to be sprinklered to NFPA 13D. | RAHELU PLUMBING & HEATING LTD.
GP-2023-01559 | 2023-05-16 | 4883 COMMERCIAL STREET, Vancouver, BC V5N 4G9 | Gas Permit | Residential | New | Issued | Residential - 1 Range, 1 Boiler, 1 BBQ & 1 Fireplace BBQ piping only >BP: To construct a 2 storey + basement one-family dwelling with a secondary suite | Lally Plumbing & Heating Ltd
EP-2023-03742 | 2023-05-01 | 4883 COMMERCIAL STREET, Vancouver, BC V5N 4G9 | Electrical Permit | Residential | New | Issued | Installation / Repair - Residential - PRE WIRING ROUGH: SECURITY ALARM, CABLE, DATA, TEL, SPEAKERS, VACCUM & FINISH SECURITY. >BP: To construct a 2 storey + basement one-family dwelling with a secondary suite ($809,000.00) located in the basement with a detached accessory building (garage), at the rear providing 2 parking spaces, having vehicular access from Commercial Street, via a shared driveway. Note: This is a 2 storey building pursuant to the Zoning and Development By-Law 1- Covenant registered at the Land Title Office under CA9779455 2- No strata titling permitted 3- No bar sink proposed 4- A/C unit proposed in the rear yard 5- Schedule B: MD. Shahidul Alam, P.Eng (604-653-7475) Structural & Geotechnical 6- HPO: Residential Builder – NRB Contracting Ltd. 7- The entire building, INCLUDING THE ATTACHED GARAGE (if applicable), to be sprinklered to NFPA 13D. ******THIS PERMIT HAS BEEN ISSUED UNDER THE REQUIREMENTS OF VBBL #12511 (2019)****** | Charanjit Singh
EP-2023-02867 | 2023-04-17 | 4883 COMMERCIAL STREET, Vancouver, BC V5N 4G9 | Electrical Permit | Residential | New | Issued | Installation / Repair - Residential - New single family dwelling with secondary suite Electrical full wiring MP-2023-00312 >BP: To construct a 2 storey + basement one-family dwelling with a secondary suite ($809,000.00) located in the basement with a detached accessory building (garage), at the rear providing 2 parking spaces, having vehicular access from Commercial Street, via a shared driveway. Note: This is a 2 storey building pursuant to the Zoning and Development By-Law 1- Covenant registered at the Land Title Office under CA9779455 2- No strata titling permitted 3- No bar sink proposed 4- A/C unit proposed in the rear yard 5- Schedule B: MD. Shahidul Alam, P.Eng (604-653-7475) Structural & Geotechnical 6- HPO: Residential Builder – NRB Contracting Ltd. 7- The entire building, INCLUDING THE ATTACHED GARAGE (if applicable), to be sprinklered to NFPA 13D. | AMPLE ELECTRICAL LTD.
PP-2023-00559 | 2023-02-16 | 4883 COMMERCIAL STREET, Vancouver, BC V5N 4G9 | Plumbing Permit | Residential | New | Issued | Residential - Plumbing >BP: To construct a 2 storey + basement one-family dwelling with a secondary suite located in the basement with a detached accessory building (garage), at the rear providing 2 parking spaces, having vehicular access from Commercial Street, via a shared driveway. Note: This is a 2 storey building pursuant to the Zoning and Development By-Law 1- Covenant registered at the Land Title Office under CA9779455 2- No strata titling permitted 3- No bar sink proposed 4- A/C unit proposed in the rear yard 5- Schedule B: MD. Shahidul Alam, P.Eng (604-653-7475) Structural & Geotechnical 6- HPO: Residential Builder – NRB Contracting Ltd. 7- The entire building, INCLUDING THE ATTACHED GARAGE (if applicable), to be sprinklered to NFPA 13D. | Lally Plumbing & Heating Ltd
MP-2023-00312 | 2023-03-07 | 4883 COMMERCIAL STREET, Vancouver, BC V5N 4G9 | Mechanical Permit | NULL | NULL | Issued | NULL | Lally Plumbing & Heating Ltd
PP-2022-04027 | 2022-11-08 | 4883 COMMERCIAL STREET, Vancouver, BC V5N 4G9 | Plumbing Permit | Residential | New | Issued | Residential - 1FD+SS - #1 & #2 - Install one outside storm sump | PTL Contracting Ltd
GP-2023-03680 | 2023-11-22 | 4897 COMMERCIAL STREET, Vancouver, BC V5N 4G9 | Gas Permit | Residential | Renovation | Issued | Residential - RE&RE hot water tank | Milani Plumbing Heating & Air Conditioning Ltd
GP-2021-04359 | 2022-01-04 | 5310 COMMERCIAL STREET, Vancouver, BC V5P 3N3 | Gas Permit | Residential | New | Completed | Residential - fireplace and two bbq boxes | Resilient Plumbing & Heating Inc
PP-2022-03825 | NULL | 5350 COMMERCIAL STREET, Vancouver, BC V5P 3N3 | Plumbing Permit | Commercial | Renovation | Draft | Commercial - Installation of prv valve. | NULL
EP-2022-07958 | NULL | 5365 COMMERCIAL STREET, Vancouver, BC V5P 3N4 | Electrical Permit | Residential | Addition | Applicant Revisions | Installation / Repair - Residential - second 100 amp service at the detach garage for the EV charger | LK Electrical LTD
PP-2022-01821 | 2022-05-31 | 5407 COMMERCIAL STREET, Vancouver, BC V5P 3N4 | Plumbing Permit | Residential | New | Issued | Residential - sump >BP: To construct a 2 storey one-family dwelling with a secondary suite located in the Basement ($695,872.50) with an open parking pad, providing 1 parking space, having vehicular access from the 20' Lane. 1. Covenant registered at the Land Title Office under CA9459584 2. No Strata Titling permitted 3. No A/C Unit proposed 4. A/C proposed – Exterior component located in Rear (West) Yard, Interior component located in Second floor 5. Bar sink located in basement rec room 6. Schedule B: (Jaswinder S. Bansal) P.Eng (604.501.7788) Structural & Geotechnical 8. HPO: Residential Builder- Ultra West Estate & Development Ltd. Note: This is a 2 storey building pursuant to the Zoning and Development By-Law Address Information: Principle Dwelling: #1-5407 Commercial St Secondary Suite: #2-5407 Commercial St Laneway home: #3-5407 Commercial St Addresses have been assigned per the approved plans, access to the rear unit is from the West side. This access must be provided & maintained at all times and the building addresses posted to be visible from the street in accordance with the Building By-law. **THIS PERMIT HAS BEEN ISSUED UNDER THE REQUIREMENTS OF VBBL #12511 (2019) ** | Mainline Excavation Ltd
NULL | NULL | 5407 COMMERCIAL STREET, Vancouver, BC V5P 3N4 | Plumbing Permit | Residential | New | Draft | Residential - PLUMBING AND HEATING | NULL
PP-2022-03844 | 2022-10-27 | 5407 COMMERCIAL STREET, Vancouver, BC V5P 3N4 | Plumbing Permit | Residential | New | Issued | Residential - New DWV, water piping and finishing work for a new house. >To construct a 2 storey one-family dwelling with a secondary suite located in the Basement ($695,872.50) with an open parking pad, providing 1 parking space, having vehicular access from the 20' Lane. 1. Covenant registered at the Land Title Office under CA9459584 2. No Strata Titling permitted 3. No A/C Unit proposed 4. A/C proposed – Exterior component located in Rear (West) Yard, Interior component located in Second floor 5. Bar sink located in basement rec room 6. Schedule B: (Jaswinder S. Bansal) P.Eng (604.501.7788) Structural & Geotechnical 8. HPO: Residential Builder- Ultra West Estate & Development Ltd. Note: This is a 2 storey building pursuant to the Zoning and Development By-Law Address Information: Principle Dwelling: #1-5407 Commercial St Secondary Suite: #2-5407 Commercial St Laneway home: #3-5407 Commercial St Addresses have been assigned per the approved plans, access to the rear unit is from the West side. This access must be provided & maintained at all times and the building addresses posted to be visible from the street in accordance with the Building By-law. **THIS PERMIT HAS BEEN ISSUED UNDER THE REQUIREMENTS OF VBBL #12511 (2019) ** | Buddies Plumbing & Heating
MP-2022-00579 | 2022-11-18 | 5407 COMMERCIAL STREET, Vancouver, BC V5P 3N4 | Mechanical Permit | NULL | NULL | Issued | NULL | Buddies Plumbing & Heating
SP-2023-00112 | 2023-01-27 | 5407 COMMERCIAL STREET, Vancouver, BC V5P 3N4 | Sprinkler Permit | Residential | New | Issued | Residential - Fire Sprinkler Installation >To construct a 2 storey one-family dwelling with a secondary suite located in the Basement ($695,872.50) with an open parking pad, providing 1 parking space, having vehicular access from the 20' Lane. 1. Covenant registered at the Land Title Office under CA9459584 2. No Strata Titling permitted 3. No A/C Unit proposed 4. A/C proposed – Exterior component located in Rear (West) Yard, Interior component located in Second floor 5. Bar sink located in basement rec room 6. Schedule B: (Jaswinder S. Bansal) P.Eng (604.501.7788) Structural & Geotechnical 8. HPO: Residential Builder- Ultra West Estate & Development Ltd. Note: This is a 2 storey building pursuant to the Zoning and Development By-Law **THIS PERMIT HAS BEEN ISSUED UNDER THE REQUIREMENTS OF VBBL #12511 (2019) ** | NewTech Fire Protection Ltd
EP-2022-10741 | 2023-01-16 | 5407 COMMERCIAL STREET, Vancouver, BC V5P 3N4 | Electrical Permit | Residential | New | Issued | Installation / Repair - Residential - New construction, new wiring and electrical work >BP: To construct a 2 storey one-family dwelling with a secondary suite located in the Basement ($695,872.50) with an open parking pad, providing 1 parking space, having vehicular access from the 20' Lane. 1. Covenant registered at the Land Title Office under CA9459584 2. No Strata Titling permitted 3. No A/C Unit proposed 4. A/C proposed – Exterior component located in Rear (West) Yard, Interior component located in Second floor 5. Bar sink located in basement rec room 6. Schedule B: (Jaswinder S. Bansal) P.Eng (604.501.7788) Structural & Geotechnical 8. HPO: Residential Builder- Ultra West Estate & Development Ltd. | EOS Electrical & Renovations Ltd
GP-2023-00369 | 2023-02-03 | 5407 COMMERCIAL STREET, Vancouver, BC V5P 3N4 | Gas Permit | Residential | New | Issued | Residential - Complete boiler, 2 range tops, bbq Piping only for fireplace, range tops, patio heater. >BP: To construct a 2 storey one-family dwelling with a secondary suite located in the Basement ($695,872.50) with an open parking pad, providing 1 parking space, having vehicular access from the 20' Lane | Deep Gas Fitting Ltd.
EP-2023-03629 | 2023-04-26 | 5407 COMMERCIAL STREET, Vancouver, BC V5P 3N4 | Electrical Permit | Residential | New | Issued | Installation / Repair - Residential - ALARM, VAC, INTERCOM, TEL, CABLE, LOW VOLTAGE WIRING. >BP: To construct a 2 storey one-family dwelling with a secondary suite located in the Basement ($695,872.50) with an open parking pad, providing 1 parking space, having vehicular access from the 20' Lane. 1. Covenant registered at the Land Title Office under CA9459584 2. No Strata Titling permitted 3. No A/C Unit proposed 4. A/C proposed – Exterior component located in Rear (West) Yard, Interior component located in Second floor 5. Bar sink located in basement rec room 6. Schedule B: (Jaswinder S. Bansal) P.Eng (604.501.7788) Structural & Geotechnical 8. HPO: Residential Builder- Ultra West Estate & Development Ltd. Note: This is a 2 storey building pursuant to the Zoning and Development By-Law **THIS PERMIT HAS BEEN ISSUED UNDER THE REQUIREMENTS OF VBBL #12511 (2019) ** | Advanced Alarm-Tech Ltd
GP-2022-01060 | 2022-04-05 | 5471 COMMERCIAL STREET, Vancouver, BC V5P 3N4 | Gas Permit | Residential | Renovation | Completed | Residential - Decommission and remove furnace, replace with new | Ashton Service Group/Ashton Mechanical Ltd.
EP-2022-02768 | 2022-04-06 | 5553 COMMERCIAL STREET, Vancouver, BC V5P 3N6 | Electrical Permit | Residential | Renovation | Completed | Installation / Repair - Residential - legal suite , guest room wiring and finishing , service upgrade 100 amps to 200 amps >BP: interior/exterior alterations to this existing one family dwelling . change of use from one family dwelling to one family dwelling with secondary suite | AKKAS ELECTRICAL LTD
PP-2022-01600 | NULL | 5553 COMMERCIAL STREET, Vancouver, BC V5P 3N6 | Plumbing Permit | Residential | Renovation | Withdrawn | Residential - installing piping ,drain ,water for 2 bathroom and a kitchen to the main floor . >interior/exterior alterations to this existing one family dwelling . change of use from one family dwelling to one family dwelling with secondary suite #1-5553 Commercial St - One Family Dwelling (2nd floor) #2-5553 Commercial St - Secondary Suite (1st floor) | NULL
PP-2022-02760 | 2022-08-10 | 5553 COMMERCIAL STREET, Vancouver, BC V5P 3N6 | Plumbing Permit | Residential | Renovation | Completed | Residential - Plumbing work for house reno >BP: interior/exterior alterations to this existing one family dwelling . change of use from one family dwelling to one family dwelling with secondary suite Note: - No strata-titling will be permitted. - This is a two-storey building pursuant to the Zoning and Development By-law. - An annual Vancouver Business License must be obtained prior to the rental of this approved one-family dwelling and/or secondary suite on this site. - Provide minimum headroom of 6’-6” over 80% of the suite area and all exit routes. - Smoke alarms to be installed in compliance with Subsection 9.10.19., Division B of the Vancouver Building By-law (2019) - Carbon monoxide alarms shall be installed in conformance to Subsections 6.2.4. and 9.32.4., Division B of the Vancouver Building By-law Amend: July 20, 2023 Add 1 laundry and 1 floor drain to permit Both 1st floor | Bawn Plumbing Ltd
GP-2022-01675 | 2022-06-01 | 5559 COMMERCIAL STREET, Vancouver, BC V5P 3N6 | Gas Permit | Residential | Renovation | Completed | Residential - Remove old furnace and replace with new furnace | Nickel Heating & Ventilation
MP-2023-00596 | 2023-04-06 | 5605 COMMERCIAL STREET, Vancouver, BC V5P 3N6 | Mechanical Permit | NULL | NULL | Completed | NULL | Moore And Russell Heating And Air Conditioning Ltd
EP-2023-02909 | 2023-06-13 | 5605 COMMERCIAL STREET, Vancouver, BC V5P 3N6 | Electrical Permit | Residential | Tenant Improvement | Issued | Installation / Repair - Residential - Electrical installation of heat pump, 4 x boards and 100 to 200 amp panel upgrade MP-2023-00596 | Moore And Russell Heating And Air Conditioning Ltd
GP-2022-02053 | 2022-08-19 | 5289 CONNAUGHT DRIVE, Vancouver, BC V6M 3G2 | Gas Permit | Residential | New | Issued | Residential - gas fitting ***FIREPLACES ARE PIPING ONLY*** >BP: To construct a 2 storey one-family dwelling with a secondary suite located in the basement and alteration to the existing non-conforming accessory building (garage) providing 3 parking spaces and a surface parking in the rear, having vehicular access from the lane and a surface parking in the front within allowed building envelope having vehicular access from Connaught Dr. | R J Gas Ltd
EP-2022-10160 | 2022-12-01 | 5289 CONNAUGHT DRIVE, Vancouver, BC V6M 3G2 | Electrical Permit | Residential | New | Expired | Temporary Power - Residential - To provide temporary power. | WESTPEAK ELECTRICAL LTD
PP-2023-03059 | 2023-08-30 | 5289 CONNAUGHT DRIVE, Vancouver, BC V6M 3G2 | Plumbing Permit | Residential | New | Issued | Residential - Irrigation backflow preventer | Kore Irrigation Ltd
GP-2022-01683 | 2022-06-05 | 5289 CONNAUGHT DRIVE, Vancouver, BC V6M 3G2 | Gas Permit | Residential | New | Issued | Residential - Installation of 4 gas fireplaces - venting and hook up only Confirm GHG calculator for large homes 2 indoor fireplaces 1 outdoor fireplace | Urban Fireplaces Ltd
SP-2022-00809 | 2022-05-24 | 5289 CONNAUGHT DRIVE, Vancouver, BC V6M 3G2 | Sprinkler Permit | Residential | New | Issued | Residential - Installation of new fire sprinkler system To construct a 2 storey one-family dwelling with a secondary suite located in the basement and alteration to the existing non-conforming accessory building (garage) providing 3 parking spaces and a surface parking in the rear, having vehicular access from the lane and a surface parking in the front within allowed building envelope having vehicular access from Connaught Dr. 1. Covenant registered at the Land Title Office under CA8378456 2. No strata titling permitted 3. A/C unit proposed in Rear Yard 4. Bar sink located in lower floor bar 5. Schedule A AIBC Architect Stefan Wiedemann 604-313-4241 6. Schedule B AIBC Architect Stefan Wiedemann 604-313-4241 Architectural 7. Schedule B P.Eng Chen Min Wei 604-449-7789 Architectural 8. Schedule B P.Eng Henry S.N Hsu 604-322-7158 Structural and Geotechnical 9. Schedule D P.Eng Chen Min Wei 604-449-7789 10. BC Housing Teragon Developments & Consulting Inc. | Fire Busters Inc
GP-2023-01392 | 2023-04-29 | 5424 CONNAUGHT DRIVE, Vancouver, BC V6M 3G6 | Gas Permit | Residential | Renovation | Completed | Residential - Remove and install boiler and 40 gallon gas hot water tank | Lambert Plumbing & Heating
EP-2022-00194 | 2022-01-17 | 2765 COOPERATIVE WAY, Vancouver, BC | Electrical Permit | Commercial | Addition | Completed | Installation / Repair - Commercial - Security System Installation | Price's Alarm Systems Ltd.
EP-2023-10134 | 2023-11-16 | 2770 COOPERATIVE WAY, Vancouver, BC | Electrical Permit | Commercial | Addition | Issued | Installation / Repair - Commercial - Remove & replace two (2) existing Edwards 6616 conventional fire alarm panels and replace with Mircom FA1008 8 zone conventional panels, installation of new external annunciators by garage gates | S1 ELECTRIC LTD
EP-2022-05889 | 2022-07-27 | 3948 CAROLINA STREET, Vancouver, BC V5V 4B6 | Electrical Permit | Residential | Renovation | Completed | Installation / Repair - Residential - We will be upgrading the existing overhead 100a service to a 200a overhead service and adding a 40a heat pump circuit, the existing branch circuits will remain and the integrity will remain the same. All grounding and bonding must comply with requirements of CE Code. Note: A mechanical permit is required. | Emmanuel Jean-Louis and Amy Jean-Louis
MP-2022-00170 | 2022-08-31 | 3948 CAROLINA STREET, Vancouver, BC V5V 4B6 | Mechanical Permit | NULL | NULL | Completed | NULL | 0994152 BC Ltd
GP-2022-02603 | 2022-08-30 | 3948 CAROLINA STREET, Vancouver, BC V5V 4B6 | Gas Permit | Residential | Tenant Improvement | Completed | Residential - Decommissioning gas furnace and changing hot water tank for Navien tankless | 0994152 BC Ltd
SP-2022-01504 | 2023-05-19 | 214 CARRALL STREET, Vancouver, BC V6B 2J1 | Sprinkler Permit | Commercial | Tenant Improvement | Issued | Commercial - New sprinkler install in existing building required as per building permit BU458550 Sprinkler engineer Tian Cia | Acme Fire and Safety co
EP-2022-08273 | 2022-10-03 | 214 CARRALL STREET, Vancouver, BC V6B 2J1 | Electrical Permit | Commercial | Renovation | Completed | Installation / Repair - Commercial - Replacing faulty fire alarm panel, no wiring. Replacing with new fire alarm panel, new control unit is compatible with all the existing devices incorporated in the existing FAS. We are not altering the existing wiring or outlet boxes, this work is considered to be a straight replacement of the electrical equipment. Note: This permit has been issued based on Bulletin 2018-004-BU/EL. | AG Electric and Alarm Monitoring Co Ltd
EP-2023-01277 | 2023-04-18 | 214 CARRALL STREET, Vancouver, BC V6B 2J1 | Electrical Permit | Commercial | Renovation | Issued | Installation / Repair - Commercial - Connecting flow switch for 2nd floor | AG Electric and Alarm Monitoring Co Ltd
EP-2023-09234 | 2023-10-13 | 309 CARRALL STREET, Vancouver, BC V6B 2J4 | Electrical Permit | Commercial | Renovation | Issued | Installation / Repair - Commercial - Existing Distribution minor RE/RE, installation of 1 Additional Panel for new RTU's, installation of Lighting & Controls; RE/RE, Emergency Lighting Upgrade, installation of Branch cicuit Wiring, Low Voltage wiring, Fire Alarm devices. >BP: Exterior and interior alterations to this existing Municipally designated Vancouver Heritage Register C building. Scope of Work: Replacement of Roof membrane, skylights, electrical panels, domestic hot water tank and wall mounted light fixtures (from fluorescent to LED), Installation of Rooftop AC units and related electrical work, and Main Floor office expansion Sch A & B (Arch) & D: Shakir Rashid, P.Eng #28185, 604-655-0786, SR Engineering Ltd. Sch B (Elect): Mohamed Khan, #48873, 236-999-1882, O'M Engineering Inc. Sch B (Arch): Tony Osborn, 604-363-3790, Tony Osborn Architecture + Design Inc. Sch B (Mech + Plumb): Steven Fetterly, #47315, 604-339-2650, Impact Energy Engineering Ltd. | Kato Electrical Inc
EP-2023-11384 | 2024-01-02 | 412 CARRALL STREET, Vancouver, BC V6B 2J7 | Electrical Permit | Commercial | Addition | Issued | Installation / Repair - Commercial - Electrical installation and requirements for new rooftop make up air unit. >BP: Exterior alterations to remove existing HRV and replace with new electric HRC with heat pump on the roof, roof replaced with new roof drainage and safety anchors and all deteriorated wood framing will be removed and replaced to match existing look and feel; and repairs to the roof spire at this existing municipally designated heritage B mixed use building at this site. Okay for Field Review per A. Cashato Letters of assurance submitted: Sch A/B (Mech, Plumb)): Steven Felterly, P.Eng., 604.339.2650 Sch B/D (Arch - Envelope): Kelsey Van Steele, P.Eng., 604.738.0048 Sch B (Struct): Leonard Pianalto, P.Eng., 604.738.0048 Sch B (Elect): M Khan, P.Eng., 236.999.1882 Note: - A notification letter shall be sent to the tenants before any work. A copy of the notification letter shall be submitted to the Supportive Housing review group at the City of Vancouver before the construction. - Interior alterations are limited to removing and replacing with new domestic hot water in the basement. - Energy upgrade: E2 - HVAC - Clean and Balance all Air Systems (per 6.7.2.3.2 of ASHRAE 90.1-2016) | Vancouver Static Industries Ltd
EP-2022-00078 | 2022-01-25 | 425 CARRALL STREET, Vancouver, BC V6B 6E3 | Electrical Permit | Commercial | Renovation | Completed | Installation / Repair - Commercial - Installation of running man exit signs and combo/remote exits on rooftop area of building due to renovation. The 6th floor is combined indoor and outdoor rooftop. Its half and half and you walk out to a outdoor rooftop on same floor. >BP: #600 - 6th floor Interior alterations to relocate partition walls for new office tenant on the 6th floor (#600) and exterior alterations this existing Municipally designated Heritage A commercial building to create a secondary exit at the roof level of by adding a walkway and handrails plus a new rooftop deck. Scope of work: remove/construct partition walls and doors for 2 washrooms, lounge, offices and meeting room, new finishes, lighting, ceiling work, electrical and plumbing work. Exterior alteration to add new walkway and handrail. OK for field review per L. Clarke Sept 20, 2019 **UPDATE: Field Review Rejected. Application will be reviewed by Building Review Branch ** Note: 1). Architectural Schedule B submitted by Danny Ka Wai Wong, Architect, ph: 604-773-2068 2). L2 - Lighting - Upgrade to incorporate Scheduled Shutoff (per 9.4.1.1.(i) of ASHRAE 90.1-2016) ********************************************** Heritage Alterations Permit Exterior alterations to this existing Municipally Designated Heritage "A" commercial building on this site, as permitted by item #1 below: 1) Exterior alterations to create secondary exit at the roof level by adding walkway and handrails. The alterations described under item no. 1 above, authorized by Development Building Permit Number DB-2019-04222, including conditions and plans forming part thereof, are approved under the Heritage By-law and this Development Building Permit also constitutes a Heritage Alterations Permit. | Harbourview Electric Ltd
GP-2023-02919 | 2023-10-04 | 1937 CHARLES STREET, Vancouver, BC V5L 2V1 | Gas Permit | Residential | Renovation | Completed | Residential - Install Furnace | ROMA Heating Ltd
EP-2022-02036 | 2022-03-15 | 1943 CHARLES STREET, Vancouver, BC V5L 2V1 | Electrical Permit | Residential | Renovation - Dwelling Unit(s) only | Completed | Installation / Repair - Residential - 1--upgrade service from 100A to 200 A 2--install 60 A sub-panel on top floor and 100 A sub-panel on the main floor 3--Remove knob and tube wires throughout house 4--rewire new circuits for lighting and power outlets 5--install new circuit for the stove at main floor 6--install new wire smoke alarm system on each floor | Xin-Tian-Di Electrical Ltd
GP-2023-04205 | 2023-12-27 | 1954 CHARLES STREET, Vancouver, BC V5L 2T9 | Gas Permit | Residential | Renovation | Issued | Residential - re/re existing furnace with condensing high efficient furnace | 1236318 BC Ltd DBA Aquatech Vancouver
GP-2023-00774 | 2023-03-06 | 6681 CHEAM PLACE, Vancouver, BC | Gas Permit | Residential | Tenant Improvement | Completed | Residential - Hot Water tank renewal. | Robert Essler
EP-2023-11186 | 2024-01-02 | 3354 CHERRY STREET, Vancouver, BC V5R 4W5 | Electrical Permit | Residential | Renovation | Issued | Installation / Repair - Residential - Installed 200 amp panel with new teck wire underground and run feeder to original panel -It’s new 400 amp service 200 amp for the main house and 200 amp for laneway house ** DEI Note: Related to EP-2023-10010 ** | Akam Electric Ltd.
EP-2023-08354 | 2023-09-19 | 3354 CHERRY STREET, Vancouver, BC V5R 4W5 | Electrical Permit | Residential | Addition | Issued | Temporary Power - Residential - To provide temporary power. Service: It’s reconnect and relocate | Akam Electric Ltd.
SP-2022-00423 | 2022-03-24 | 3368 CHERRY STREET, Vancouver, BC V5R 4W5 | Sprinkler Permit | Residential | New | Completed | Residential - Install sprinklers in sfd >BP: To construct a 2 storey + basement one-family dwelling with a secondary suite ($714,000) located in the basement with a parking pad at the rear providing 1 parking space, having vehicular access from the lane. Note: Parking for the site has been provided under DB-2021-00711 (Laneway House) Note: This is a 2 storey building pursuant to the Zoning and Development By-Law 1- Covenant registered at the Land Title Office under CA9370194 2- No strata titling permitted 3- Bar sink proposed in Recreation room 4- A/C unit proposed in Rear Yard 5- Schedule B: Yatendra Kumar Sharma P.Eng (778.863.7076) Structural & Geotechnical 4- HPO: Residential Builder - Canvas Homes Ltd. Address Note: Address and suite numbers assigned as per approved plans for Fire and Emergency response. The address number is to be posted to the building to be visible from the street and the suite numbers are to be posted at the suite entries in accordance with the Building By-law prior to final inspection. ******THIS PERMIT HAS BEEN ISSUED UNDER THE REQUIREMENTS OF VBBL #12511 (2019)****** | Gold Key Fire Protection Ltd
EP-2022-02441 | 2022-03-28 | 3368 CHERRY STREET, Vancouver, BC V5R 4W5 | Electrical Permit | Residential | New | Completed | Installation / Repair - Residential - Extra low voltage , tv, data, telphone, alarm systems, vacuum and camera systems >BP: To construct a 2 storey + basement one-family dwelling with a secondary suite ($714,000) located in the basement with a parking pad at the rear providing 1 parking space, having vehicular access from the lane. Note: Parking for the site has been provided under DB-2021-00711 (Laneway House) Note: This is a 2 storey building pursuant to the Zoning and Development By-Law 1- Covenant registered at the Land Title Office under CA9370194 2- No strata titling permitted 3- Bar sink proposed in Recreation room 4- A/C unit proposed in Rear Yard 5- Schedule B: Yatendra Kumar Sharma P.Eng (778.863.7076) Structural & Geotechnical 4- HPO: Residential Builder - Canvas Homes Ltd. Address Note: Address and suite numbers assigned as per approved plans for Fire and Emergency response. The address number is to be posted to the building to be visible from the street and the suite numbers are to be posted at the suite entries in accordance with the Building By-law prior to final inspection. ******THIS PERMIT HAS BEEN ISSUED UNDER THE REQUIREMENTS OF VBBL #12511 (2019)****** | Orbit Home Automation Ltd
GP-2022-01196 | 2022-04-19 | 3368 CHERRY STREET, Vancouver, BC V5R 4W5 | Gas Permit | Residential | New | Completed | Residential - Venting & Hookup Only | REAL LIGHTING & FIREPLACES LTD
GP-2022-00597 | 2022-03-09 | 3368 CHERRY STREET, Vancouver, BC V5R 4W5 | Gas Permit | Residential | New | Completed | Residential - Complete boiler, range and piping only for bbq , fireplace. To construct a 2 storey + basement one-family dwelling with a secondary suite located in the basement with a parking pad at the rear providing 1 parking space, having vehicular access from the lane. Note: This is a 2 storey building pursuant to the Zoning and Development By-Law 1- Covenant registered at the Land Title Office under CA9370194 2- No strata titling permitted 3- Bar sink proposed in Recreation room 4- A/C unit proposed in Rear Yard 5- Schedule B: Yatendra Kumar Sharma P.Eng (778.863.7076) Structural & Geotechnical 4- HPO: Residential Builder - Canvas Homes Ltd. | Deep Gas Fitting Ltd.
EP-2022-00913 | 2022-02-22 | 3368 CHERRY STREET, Vancouver, BC V5R 4W5 | Electrical Permit | Residential | New | Completed | Installation / Repair - Residential - The coach house at the back has been already built two years ago , we are just doing electrical rough wiring and finishing at the front house that is new construction. It has secondary suite in basement. There is no change in main electrical service that will be existing duplex meterbase . --We do require service inspection that is to reconnect same existing feeder ran from meterbase at laneway to the main house. >>BP: To construct a 2 storey + basement one-family dwelling with a secondary suite ($714,000) located in the basement with a parking pad at the rear providing 1 parking space, having vehicular access from the lane. Note: Parking for the site has been provided under DB-2021-00711 (Laneway House) Note: This is a 2 storey building pursuant to the Zoning and Development By-Law 1- Covenant registered at the Land Title Office under CA9370194 2- No strata titling permitted 3- Bar sink proposed in Recreation room 4- A/C unit proposed in Rear Yard 5- Schedule B: Yatendra Kumar Sharma P.Eng (778.863.7076) Structural & Geotechnical 4- HPO: Residential Builder - Canvas Homes Ltd. >> Amend: May 18 Please change main panel amperage from 200 amp to 125 amps. | Target Electric Ltd
GP-2023-00756 | 2023-03-03 | 6362 CHESTER STREET, Vancouver, BC V5W 3C3 | Gas Permit | Residential | New | Completed | Residential - 1FD - #1 - Venting and hookup only >DB: To construct a 2 storey + basement one-family dwelling with 1 surface parking, having vehicular access from the lane. Note: This is a 2 storey building pursuant to the Zoning and Development By-Law 1- No Bar/Sink proposed in basement 2- A/C unit proposed in the rear yard 5- The entire building, INCLUDING THE ATTACHED GARAGE (if applicable), to be sprinklered to NFPA 13D. >>>>Amend: March 23rd -There are two fireplace installed at the site. Each fireplace has 24000 BTU. The total BTU is 48000. | REAL LIGHTING & FIREPLACES LTD
SP-2023-00320 | 2023-02-24 | 6362 CHESTER STREET, Vancouver, BC V5W 3C3 | Sprinkler Permit | Residential | New | Completed | Residential - 1FD - #1 - Sprinkler >DB: To construct a 2 storey + basement one-family dwelling with 1 surface parking, having vehicular access from the lane. Note: This is a 2 storey building pursuant to the Zoning and Development By-Law 1- No Bar/Sink proposed in basement 2- A/C unit proposed in the rear yard 5- The entire building, INCLUDING THE ATTACHED GARAGE (if applicable), to be sprinklered to NFPA 13D. | Ghuman Mechanical Ltd
EP-2023-01089 | 2023-02-08 | 6362 CHESTER STREET, Vancouver, BC V5W 3C3 | Electrical Permit | Residential | New | Completed | Installation / Repair - Residential - Pre wire and completion of alarm,Telus,tv,internet,cctv,speakers and vacuum >BP: To construct a 2 storey + basement one-family dwelling ($704,310.00) with 1 surface parking, having vehicular access from the lane. Note: This is a 2 storey building pursuant to the Zoning and Development By-Law 1- No Bar/Sink proposed in basement 2- A/C unit proposed in the rear yard 3- Schedule B: Alan Prahalad P.Eng. (604-831-4431) Structural & Geotechnical 4- HPO: Residential Builder – Norfield Development Ltd. 5- The entire building, INCLUDING THE ATTACHED GARAGE (if applicable), to be sprinklered to NFPA 13D. ***This permit has been issued under the VBBL 2019, with updated energy requirements as per bylaw # 12997 effective Jan 01, 2022.*** | Pioneer Security and Communications Ltd
GP-2023-00359 | 2023-01-31 | 6362 CHESTER STREET, Vancouver, BC V5W 3C3 | Gas Permit | Residential | New | Completed | Residential - Gas piping for 6 appliances > BP: To construct a 2 storey + basement one-family dwelling ($704,310.00) with 1 surface parking, having vehicular access from the lane. | Ghuman Mechanical Ltd
PP-2023-01994 | 2023-06-05 | 6362 CHESTER STREET, Vancouver, BC V5W 3C3 | Plumbing Permit | Residential | New | Completed | Residential - 1FD - Irrigation Install | Bluewater Mechanical Ltd
EP-2022-10722 | 2022-12-22 | 6362 CHESTER STREET, Vancouver, BC V5W 3C3 | Electrical Permit | Residential | New | Completed | Installation / Repair - Residential - Complete wiring and finishing. Main service-200 amp House meter-125 amp Laneway meter-100 amp >BP: To construct a 2 storey + basement one-family dwelling ($704,310.00) with 1 surface parking, having vehicular access from the lane. Note: This is a 2 storey building pursuant to the Zoning and Development By-Law 1- No Bar/Sink proposed in basement 2- A/C unit proposed in the rear yard 3- Schedule B: Alan Prahalad P.Eng. (604-831-4431) Structural & Geotechnical 4- HPO: Residential Builder – Norfield Development Ltd. 5- The entire building, INCLUDING THE ATTACHED GARAGE (if applicable), to be sprinklered to NFPA 13D. **This permit has been issued under the VBBL 2019, with updated energy requirements as per bylaw # 12997 effective Jan 01, 2022.*** | SUNSTONE ELECTRIC LTD
PP-2022-04505 | 2022-12-19 | 6362 CHESTER STREET, Vancouver, BC V5W 3C3 | Plumbing Permit | Residential | New | Completed | Residential - Plumbing >o construct a 2 storey + basement one-family dwelling ($704,310.00) with 1 surface parking, having vehicular access from the lane. Note: This is a 2 storey building pursuant to the Zoning and Development By-Law 1- No Bar/Sink proposed in basement 2- A/C unit proposed in the rear yard 3- Schedule B: Alan Prahalad P.Eng. (604-831-4431) Structural & Geotechnical 4- HPO: Residential Builder – Norfield Development Ltd. 5- The entire building, INCLUDING THE ATTACHED GARAGE (if applicable), to be sprinklered to NFPA 13D. ***This permit has been issued under the VBBL 2019, with updated energy requirements as per bylaw # 12997 effective Jan 01, 2022.*** | Ghuman Mechanical Ltd
EP-2022-08500 | 2022-10-06 | 6362 CHESTER STREET, Vancouver, BC V5W 3C3 | Electrical Permit | Residential | New | Expired | Temporary Power - Residential - To provide temporary power. | SUNSTONE ELECTRIC LTD
EP-2022-08424 | 2022-10-04 | 6372 CHESTER STREET, Vancouver, BC V5W 3C3 | Electrical Permit | Residential | New | Expired | Temporary Power - Residential - To provide temporary power. | G.S.G. Electric Ltd.
PP-2023-00029 | NULL | 6372 CHESTER STREET, Vancouver, BC V5W 3C3 | Plumbing Permit | Residential | New | Withdrawn | Residential - sump installation | Kingsman Excavating Ltd.
PP-2022-04440 | 2022-12-13 | 6372 CHESTER STREET, Vancouver, BC V5W 3C3 | Plumbing Permit | Residential | New | Completed | Residential - Sump installation | Kingsman Excavating Ltd.
PP-2023-00343 | 2023-02-01 | 6372 CHESTER STREET, Vancouver, BC V5W 3C3 | Plumbing Permit | Residential | New | Completed | Residential - To install piping and fixtures for a new single family house. >BP: To construct a 2 storey + basement one-family dwelling with a secondary suite located in the basement with an at grade parking pad, at the rear providing 1 parking spaces, having vehicular access from the lane. The entire building, INCLUDING THE ATTACHED GARAGE (if applicable), to be sprinklered to NFPA 13D. Note: This is a 2 storey building pursuant to the Zoning and Development By-Law 1- Covenant registered at the Land Title Office under CB69357 2- No strata titling permitted 3- A/C unit proposed in rear yard and upper floor 4- 8’ bar sink proposed in Basement 5- Structural & Geotechnical Schedule B: Alan Prahalad P. Eng (604) 831-1431 6- HPO: Indra Construction Ltd Oct 16/2023-AMEND To add 1 deck drain to the permit on main floor. | Skyway Plumbing & gas Ltd
MP-2023-00271 | 2023-02-28 | 6372 CHESTER STREET, Vancouver, BC V5W 3C3 | Mechanical Permit | NULL | NULL | Completed | NULL | FAST ROUTE PLUMBING & REFRIGERATION MECHANICAL LTD
SP-2023-00312 | 2023-02-24 | 6372 CHESTER STREET, Vancouver, BC V5W 3C3 | Sprinkler Permit | Residential | New | Completed | Residential - 1FD+SS - #1 & #2 - To install piping and fixtures for a new single family house. >DB: To construct a 2 storey + basement one-family dwelling with a secondary suite located in the basement with an at grade parking pad, at the rear providing 1 parking spaces, having vehicular access from the lane. The entire building, INCLUDING THE ATTACHED GARAGE (if applicable), to be sprinklered to NFPA 13D. Note: This is a 2 storey building pursuant to the Zoning and Development By-Law 1- Covenant registered at the Land Title Office under CB69357 2- No strata titling permitted 3- A/C unit proposed in rear yard and upper floor 4- 8’ bar sink proposed in Basement | Skyway Plumbing & gas Ltd
EP-2023-02409 | 2023-03-22 | 6372 CHESTER STREET, Vancouver, BC V5W 3C3 | Electrical Permit | Residential | New | Completed | Installation / Repair - Residential - Wiring and finishing of extra low voltage -Wiring of data , cable, telephone, security alarm and cameras. Finishing of security alarm and plating >BP: To construct a 2 storey + basement one-family dwelling with a secondary suite (634,000) located in the basement with an at grade parking pad, at the rear providing 1 parking spaces, having vehicular access from the lane. The entire building, INCLUDING THE ATTACHED GARAGE (if applicable), to be sprinklered to NFPA 13D. Note: This is a 2 storey building pursuant to the Zoning and Development By-Law 1- Covenant registered at the Land Title Office under CB69357 2- No strata titling permitted 3- A/C unit proposed in rear yard and upper floor 4- 8’ bar sink proposed in Basement 5- Structural & Geotechnical Schedule B: Alan Prahalad P. Eng (604) 831-1431 6- HPO: Indra Construction Ltd | Creative Security Solutions Ltd
GP-2023-01014 | 2023-03-24 | 6372 CHESTER STREET, Vancouver, BC V5W 3C3 | Gas Permit | Residential | New | Completed | Residential - To install piping and appliances for a new single family house with complete installation. >BP: To construct a 2 storey + basement one-family dwelling with a secondary suite (634,000) located in the basement with an at grade parking pad, at the rear providing 1 parking spaces, having vehicular access from the lane. The entire building, INCLUDING THE ATTACHED GARAGE (if applicable), to be sprinklered to NFPA 13D. Note: This is a 2 storey building pursuant to the Zoning and Development By-Law 1- Covenant registered at the Land Title Office under CB69357 2- No strata titling permitted 3- A/C unit proposed in rear yard and upper floor 4- 8’ bar sink proposed in Basement 5- Structural & Geotechnical Schedule B: Alan Prahalad P. Eng (604) 831-1431 6- HPO: Indra Construction Ltd | Skyway Plumbing & gas Ltd
EP-2023-02206 | 2023-03-28 | 6372 CHESTER STREET, Vancouver, BC V5W 3C3 | Electrical Permit | Residential | New | Completed | Installation / Repair - Residential - Wiring and service *MP-2023-00271 >BP: To construct a 2 storey + basement one-family dwelling with a secondary suite (634,000) located in the basement with an at grade parking pad, at the rear providing 1 parking spaces, having vehicular access from the lane. The entire building, INCLUDING THE ATTACHED GARAGE (if applicable), to be sprinklered to NFPA 13D. Note: This is a 2 storey building pursuant to the Zoning and Development By-Law 1- Covenant registered at the Land Title Office under CB69357 2- No strata titling permitted 3- A/C unit proposed in rear yard and upper floor 4- 8’ bar sink proposed in Basement 5- Structural & Geotechnical Schedule B: Alan Prahalad P. Eng (604) 831-1431 6- HPO: Indra Construction Ltd "Combustible projections or roof soffits on an exposing building face shall not project to less than .45m from the property line and shall be in compliance with VBBL 2019 9.10.15.5.(9) Any alterations or conversions to the attached garage (if applicable) to habitable living space shall not be permitted without first obtaining the approval of the Director of Planning and the Chief Building Official. Thermal protection measures and Laneway house design guidelines shall be required to be met prior to the approval of the conversion. ***This permit is issued under the VBBL 2019, with updated energy requirements as per bylaw # 12997 effective Jan 01, 2022.*** | G.S.G. Electric Ltd.
GP-2023-03744 | 2023-11-27 | 3090 CHARLES STREET, Vancouver, BC V5K 3B5 | Gas Permit | Residential | New | Completed | Residential - re and re furnace | Royal Pro Heating Ltd
SP-2024-00023 | 2024-01-08 | 3116 CHARLES STREET, Vancouver, BC V5K 3B8 | Sprinkler Permit | Residential | New | Issued | Residential - Install Sprinkler Heads >Entire Building to have NFPA 13-D >BP: To construct a 2 storey + basement one-family dwelling with a secondary suite ($906,250.00) located in the basement with a detached accessory building (laneway house), at the rear providing 1 surface parking spaces, having vehicular access from the lane. Note: This is a 2 storey building pursuant to the Zoning and Development By-Law 1- Covenant registered at the Land Title Office under CB564707 2- No strata titling permitted 3- Bar sink proposed 4- HEAT PUMP unit proposed 5- Schedule B: Alan Prahalad P Eng (604) 831-1431 Structural & Geotechnical 6- HPO: Residential Builder – L.S. Developments Ltd #28596 7- Entire Building to have NFPA 13-D ****ALL PROJECT COORDINATOR NOTES HAS BEEN ACCEPTED BY THE APPLICANT**** ***This permit is issued under the VBBL 2019, with updated energy requirements as per bylaw # 12997 effective Jan 01, 2022.*** | RAHELU PLUMBING & HEATING LTD.
MP-2024-00076 | 2024-01-17 | 3116 CHARLES STREET, Vancouver, BC V5K 3B8 | Mechanical Permit | NULL | NULL | Issued | NULL | Crystal Refrigeration & Air Conditioning Ltd
PP-2023-03137 | 2023-09-06 | 3116 CHARLES STREET, Vancouver, BC V5K 3B8 | Plumbing Permit | Residential | New | Issued | Residential - 1FD+SS - #1 & #2 - Install 1 outside sump, no pump | Canadian Excavating Ltd
PP-2023-03704 | 2023-10-20 | 3116 CHARLES STREET, Vancouver, BC V5K 3B8 | Plumbing Permit | Residential | New | Issued | Residential - 1FD+SS - #1 & #2 - Plumbing >DB: To construct a 2 storey + basement one-family dwelling with a secondary suite located in the basement with a detached accessory building (laneway house), at the rear providing 1 surface parking spaces, having vehicular access from the lane. Note: This is a 2 storey building pursuant to the Zoning and Development By-Law 1- Covenant registered at the Land Title Office under CB564707 2- No strata titling permitted 3- Bar sink proposed 4- HEAT PUMP unit proposed 7- Entire Building to have NFPA 13-D ***This permit is issued under the VBBL 2019, with updated energy requirements as per bylaw # 12997 effective Jan 01, 2022.*** | Lally Plumbing & Heating Ltd
MP-2023-02029 | 2023-11-14 | 3116 CHARLES STREET, Vancouver, BC V5K 3B8 | Mechanical Permit | NULL | NULL | Issued | NULL | Lally Plumbing & Heating Ltd
EP-2023-09994 | NULL | 3116 CHARLES STREET, Vancouver, BC V5K 3B8 | Electrical Permit | Residential | New | Applicant Revisions | Installation / Repair - Residential - ¦ 1FD + 1SS- 200A ¦ Electrical work for a new house construction project *MP-2024-00076: Issued (Cooling) >BP: To construct a 2 storey + basement one-family dwelling with a secondary suite ($906,250.00) located in the basement with a detached accessory building (laneway house), at the rear providing 1 surface parking spaces, having vehicular access from the lane. Note: This is a 2 storey building pursuant to the Zoning and Development By-Law 1- Covenant registered at the Land Title Office under CB564707 2- No strata titling permitted 3- Bar sink proposed 4- HEAT PUMP unit proposed 5- Schedule B: Alan Prahalad P Eng (604) 831-1431 Structural & Geotechnical 6- HPO: Residential Builder – L.S. Developments Ltd #28596 7- Entire Building to have NFPA 13-D ****ALL PROJECT COORDINATOR NOTES HAS BEEN ACCEPTED BY THE APPLICANT**** ***This permit is issued under the VBBL 2019, with updated energy requirements as per bylaw # 12997 effective Jan 01, 2022.*** | SNG Electric Ltd
EP-2023-03456 | 2023-04-21 | 3116 CHARLES STREET, Vancouver, BC V5K 3B8 | Electrical Permit | Residential | New | Issued | Temporary Power - Residential - To provide temporary power. NOTE: Work authorized by this permit is for placement of a temporary power pole only and does not authorize any site construction and/or excavation. A separate Building Permit will be required prior to commencement of any other work on this site. | SNG Electric Ltd
EP-2023-03734 | 2023-04-28 | 3119 CHARLES STREET, Vancouver, BC V5K 3B7 | Electrical Permit | Residential | New | Expired | Temporary Power - Residential - To provide temporary power. | H.L. ELECTRICAL LTD
PP-2023-01518 | 2023-05-02 | 3119 CHARLES STREET, Vancouver, BC V5K 3B7 | Plumbing Permit | Residential | New | Completed | Residential - Sentry and storm con with sump | AKAL DEMOLITION & EXCAVATING LTD
PP-2023-01958 | 2023-06-01 | 3119 CHARLES STREET, Vancouver, BC V5K 3B7 | Plumbing Permit | Residential | New | Completed | Residential - 2FD - FRONT - 3119 - CHARLES ST - #1 BACK - 3119 CHARLES ST - #2 plumbing The entire building, INCLUDING THE ATTACHED GARAGE (if applicable), to be sprinklered to 2 x NFPA 13D. >DB: To construct a 2.5 storey two-family dwelling with a detached accessory building (garage) at the rear providing 2 parking spaces, having vehicular access from the lane. The entire building to be sprinklered to 2 x NFPA 13D. Note: This is a 2 storey building pursuant to the Zoning and Development By-Law 1. A/C units proposed in the rear yard and half storey 2. Bar sinks NOT proposed | Avion Mechanical Ltd
MP-2023-01025 | 2023-06-06 | 3119 CHARLES STREET, Vancouver, BC V5K 3B7 | Mechanical Permit | NULL | NULL | Completed | NULL | Avion Mechanical Ltd
EP-2023-05504 | 2023-07-05 | 3119 CHARLES STREET, Vancouver, BC V5K 3B7 | Electrical Permit | Residential | New | Completed | Installation / Repair - Residential - 200 amp main service 125 amp for each unit all rough wiring and finishing *An approved mechanical permit is required for the installation of air conditioning or heat pump unit at the time of installation before an electrical inspection will be performed >BP: To construct a 2.5 storey two-family dwelling ($676,250) with a detached accessory building (garage) at the rear providing 2 parking spaces, having vehicular access from the lane. The entire building to be sprinklered to 2 x NFPA 13D. Note: This is a 2 storey building pursuant to the Zoning and Development By-Law 1. A/C units proposed in the rear yard and half storey 2. Bar sinks NOT proposed 3. Schedule B: Jason Hui P.Eng (778.319.3403) Structural & Arch #1.5 Geotechnical 4. Schedule B: Jason Hui P.Eng (778.319.3403) Structural & Geotechnical 5. HPO: Residential Builder - Brar Empire Homes Ltd | H.L. ELECTRICAL LTD
EP-2023-05840 | 2023-06-28 | 3119 CHARLES STREET, Vancouver, BC V5K 3B7 | Electrical Permit | Residential | New | Completed | Installation / Repair - Residential - Installation of cable, internet, tel, security prewire, cameras, doorbell. >BP: To construct a 2.5 storey two-family dwelling ($676,250) with a detached accessory building (garage) at the rear providing 2 parking spaces, having vehicular access from the lane. The entire building to be sprinklered to 2 x NFPA 13D. Note: This is a 2 storey building pursuant to the Zoning and Development By-Law 1. A/C units proposed in the rear yard and half storey 2. Bar sinks NOT proposed 3. Schedule B: Jason Hui P.Eng (778.319.3403) Structural & Arch #1.5 Geotechnical 4. Schedule B: Jason Hui P.Eng (778.319.3403) Structural & Geotechnical 5. HPO: Residential Builder - Brar Empire Homes Ltd ***This permit is issued under the VBBL 2019, with updated energy requirements as per bylaw # 12997 effective Jan 01, 2022.*** | PLANET SMART HOMES LTD.
SP-2023-01246 | 2023-07-14 | 3119 CHARLES STREET, Vancouver, BC V5K 3B7 | Sprinkler Permit | Residential | New | Completed | Residential - duplex with new sprinklers -The entire building to be sprinklered to 2 x NFPA 13D. >BP: To construct a 2.5 storey two-family dwelling ($676,250) with a detached accessory building (garage) at the rear providing 2 parking spaces, having vehicular access from the lane. Note: This is a 2 storey building pursuant to the Zoning and Development By-Law 1. A/C units proposed in the rear yard and half storey 2. Bar sinks NOT proposed 3. Schedule B: Jason Hui P.Eng (778.319.3403) Structural & Arch #1.5 Geotechnical 4. Schedule B: Jason Hui P.Eng (778.319.3403) Structural & Geotechnical 5. HPO: Residential Builder - Brar Empire Homes Ltd ***This permit is issued under the VBBL 2019, with updated energy requirements as per bylaw # 12997 effective Jan 01, 2022.*** | BC Fire Sprinklers Ltd
MP-2023-01265 | 2023-07-13 | 3119 CHARLES STREET, Vancouver, BC V5K 3B7 | Mechanical Permit | NULL | NULL | Completed | NULL | Ultra Mechanical Ltd
NULL | NULL | 3119 CHARLES STREET, Vancouver, BC V5K 3B7 | Mechanical Permit | NULL | NULL | Withdrawn | NULL | EXPRESS MECHANICAL PLUMBING HEATING GAS FITTING LTD.
GP-2023-02053 | 2023-07-13 | 3119 CHARLES STREET, Vancouver, BC V5K 3B7 | Gas Permit | Residential | New | Completed | Residential - gas appliances -We will complete all appliances, piping and rough in >BP: To construct a 2.5 storey two-family dwelling ($676,250) with a detached accessory building (garage) at the rear providing 2 parking spaces, having vehicular access from the lane. The entire building to be sprinklered to 2 x NFPA 13D. | Avion Mechanical Ltd
EP-2023-02427 | 2023-03-28 | 3125 CHARLES STREET, Vancouver, BC V5K 3B7 | Electrical Permit | Residential | New | Completed | Installation / Repair - Residential - Service location change from house to lwh , 200 amp main service 100 amp for house 100 amp for lwh * EP-2023-02427: Service disconnect/ re-connect EP-2023-02428: LWH -200 amp main service -100 amp for house -100 amp for lwh | H.L. ELECTRICAL LTD
GP-2022-03246 | NULL | 3138 CHARLES STREET, Vancouver, BC V5K 3B8 | Gas Permit | Residential | Addition | Application Incomplete | Residential - Replace boiler with combi boiler | Aquaflame Heating & Cooling Ltd
PP-2022-03173 | 2022-09-14 | 3167 CHARLES STREET, Vancouver, BC V5K 3B9 | Plumbing Permit | Residential | Addition | Completed | Residential - install outside sump for perimeter drainage and outgoing line | Aresta Underground Services
GP-2022-00840 | 2022-03-16 | 3176 CHARLES STREET, Vancouver, BC V5K 3B8 | Gas Permit | Residential | Renovation | Completed | Residential - Boiler replacement | Maple Furnace Heating & Air Conditioning
MP-2023-01262 | 2023-07-10 | 5635 COMMERCIAL STREET, Vancouver, BC V5P 3N6 | Mechanical Permit | NULL | NULL | Completed | NULL | Centigrade Mechanical Ltd
GP-2023-01869 | 2023-06-20 | 5635 COMMERCIAL STREET, Vancouver, BC V5P 3N6 | Gas Permit | Residential | Renovation | Issued | Residential - 1 Water Heater, 1 BBQ & 2 Fireplaces piping only to fireplaces >BP: Interior alterations to provide repairs due to water damage at this existing one family dwelling on this site. | SOUTHSIDE GAS SERVICES LTD
GP-2023-01821 | 2023-06-14 | 5635 COMMERCIAL STREET, Vancouver, BC V5P 3N6 | Gas Permit | Residential | Renovation | Issued | Residential - 2 gas fireplaces venting and hook up only >BP: Interior alterations to provide repairs due to water damage at this existing one family dwelling on this site. | Urban Fireplaces Ltd
PP-2023-01796 | 2023-05-23 | 5635 COMMERCIAL STREET, Vancouver, BC V5P 3N6 | Plumbing Permit | Residential | Renovation | Issued | Residential - Re plumbing house >BP: Interior alterations to provide repairs due to water damage at this existing one family dwelling on this site. Scope of work: - Add additional bathrooms on bsmt & main fl, conversion of wood burning fireplace to gas, upgrades to heating, hot water and electrical, interior wall, ceiling & flooring. | Joe Fabbiano
EP-2023-04033 | 2023-05-09 | 5635 COMMERCIAL STREET, Vancouver, BC V5P 3N6 | Electrical Permit | Residential | Renovation | Issued | Installation / Repair - Residential - House reno and Service change - Upgrade service 100 A to 200 amp. >BP: Interior alterations to provide repairs due to water damage at this existing one family dwelling on this site. Scope of work: - Add additional bathrooms on bsmt & main fl, conversion of wood burning fireplace to gas, upgrades to heating, hot water and electrical, interior wall, ceiling & flooring. Ok for Field Review as per Kirat Kang - December 20, 2022 REUP submitted as per Tommy Youngsung Byun, 604-970-8292, tommy@capitalhomeenergy.com | Mitch Cameron
EP-2023-07759 | 2023-08-28 | 5635 COMMERCIAL STREET, Vancouver, BC V5P 3N6 | Electrical Permit | Residential | New | Issued | Installation / Repair - Residential - Pre wire and completion of security alarm >BP: Interior alterations to provide repairs due to water damage at this existing one family dwelling on this site. Scope of work: - Add additional bathrooms on bsmt & main fl, conversion of wood burning fireplace to gas, upgrades to heating, hot water and electrical, interior wall, ceiling & flooring. | Pioneer Security and Communications Ltd
EP-2023-10966 | 2023-12-15 | 3338 COLLINGWOOD STREET, Vancouver, BC V6S 2A1 | Electrical Permit | Residential | Renovation | Issued | Installation / Repair - Residential - 200 amp service upgrade. - Move 200 amp panel into garage, Re feed existing house panel. -Add hot tub wiring. EV outlet in garage. -Please note that this calculation is for items added. With a 200 amp upgrade that will happen. -hot tub will be new there will be a new pad provided by the customer or other contractor. Located in the backyard lawn. No special structure or guards required that were specified to me in any way. Just a concrete or gravel pad required. | David Chifan
EP-2021-09058 | 2022-01-04 | 3925 COLLINGWOOD STREET, Vancouver, BC V6S 2A7 | Electrical Permit | Residential | Renovation | Completed | Installation / Repair - Residential - We are upgrading a overhead service from 100amps to 200amps for a installation of a heat pump located in the back yard; on the back right corner of the house. | Douglas Millington o/a Moose Electric
GP-2022-02531 | 2022-08-24 | 3925 COLLINGWOOD STREET, Vancouver, BC V6S 2A7 | Gas Permit | Residential | Renovation | Completed | Residential - Remove existing furnace, clean room and disposal/recycle Install new high efficient furnace Heat Pump install | Ashton Service Group/Ashton Mechanical Ltd.
EP-2022-06003 | 2022-07-29 | 4332 COLLINGWOOD STREET, Vancouver, BC V6S 2A9 | Electrical Permit | Residential | Renovation | Completed | Installation / Repair - Residential - Dedicated Circuit for AC install. Note: A mechanical permit is required. | Pacific Star Electric Inc
PP-2022-02379 | 2022-07-12 | 1973 CREELMAN AVENUE, Vancouver, BC V6J 1B8 | Plumbing Permit | Residential | New | Completed | Residential - Backflow preventer for irrigation Case File CF-2020-017490 - Exterior and interior alterations to renovate all levels in this existing 3 storey one family dwelling building on this site. Scope of work includes: Structural, Interior alterations to remove walls, doors, fixtures, fireplace, millwork and flooring; new glass wall, plumbing fixtures, lighting, appliances, fireplace, hot tub, sauna, millwork, new flooring and paint throughout. Exterior alterations remove and replace doors, remove and infill 2 windows west elevation and 1 window east elevation. | Cameron Carleton Beals
EP-2023-10871 | 2023-12-14 | 2011 CREELMAN AVENUE, Vancouver, BC V6J 1C2 | Electrical Permit | Residential | Renovation | Completed | Installation / Repair - Residential - Re-run potentially buried range/cooktop wiring from 200 amp panel 50 feet to range in Kitchen. | JZ Electric Ltd
MP-2023-02131 | 2023-12-01 | 2011 CREELMAN AVENUE, Vancouver, BC V6J 1C2 | Mechanical Permit | NULL | NULL | Issued | NULL | Ashton Service Group/Ashton Mechanical Ltd.
GP-2023-03700 | 2023-11-23 | 2011 CREELMAN AVENUE, Vancouver, BC V6J 1C2 | Gas Permit | Residential | Renovation | Issued | Residential - Decommission and removal of old gas furnace and install new Heat Pump | Ashton Service Group/Ashton Mechanical Ltd.
NULL | NULL | 2091 CREELMAN AVENUE, Vancouver, BC V6J 1C2 | Electrical Permit | Commercial | New | Withdrawn | Installation / Repair - Commercial - 30 amp 120V/240V single phase electrical service for Rogers mounted on BC Hydro poles all work engineered and signed off by hydro | Zapp Electrical Contractors Ltd
GP-2023-00717 | 2023-03-01 | 2091 CREELMAN AVENUE, Vancouver, BC V6J 1C2 | Gas Permit | Residential | Tenant Improvement | Cancelled | Residential - Install furnace | Gandy Installations Ltd
GP-2023-00761 | 2023-03-03 | 2091 CREELMAN AVENUE, Vancouver, BC V6J 1C2 | Gas Permit | Residential | Tenant Improvement | Completed | Residential - Install furnace | Gandy Installations Ltd
EP-2023-04978 | 2023-06-13 | 1833 CROWE STREET, Vancouver, BC V5Y 0A2 | Electrical Permit | Residential | Renovation | Completed | Installation / Repair - Residential - To replace the existing Lighting Fixtures with LED in the following locations (please see attachments) | Power Pros Electrical Ltd
EP-2022-02137 | 2022-03-17 | 3425 CROWLEY DRIVE, Vancouver, BC V5R 6G3 | Electrical Permit | Commercial | Tenant Improvement | Completed | Installation / Repair - Commercial - RE & RE of Heat Pump . Retrofit - Like for like exact appliance replacement. Service remained the same, breaker & electrical feed confirmed to be originally sized properly. | Haakon Industries (Canada) Ltd.
NULL | NULL | 3425 CROWLEY DRIVE, Vancouver, BC V5R 6G3 | Electrical Permit | Commercial | NULL | Withdrawn | Annual / Operating - Maintenance of existing electrical systems. | Modern Niagara Vancouver Inc
NULL | NULL | 3425 CROWLEY DRIVE, Vancouver, BC V5R 6G3 | Electrical Permit | Commercial | NULL | Withdrawn | Annual / Operating - AOP and associated inspections. | Modern Niagara Vancouver Inc
EP-2023-09042 | 2023-10-06 | 3425 CROWLEY DRIVE, Vancouver, BC V5R 6G3 | Electrical Permit | Commercial | NULL | Issued | Annual / Operating - Maintenance of existing operating electrical equipment in compliance with the Electrical By-law No. 5563. General maintenance, thermal scanning and repairs. | Modern Niagara Vancouver Inc
EP-2023-11237 | 2023-12-18 | 3428 CROWLEY DRIVE, Vancouver, BC | Electrical Permit | Commercial | Tenant Improvement | Issued | Installation / Repair - Commercial - Replace the following with new: Elevator feed to controller, cab light disconnects and feed to controller, receptacles & lighting in elevator machine room and pit. Run #6 isolated ground from main ground to elevator machine room. | Sasco Contractors Ltd
EP-2023-05570 | 2023-06-22 | 3428 CROWLEY DRIVE, Vancouver, BC | Electrical Permit | Commercial | NULL | Issued | Annual / Operating - Maintenance of existing operating electrical equipment. Maintenance of existing electrical systems. Earles Court and Wessex Gate share a main service and are attached. One building is low rise, the other is high rise. | Modern Niagara Vancouver Inc
EP-2022-01617 | 2022-03-01 | 3428 CROWLEY DRIVE, Vancouver, BC | Electrical Permit | Commercial | Renovation | Completed | Installation / Repair - Commercial - The power to the unit #304 has been damaged. we will run a new power from the meter base to the panel and will call in bc hydro for pulling the meter and swapping the connection. wire run is 15m. #1 acwu for a 100A service. no building permit as the only work we are doing is electrical. Amend: Mar 21, 2022 This is a service repair / alteration. Not just a final inspection The inspection is for a bc hydro reconnection. | Aidan Clemens Electrical Contracting Ltd
EP-2021-08015 | 2022-01-07 | 3433 CROWLEY DRIVE, Vancouver, BC V5R 6C5 | Electrical Permit | Residential | Tenant Improvement | Completed | Installation / Repair - Residential - Install & assist with verification of the addressable relays for elevator recall and relays & monitor modules for transfer switch. >BP: FAS Upgrade - Interior alterations to provide Fire Alarm System upgrades to provide required elevator recall functions at the existing 21-storey multiple dwelling building on this site for CSA-B44 upgrade as per category #3 of bulletin 2018-004-BU\EL. Scope of work: - Provision of additional relays to perform elevator recall functions. - Programming of the additional relays. - Provision of a new graphic annunciator to include separate annunciation of elevator recall devices - Verification in accordance with the reference standard CAN/ULC-S537 Building Review Branch Notes: - EP-2021- - Schedule B, Architectural and Electrical, - Fire Alarm modifications to be installed in accordance to CAN/ULC-S524 and verified in accordance to CAN/ULC-S537. * Reviewed as per VBBL 2019 and issued during Pandemic Crisis. | Sasco Contractors Ltd
EP-2021-09568 | 2022-01-05 | 3433 CROWLEY DRIVE, Vancouver, BC V5R 6C5 | Electrical Permit | Commercial | Tenant Improvement | Completed | Installation / Repair - Commercial - Electrical upgrade at the Elevator Machine Room as; Replace fixtures and pits with new 4' LED fixtures c/w cages. Replace receptacles and pits with new GFCI receptacles. Replace mainline disconnects for each elevator with new c/w auxiliary contacts and feeders to controllers. Replace car light disconnects with new c/w feeders to controllers. Replace any missing junction box covers in machine room. Install new ground wire from building ground to elevator machine room, install ground bus and ground elevator disconnects. >BP: FAS Upgrade - Interior alterations to provide Fire Alarm System upgrades to provide required elevator recall functions at the existing 21-storey multiple dwelling building on this site for CSA-B44 upgrade as per category #3 of bulletin 2018-004-BU\EL. Scope of work: - Provision of additional relays to perform elevator recall functions. - Programming of the additional relays. - Provision of a new graphic annunciator to include separate annunciation of elevator recall devices - Verification in accordance with the reference standard CAN/ULC-S537 Building Review Branch Notes: - EP-2021-08015 - Schedule B, Architectural and Electrical, - Fire Alarm modifications to be installed in accordance to CAN/ULC-S524 and verified in accordance to CAN/ULC-S537. - VF&RS Condition of Approval: The updated Fire Safety Plan is required to be submitted to the VFRS Prevention office for review and approval. * Reviewed as per VBBL 2019 and issued during Pandemic Crisis. | Sasco Contractors Ltd
EP-2023-05572 | 2023-06-22 | 3433 CROWLEY DRIVE, Vancouver, BC V5R 6C5 | Electrical Permit | Commercial | NULL | Issued | Annual / Operating - Maintenance of existing operating electrical equipment. Maintenance of existing electrical systems. | Modern Niagara Vancouver Inc
PP-2022-03206 | 2022-10-03 | 3520 CROWLEY DRIVE, Vancouver, BC V5R 6G9 | Plumbing Permit | Commercial | Renovation | Completed | Commercial - Domestic water piping retrofit. Hot, cold, and hot water recirculation main distribution piping and riser replacement | CURAFLO OF BRITISH COLUMBIA LTD
PP-2022-02447 | 2022-07-15 | 3535 CROWLEY DRIVE, Vancouver, BC V5R 6G5 | Plumbing Permit | Commercial | Addition | Completed | Commercial - Install (1) 4" DCVA on domestic water supply only The installation of the 4" DCVA ONLY serves the domestic water to the building (Note: originally there was an amendment request on PP-2020-01639 for the above 4" DCVA- but the amendment was not processed and the PP got completed) >>>>>>Amend: Sept. 29 -Pleased remove the 4" DCVA from the permit. Through further investigation we found this water service supplies 2 buildings (Bradford and Remington). As a solution we are installing a DCVA upstream on the 6" water service to protect both buildings. | Modern Niagara Vancouver Inc
EP-2022-02921 | 2022-04-12 | 3535 CROWLEY DRIVE, Vancouver, BC V5R 6G5 | Electrical Permit | Commercial | Tenant Improvement | Completed | Installation / Repair - Commercial - Voluntary upgrade of existing fire alarm system as per Bulletin 2018-004-BU/EL Option #1-C. We are going to replace fire alarm panel in front lobby with new one. Replace the following devices with new addressable devices: Pull stations, smoke detectors, sprinkler monitoring points, Replace relays for door release, existing suite buzzers will be reused, Assist Fire Pro with verification and Existing bells will be reused. Complete verification of the FAS in conformance with CAN/ULC-S524. Note: This permit has been issued based on Bulletin 2018-004-BU/EL. This fir alarm system upgrade is limited only to the replacement of existing devices or components without altering the existing wiring or outlet boxes. | Sasco Contractors Ltd
PP-2022-01496 | NULL | 3535 CROWLEY DRIVE, Vancouver, BC V5R 6G5 | Plumbing Permit | Commercial | Addition | Withdrawn | Commercial - Work will be to add a double check valve assembly to the incoming domestic water line. | Modern Niagara Vancouver Inc
PP-2022-01435 | NULL | 3535 CROWLEY DRIVE, Vancouver, BC V5R 6G5 | Plumbing Permit | Commercial | New | Withdrawn | Commercial - Add a double check valve assembly to the main incoming water. | Modern Niagara Vancouver Inc
EP-2021-04770 | 2023-06-07 | 4122 CROWN CRESCENT, Vancouver, BC V6R 2A9 | Electrical Permit | Residential | New | Completed | Installation / Repair - Residential - Security alarm, tel/data/cable, intercom, CCTV, Audio). And we add wiring to detached garage for security alarm, CCTV. -We're not the only contractor at this site. The main contractor is White Hart Homes, we are just doing low voltage security." >BP: To construct a 2 storey + cellar one-family dwelling ($960,000) with a detached accessory building, at the rear providing 4 parking spaces, having vehicular access from the lane. | Orca Automation Corp
GP-2022-01973 | 2022-07-04 | 4122 CROWN CRESCENT, Vancouver, BC V6R 2A9 | Gas Permit | Residential | New | Completed | Residential - Underground gas line for bbq | Terra Mechanical Ltd
PP-2022-03865 | 2022-10-27 | 4122 CROWN CRESCENT, Vancouver, BC V6R 2A9 | Plumbing Permit | Residential | New | Completed | Residential - Lawn irrigation | Kore Irrigation Ltd
GP-2023-01552 | 2023-05-15 | 4122 CROWN CRESCENT, Vancouver, BC V6R 2A9 | Gas Permit | Residential | New | Completed | Residential - Installation of 1 outdoor fire table venting and hook up only | Urban Fireplaces Ltd
GP-2022-02014 | 2022-07-07 | 4140 CROWN CRESCENT, Vancouver, BC V6R 2A9 | Gas Permit | Residential | Renovation | Completed | Residential - a gas furnace replacement | Vanheat Services Ltd
GP-2023-04034 | 2023-12-14 | 2950 CELTIC AVENUE, Vancouver, BC V6N 3X7 | Gas Permit | Residential | Renovation - Dwelling Unit(s) only | Issued | Residential - Installing gas boiler | Reid Brothers Plumbing & Heating Ltd
GP-2022-00156 | 2022-01-19 | 4426 CHALDECOTT STREET, Vancouver, BC V6S 2K1 | Gas Permit | Residential | Renovation | Completed | Residential - Install one natural gas fireplace insert | Vancouver Gas Fireplaces Ltd
GP-2022-00315 | 2022-02-03 | 4426 CHALDECOTT STREET, Vancouver, BC V6S 2K1 | Gas Permit | Residential | Renovation | Completed | Residential - Replaced new furnace ** Amend 02/03/2022** Venting included | MSN Gas & Heating Ltd
EP-2022-06045 | 2022-07-22 | 4426 CHALDECOTT STREET, Vancouver, BC V6S 2K1 | Electrical Permit | Residential | Addition | Completed | Installation / Repair - Residential - Installation of more than 6 m of the electrical panel in the garage: Using a 30 Amp breaker GE run the wire from the 40 AMP garage sub panel (southwest side of the garage) and drill through the wall in the garage to (northwest side of the garage) and hardwire install Tesla Wall Connector (client provide) The total length of the cable run is roughly 7 meters using 10/3 AC90 wire , entire installation is indoor. AMEND: AUG 3/2022 The amendment is adding the 30 AMP AC load to the demand load calculation sheet. Home owner, provided their AC installation permit number, INSTALLATION PERMIT NUMBER:- GP-2022-00315. NEW UPDATED LOAD CALC UPLOADED | Amor Energy Corporation
EP-2022-10802 | 2023-01-03 | 4456 CHALDECOTT STREET, Vancouver, BC V6S 2K1 | Electrical Permit | Residential | New | Expired | Temporary Power - Residential - To provide temporary power. NOTE: Work authorized by this permit is for placement of a temporary power pole only and does not authorize any site construction and/or excavation. A separate Building Permit will be required prior to commencement of any other work on this site. | Higo Electric Ltd
PP-2023-01912 | 2023-06-28 | 4456 CHALDECOTT STREET, Vancouver, BC V6S 2K1 | Plumbing Permit | Residential | New | Issued | Residential - 1FD - #1 - Two Sump No Pump | CANADIAN EXCAVATING LTD.
EP-2023-06671 | 2023-08-10 | 4456 CHALDECOTT STREET, Vancouver, BC V6S 2K1 | Electrical Permit | Residential | New | Issued | Installation / Repair - Residential - New house electric and low voltage Installation >BP: To construct a 2 storey + basement one-family dwelling ($1,250,000.00) with a detached accessory building (Laneway house), at the rear providing 2 parking spaces, having vehicular access from the lane. Note: This is a 2 storey building pursuant to the Zoning and Development By-Law 1- Covenant registered at the Land Title Office under CB326198 2- Bar/Sink proposed in 3- HEAT PUMP unit proposed 4- Schedule B: ANTONY WANG P.Eng (604-618-6236) Structural & Architectural 5- Schedule B: GEO ZHAO GUAN P.Eng (778-868-5635) Geotechnical 6- HPO: Residential Builder – Comfort Development Ltd 7- Entire Building to have NFPA 13-D Combustible projections or roof soffits on an exposing building face shall not project to less than .45m from the property line and shall be in compliance with VBBL 2019 9.10.15.5.(9) ****ALL PROJECT COORDINATOR NOTES HAS BEEN ACCEPTED BY THE APPLICANT**** ******THIS PERMIT HAS BEEN ISSUED UNDER THE REQUIREMENTS OF VBBL #12511 (2019)****** | Higo Electric Ltd
MP-2023-02148 | 2023-12-04 | 4456 CHALDECOTT STREET, Vancouver, BC V6S 2K1 | Mechanical Permit | NULL | NULL | Issued | NULL | WDR CONTRACTING LTD
EP-2024-00174 | 2024-01-08 | 4456 CHALDECOTT STREET, Vancouver, BC V6S 2K1 | Electrical Permit | Residential | New | Issued | Temporary Power - Residential - To provide temporary power. | Higo Electric Ltd
PP-2023-03958 | 2023-11-09 | 4456 CHALDECOTT STREET, Vancouver, BC V6S 2K1 | Plumbing Permit | Residential | New | Issued | Residential - 1FD - #1 - Plumbing >BP: To construct a 2 storey + basement one-family dwelling with a detached accessory building (Laneway house), at the rear providing 2 parking spaces, having vehicular access from the lane. Note: This is a 2 storey building pursuant to the Zoning and Development By-Law 1- Covenant registered at the Land Title Office under CB326198 2- Bar/Sink proposed in 3- HEAT PUMP unit proposed 7- Entire Building to have NFPA 13-D ****ALL PROJECT COORDINATOR NOTES HAS BEEN ACCEPTED BY THE APPLICANT**** ******THIS PERMIT HAS BEEN ISSUED UNDER THE REQUIREMENTS OF VBBL #12511 (2019)****** | WDR CONTRACTING LTD
SP-2023-01735 | 2023-09-21 | 4456 CHALDECOTT STREET, Vancouver, BC V6S 2K1 | Sprinkler Permit | Residential | New | Issued | Residential - installation of a new fire sprinkler system >BP: To construct a 2 storey + basement one-family dwelling ($1,250,000.00) with a detached accessory building (Laneway house), at the rear providing 2 parking spaces, having vehicular access from the lane. Note: This is a 2 storey building pursuant to the Zoning and Development By-Law 1- Covenant registered at the Land Title Office under CB326198 2- Bar/Sink proposed in 3- HEAT PUMP unit proposed 4- Schedule B: ANTONY WANG P.Eng (604-618-6236) Structural & Architectural 5- Schedule B: GEO ZHAO GUAN P.Eng (778-868-5635) Geotechnical 6- HPO: Residential Builder – Comfort Development Ltd 7- Entire Building to have NFPA 13-D | CENTRE LINE FIRE SPRINKLERS LTD
MP-2023-00110 | NULL | 2706 CHEYENNE AVENUE, Vancouver, BC V5R 4R6 | Mechanical Permit | NULL | NULL | Withdrawn | NULL | Westport Mechanical Ltd
MP-2023-00647 | 2023-04-17 | 2706 CHEYENNE AVENUE, Vancouver, BC V5R 4R6 | Mechanical Permit | NULL | NULL | Completed | NULL | Westport Mechanical Ltd
NULL | NULL | 2706 CHEYENNE AVENUE, Vancouver, BC V5R 4R6 | Mechanical Permit | NULL | NULL | Withdrawn | NULL | NULL
GP-2022-03912 | 2022-12-08 | 2706 CHEYENNE AVENUE, Vancouver, BC V5R 4R6 | Gas Permit | Residential | Renovation | Issued | Residential - gas main replacement from meter to all appliances high efficiency water heater venting >BP: interior/ Exterior alterations to this existing one family dwelling. scope of work: enclose carport remove illegal secondary suite in basement interior alteration to both floors | Champion Plumbing and Heating Inc
EP-2022-05519 | 2022-06-29 | 2706 CHEYENNE AVENUE, Vancouver, BC V5R 4R6 | Electrical Permit | Residential | Renovation | Issued | Installation / Repair - Residential - -Demolition of existing wiring and install new electrical wiring and equipment throughout single family dwelling. -Service upgrade to 200 amps >BP: interior/ Exterior alterations to this existing one family dwelling. scope of work: enclose carport remove illegal secondary suite in basement interior alteration to both floors Approved FSR .76- BOV Z35892 | Pato R Ortiz Electric Ltd
PP-2022-03334 | 2022-09-23 | 2706 CHEYENNE AVENUE, Vancouver, BC V5R 4R6 | Plumbing Permit | Residential | Renovation | Issued | Residential - additional 3 lavatories additional shower top floor converting and relocating bathtub to shower x2 relocating mechanical floor drain relocating kitchen sink and dishwasher relocating bar sink and dishwasher relocating clothes washer and laundry sink relocating 3 lavatories relocating 3 water closets >BP: interior/ Exterior alterations to this existing one family dwelling. scope of work: enclose carport remove illegal secondary suite in basement interior alteration to both floors | Champion Plumbing and Heating Inc
EP-2022-02654 | 2022-04-01 | 4575 CLANCY LORANGER WAY, Vancouver, BC V5Y 2M4 | Electrical Permit | Commercial | Renovation | Completed | Installation / Repair - Commercial - Wiring for PH Monitor | Fraser Valley Refrigeration Ltd
GP-2022-02564 | 2022-08-29 | 4520 CLARENDON STREET, Vancouver, BC V5R 3H7 | Gas Permit | Residential | Tenant Improvement | Completed | Residential - Hot Water Heater Replacement | Wah Fai Plumbing & Heating Inc
GP-2023-01110 | 2023-03-30 | 4626 CLARENDON STREET, Vancouver, BC V5R 3H7 | Gas Permit | Residential | Renovation | Completed | Residential - Furnace re&re | Ferenc Nagy
MP-2023-00540 | 2023-03-30 | 4626 CLARENDON STREET, Vancouver, BC V5R 3H7 | Mechanical Permit | NULL | NULL | Completed | NULL | Ferenc Nagy
GP-2022-01912 | 2022-06-27 | 4921 CHESTER STREET, Vancouver, BC V5W 3A7 | Gas Permit | Residential | Renovation | Completed | Residential - INSTALL 1 GAS INSERT, APPLIANCE ONLY | The LM Fireplace Warehouse Ltd.
EP-2022-06600 | 2022-08-08 | 4921 CHESTER STREET, Vancouver, BC V5W 3A7 | Electrical Permit | Residential | Renovation | Completed | Installation / Repair - Residential - Provide and Install 200A Service Upgrade. | Patturn Electrical Solutions Ltd
EP-2022-06155 | 2022-07-22 | 4492 COLLINGWOOD STREET, Vancouver, BC V6S 2B1 | Electrical Permit | Residential | Renovation | Issued | Installation / Repair - Residential - Make safe of electrical to allow for power restoration | Wespac Electrical Contractor Ltd
EP-2022-07228 | 2022-08-26 | 3257 COLUMBIA STREET, Vancouver, BC V5Y 3G7 | Electrical Permit | Residential | Renovation | Completed | Installation / Repair - Residential - Dedicated Circuit for AC Install. Note: A mechanical permit is required. | Pacific Star Electric Inc
MP-2023-00018 | 2023-01-04 | 3257 COLUMBIA STREET, Vancouver, BC V5Y 3G7 | Mechanical Permit | NULL | NULL | Completed | NULL | Thomson Industries Ltd
NULL | NULL | 3381 COLUMBIA STREET, Vancouver, BC V5Y 3G8 | Electrical Permit | Residential | Addition | Draft | Installation / Repair - Residential - Moving service from old duplex to new laneway. Service stays same at 100 amp. | O J ELECTRIC LTD
EP-2023-06995 | 2023-08-16 | 3381 COLUMBIA STREET, Vancouver, BC V5Y 3G8 | Electrical Permit | Residential | Renovation | Issued | Installation / Repair - Residential - ¦ 2FD ¦ DISCONNECT/ RE-CONNECT Move 2 existing 100 amp meters from main house to laneway house. One service stays same at 100 amp (3381) and one is 125 amps (3383) >Permit Amendment Oct 23, 2023 -"Load Calculation as per inspector request" *Document(s) uploaded to "Application Documents" tab for Electrical Inspector review. Documents are at pending status at time of permit amendment approval | O J ELECTRIC LTD
MP-2023-00653 | 2023-04-17 | 3475 COLUMBIA STREET, Vancouver, BC | Mechanical Permit | NULL | NULL | Completed | NULL | Lumi HVAC Ltd
EP-2023-03072 | 2023-04-18 | 3475 COLUMBIA STREET, Vancouver, BC | Electrical Permit | Residential | Renovation | Completed | Installation / Repair - Residential - wiring for A/C, wiring for closet light, replace existing light with LED light, MP-2023-00653 | Vadas Electric Service Inc.
MP-2023-01405 | 2023-08-01 | 3583 COLUMBIA STREET, Vancouver, BC V5Y 4A3 | Mechanical Permit | NULL | NULL | Issued | NULL | Gandy Installations Ltd
EP-2023-07737 | 2023-09-06 | 3583 COLUMBIA STREET, Vancouver, BC V5Y 4A3 | Electrical Permit | Residential | New | Issued | Installation / Repair - Residential - New heat pump installation, provided breaker, wire run, disconnect and whip to heat pump *MP-2023-01405: Issued (Cooling) | Gandy Installations Ltd
GP-2023-04182 | 2023-12-22 | 3583 COLUMBIA STREET, Vancouver, BC V5Y 4A3 | Gas Permit | Residential | Renovation | Completed | Residential - wolf 48" range top | Han Appliances & Refrigeration Ltd
EP-2022-09026 | 2022-10-24 | 2160 COMMERCIAL DRIVE, Vancouver, BC V5N 4B4 | Electrical Permit | Commercial | Renovation | Completed | Installation / Repair - Commercial - Provide 120V connection to the new boiler only; no other work for this location. | Plan Group Inc
EP-2023-06762 | 2023-08-21 | 4779 COLLINGWOOD STREET, Vancouver, BC V6S 2B3 | Electrical Permit | Residential | Addition | Completed | Installation / Repair - Residential - Installation 30 amp circuit for heat pump with load management system or disconnection of heaters. Installing a DCC12 | Red Ryno Energy Ltd
MP-2023-01801 | 2023-10-06 | 4779 COLLINGWOOD STREET, Vancouver, BC V6S 2B3 | Mechanical Permit | NULL | NULL | Completed | NULL | Tek Climate Heating & Air Conditioning Ltd
GP-2023-01035 | 2023-03-24 | 4783 COLLINGWOOD STREET, Vancouver, BC V6S 2B3 | Gas Permit | Residential | Renovation | Completed | Residential - Wolf 30 Inch Pro-Style Freestanding Gas Range | Han Appliances & Refrigeration Ltd
EP-2022-08548 | 2022-10-11 | 1445 COMMERCIAL DRIVE, Vancouver, BC V5L 3X8 | Electrical Permit | Commercial | Renovation | Completed | Installation / Repair - Commercial - Replacement of faulty fire alarm control panel. Note: This permit has been issued based on Bulletin 2018-004-BU/EL. | 0777792 BC Ltd
EP-2022-00555 | 2022-01-26 | 3541 CORNETT ROAD, Vancouver, BC V5M 2H4 | Electrical Permit | Commercial | New | Completed | Installation / Repair - Commercial - Studio E CCTV and Access Control (NO MAGLOCKS) | Rose Security Services Inc
EP-2022-00855 | 2022-05-02 | 8493 CORNISH STREET, Vancouver, BC V6P 5B7 | Electrical Permit | Residential | Tenant Improvement | Completed | Installation / Repair - Residential - Electrical install of heat pump | Moore And Russell Heating And Air Conditioning Ltd
GP-2022-02138 | 2022-07-22 | 5149 CONNAUGHT DRIVE, Vancouver, BC V6M 3G2 | Gas Permit | Residential | New | Completed | Residential - Install one natural gas fireplace | Vancouver Gas Fireplaces Ltd
EP-2022-00452 | 2022-01-21 | 5176 CONNAUGHT DRIVE, Vancouver, BC V6M 3G3 | Electrical Permit | Residential | Renovation | Completed | Installation / Repair - Residential - Low Voltage security alarm system Alteration to this existing one family dwelling. Scope of work to include: Extend garage wall 1’-6” further south, Extend porte-cochere 3’-3” further south, Add new lightwell to south-west basement bedroom, Extend western main entry 2’-2” further west., Add new entry terrace west of main entrance, Add new wood grade-level deck to north side of new entry terrace, Add new stairwell to basement rec-room, Add new pergola on two columns to family room north wall, replacing existing pergola, Extend kitchen/family room wall 2’ further north. | Orca Automation Corp
GP-2022-02372 | NULL | 5189 CONNAUGHT DRIVE, Vancouver, BC V6M 3G2 | Gas Permit | Residential | Renovation | Withdrawn | Residential - Gas stove hookup/connection. Gas flex line from shut off valve to stove. >Exterior and interior alterations to add to the existing basement with roof deck over, new front porch, enclose existing side porch and to construct a new detached four car garage with pool change room at the rear of this site having vehicular access from the lane for this existing one family dwelling on this site. Notes: Schedules submitted: B - architectural submitted by J. Henshaw at 604-264-1072 B - structural submitted by S.N. Hsu at 604-322-7158 Existing north side yard at 5.10' (proposed at 6.3') and south side yard at 5.10' (proposed at 6.8') reviewed and noted. Letter of support from neighbour received. THIS PERMIT HAS BEEN CONVERTED FROM PRISM | BKS Mechanical Ltd
EP-2024-00351 | 2024-02-02 | 4466 CHALDECOTT STREET, Vancouver, BC V6S 2K1 | Electrical Permit | Residential | Addition | Issued | Installation / Repair - Residential - ¦ 1FD- 200A SERVICE DISCONNECT/ RE-CONNECT ¦ Service moving for laneway house construction | Dragon Electric Ltd
EP-2022-01810 | 2022-03-07 | 1707 CHARLES STREET, Vancouver, BC V5L 2T6 | Electrical Permit | Commercial | Renovation | Completed | Installation / Repair - Commercial - To replace existing Mircom panel with new Mircom panel (single stage), To replace existing smoke detectors with new smoke detectors. Note: This permit has been issued based on Bulletin 2018-004-BU/EL. | Fina Electrical Systems Ltd
EP-2022-05885 | 2022-07-13 | 1707 CHARLES STREET, Vancouver, BC V5L 2T6 | Electrical Permit | Commercial | NULL | Expired | Annual / Operating - Annual Operating Permit | Fina Electrical Systems Ltd
EP-2022-08525 | 2022-10-11 | 1707 CHARLES STREET, Vancouver, BC V5L 2T6 | Electrical Permit | Commercial | Renovation | Completed | Installation / Repair - Commercial - To replace all conventional fire alarm devices to addressable throughout building | Fina Electrical Systems Ltd
EP-2023-06554 | 2023-07-20 | 1707 CHARLES STREET, Vancouver, BC V5L 2T6 | Electrical Permit | Commercial | NULL | Issued | Annual / Operating - Operating Permit Renewal of EP-2022-05885 Valid: Jul 13, 2023 to Jul 12, 2024 | Fina Electrical Systems Ltd
EP-2022-01290 | 2022-02-22 | 1749 CHARLES STREET, Vancouver, BC V5L 2T6 | Electrical Permit | Residential | Addition | Completed | Installation / Repair - Residential - Addition of 20A circuit in workshop. -This is for an existing work shop | Berts Electric (2001) Ltd
GP-2023-02755 | 2023-09-26 | 5189 CHESTER STREET, Vancouver, BC V5W 3B1 | Gas Permit | Residential | New | Issued | Residential - 1 Furnace replacement Removed old furnace and installed new furnace Ameristar 80.000 btu 2 stage variable speed up-flow. New venting system 636 white for exhaust and ABS for fresh air intake. | Bonsor Mechanical Ltd
GP-2024-00129 | 2024-01-15 | 5216 CHESTER STREET, Vancouver, BC V5W 3A9 | Gas Permit | Residential | Addition | Issued | Residential - Furnace re/re 70,000 BTU | HAMZEH GERAMI Dba Nation Heating & Cooling
GP-2023-00932 | 2023-03-15 | 5240 CHESTER STREET, Vancouver, BC V5W 3A9 | Gas Permit | Residential | Renovation | Completed | Residential - gas hot water tank | Hillcrest Plumbing & Heating (1991) Ltd
GP-2022-00846 | 2022-03-17 | 4819 COLLINGWOOD STREET, Vancouver, BC V6S 2B5 | Gas Permit | Residential | Renovation | Completed | Residential - How Water Tank Replacement | Hillcrest Plumbing & Heating (1991) Ltd
MP-2023-00382 | 2023-03-15 | 4855 COLLINGWOOD STREET, Vancouver, BC V6S 2B5 | Mechanical Permit | NULL | NULL | Completed | NULL | Ashton Service Group/Ashton Mechanical Ltd.
GP-2023-01352 | 2023-04-26 | 4855 COLLINGWOOD STREET, Vancouver, BC V6S 2B5 | Gas Permit | Residential | Renovation | Completed | Residential - Decommission and remove old furnace and install a heat pump | Ashton Service Group/Ashton Mechanical Ltd.
EP-2023-08161 | 2023-12-07 | 4855 COLLINGWOOD STREET, Vancouver, BC V6S 2B5 | Electrical Permit | Residential | Renovation | Issued | Installation / Repair - Residential - We will be installing a circuit for a heat pump *MP-2023-00382: Completed (Heating and Cooling)¦ WWOP Applied | Douglas Millington o/a Moose Electric
EP-2023-03055 | 2023-04-17 | 4891 COLLINGWOOD STREET, Vancouver, BC V6S 2B5 | Electrical Permit | Residential | New | Issued | Installation / Repair - Residential - Permit has been obtained for moving of meter to new infill house location. 3505 W 33rd Ave is the address for the new infill project. Special permission has been granted to temporarily energize main house off the temp. power pole permit during construction phase of infill structure. | Empire Electric Ltd
MP-2023-01442 | 2023-08-10 | 4891 COLLINGWOOD STREET, Vancouver, BC V6S 2B5 | Mechanical Permit | NULL | NULL | Issued | NULL | Kits Plumbing and Heating Ltd
EP-2023-04625 | 2023-06-05 | 4898 COLLINGWOOD STREET, Vancouver, BC V6S 2B6 | Electrical Permit | Residential | Renovation | Completed | Installation / Repair - Residential - Rewire as required after fire damage -reference: CF-2022-005820 | Wespac Electrical Contractor Ltd
PP-2023-01655 | 2023-05-10 | 4898 COLLINGWOOD STREET, Vancouver, BC V6S 2B6 | Plumbing Permit | Residential | Renovation | Completed | Residential - Small fire in the master washroom, need to re-install fixtures that has been disconnected by others. Toilet, tub, and sink >BP: CF-2022-005820 - Interior alterations for fire damage repair to this existing one family dwelling on this site. Scope of work: - Remove & replace shingles, brick facade, cap flashing, roof membrane, roof truss from fire damage - Install interior & exterior walls, doors, ceiling, finishes, plumbing fixtures, electrical, and flooring | High Mark Mechanical Services Ltd
GP-2023-01260 | 2023-04-18 | 4898 COLLINGWOOD STREET, Vancouver, BC V6S 2B6 | Gas Permit | Residential | Renovation | Completed | Residential - 1 Boiler and 1 Hot Water Heater re and re >BP: Interior alterations for fire damage repair to this existing one family dwelling on this site. | High Mark Mechanical Services Ltd
EP-2022-08337 | 2022-10-12 | 5061 COLLINGWOOD STREET, Vancouver, BC V6N 1S8 | Electrical Permit | Residential | Addition | Completed | Installation / Repair - Residential - Installation of an EV charger and a DCC12 device. Rating for the branch circuit 7680Watts on a 40 amp breaker. Please see attached specs for the DCC -12. Max CT is 200amp for the DCC-12 with up to 60amps max delivery to the controlled load. Max load ampacity is adjustable with dip switches. | Supra Investments Inc
EP-2022-05246 | 2022-10-14 | 5723 COLLINGWOOD STREET, Vancouver, BC V6N 4K6 | Electrical Permit | Commercial | Addition | Completed | Installation / Repair - Commercial - T8 LED bypass, removed existing ballast and re-wire into 120V to the socket. Put in the new sticker to show all the characterizes. | Atlantic Electric Ltd
GP-2023-02993 | 2023-10-10 | 5968 COLLINGWOOD STREET, Vancouver, BC V6N 1T3 | Gas Permit | Residential | New | Completed | Residential - 1 Furnace Replacing old furnace with new furnace 80,000 btu high effiecient **If work on this site could lead to the disturbance of soil please contact the Provincial Archaeology Branch at 250-953-3334 ** | Prolific Plumbing and Heating Ltd
GP-2022-01110 | 2022-05-24 | 5968 COLLINGWOOD STREET, Vancouver, BC V6N 1T3 | Gas Permit | Residential | New | Completed | Residential - Install 3 natural gas fireplace No ground distrubance If work on this site could lead tot he disturbance of soil advise applicant to contact the Provincial Archeology Branch at 250-953-3334 for necessary permits. | Vancouver Gas Fireplaces Ltd
GP-2023-02295 | 2023-08-02 | 6057 COLLINGWOOD STREET, Vancouver, BC V6N 1T5 | Gas Permit | Residential | Tenant Improvement | Completed | Residential - Install pool boiler | Gandy Installations Ltd
MP-2023-02149 | 2023-12-04 | 6276 COLLINGWOOD STREET, Vancouver, BC V6N 1T6 | Mechanical Permit | NULL | NULL | Issued | NULL | Ashton Service Group/Ashton Mechanical Ltd.
GP-2022-02682 | 2022-09-07 | 6376 COLLINGWOOD STREET, Vancouver, BC V6N 1T6 | Gas Permit | Residential | Renovation | Completed | Residential - Installing boiler and indirect water heater | Reid Brothers Plumbing & Heating Ltd
EP-2022-10458 | 2022-12-19 | 6376 COLLINGWOOD STREET, Vancouver, BC V6N 1T6 | Electrical Permit | Residential | Renovation | Issued | Installation / Repair - Residential - New 200 amp service upgrade Delete all knob and tube. Full rewire of all branch circuits. | DLP Electrical Ltd
EP-2022-01009 | 2022-02-09 | 6486 COLLINGWOOD STREET, Vancouver, BC V6N 1T6 | Electrical Permit | Residential | New | Expired | Temporary Power - Residential - To provide temporary power. | Cameron Thomas Burr
EP-2022-01829 | 2022-03-08 | 6486 COLLINGWOOD STREET, Vancouver, BC V6N 1T6 | Electrical Permit | Residential | New | Issued | Installation / Repair - Residential - rough/ finish wiring of NEW single family dwelling 400A main service >BP: To construct a 2 storey + basement one-family dwelling with an attached garage providing 4 parking spaces, having vehicular access from the street. The entire building, INCLUDING THE ATTACHED GARAGE (if applicable), to be sprinklered to NFPA 13D. 1. Flood Plain Covenant registered at the Land Title Office under CA8901788 2. A/C Unit proposed in rear yard 3. Schedule A: (Brad Lamoureux) P.Eng (604.925.5170) 4. Schedule B: (Brad Lamoureux) P.Eng (604.925.5170) Architectural 5. Schedule B: (Dan Wicke) P.Eng (604.484.2859) Structural 6. Schedule B: (J. Yoshi Tanaka) P.Eng (778.730.1747) Geotechnical 7. Rev #2: Schedule D-1: (Aaron A. Maclellan, P. Eng., M. Eng. (604.946.9910) 8. BC Housing (Trillium Project Management Ltd) Envelope and Environmental Separation designed according to Part 5. “Green Roof shall be designed in accordance with VBBL 3.1.14.4. requirement”. This is a 2 storey building pursuant to the Zoning and Development By-Law ******THIS PERMIT HAS BEEN ISSUED UNDER THE REQUIREMENTS OF VBBL 2019****** All rooms adjacent to East and West exposing building face shall be sprinklered. | Cameron Thomas Burr
GP-2022-00643 | 2022-03-01 | 6486 COLLINGWOOD STREET, Vancouver, BC V6N 1T6 | Gas Permit | Residential | Renovation | Completed | Residential - Installation of one gas fireplace -venting and hook up only | Urban Fireplaces Ltd
EP-2022-03301 | 2022-04-25 | 6486 COLLINGWOOD STREET, Vancouver, BC V6N 1T6 | Electrical Permit | Residential | New | Issued | Installation / Repair - Residential - Low Voltage security alarm, tel/data/cable, cctv cameras, audio, intercom. >BP: To construct a 2 storey + basement one-family dwelling ($1,128,000.00) with an attached garage providing 4 parking spaces, having vehicular access from the street. The entire building, INCLUDING THE ATTACHED GARAGE (if applicable), to be sprinklered to NFPA 13D. 1. Flood Plain Covenant registered at the Land Title Office under CA8901788 2. A/C Unit proposed in rear yard 3. Schedule A: (Brad Lamoureux) P.Eng (604.925.5170) 4. Schedule B: (Brad Lamoureux) P.Eng (604.925.5170) Architectural 5. Schedule B: (Dan Wicke) P.Eng (604.484.2859) Structural 6. Schedule B: (J. Yoshi Tanaka) P.Eng (778.730.1747) Geotechnical 7. Rev #2: Schedule D-1: (Aaron A. Maclellan, P. Eng., M. Eng. (604.946.9910) 8. BC Housing (Trillium Project Management Ltd) Envelope and Environmental Separation designed according to Part 5. “Green Roof shall be designed in accordance with VBBL 3.1.14.4. requirement”. This is a 2 storey building pursuant to the Zoning and Development By-Law ******THIS PERMIT HAS BEEN ISSUED UNDER THE REQUIREMENTS OF VBBL 2019****** All rooms adjacent to East and West exposing building face shall be sprinklered. "Combustible projections or roof soffits on an exposing building face shall not project to less than .45m from the property line and shall be in compliance with VBBL 2019 9.10.15.5.(11) | Orca Automation Corp
EP-2023-01767 | 2023-03-03 | 6486 COLLINGWOOD STREET, Vancouver, BC V6N 1T6 | Electrical Permit | Residential | New | Issued | Temporary Power - Residential - To provide temporary power. -Renewal of EP-2022-01009 -Valid: Feb. 10, 2023 - Feb. 09, 2024 | Cameron Thomas Burr
EP-2023-08759 | 2023-09-28 | 6486 COLLINGWOOD STREET, Vancouver, BC V6N 1T6 | Electrical Permit | Residential | New | Issued | Installation / Repair - Residential - Installation of security system. >BP: To construct a 2 storey + basement one-family dwelling ($1,128,000.00) with an attached garage providing 4 parking spaces, having vehicular access from the street. 1. Flood Plain Covenant registered at the Land Title Office under CA8901788 2. (2) Heat Pump - A/C Units proposed rear yard East elevation. 3. Schedule A: (Brad Lamoureux) P.Eng (604.925.5170) 4. Schedule B: (Brad Lamoureux) P.Eng (604.925.5170) Architectural 5. Schedule B: (Dan Wicke) P.Eng (604.484.2859) Structural 6. Schedule B: (J. Yoshi Tanaka) P.Eng (778.730.1747) Geotechnical 7. Rev #2: Schedule D-1: (Aaron A. Maclellan, P. Eng., M. Eng. (604.946.9910) 8. BC Housing (Trillium Project Management Ltd) Envelope and Environmental Separation designed according to Part 5. “Green Roof shall be designed in accordance with VBBL 3.1.14.4. requirement”. This is a 2 storey building pursuant to the Zoning and Development By-Law ******THIS PERMIT HAS BEEN ISSUED UNDER THE REQUIREMENTS OF VBBL 2019****** All rooms adjacent to East and West exposing building face shall be sprinklered. | ADT Security Services Canada Inc
EP-2023-07359 | 2023-08-14 | 6486 COLLINGWOOD STREET, Vancouver, BC V6N 1T6 | Electrical Permit | Residential | New | Issued | Temporary Power - Residential - To provide temporary power. | Cameron Thomas Burr
EP-2022-03845 | 2022-05-11 | 303 COLUMBIA STREET, Vancouver, BC V6A 2R7 | Electrical Permit | Commercial | Tenant Improvement | Completed | Installation / Repair - Commercial - Provide an upgraded FA system in the building to ensure life safety -CF-2022-004667 | MCKINLEY ELECTRIC LTD
EP-2022-03842 | 2022-05-10 | 303 COLUMBIA STREET, Vancouver, BC V6A 2R7 | Electrical Permit | Commercial | Renovation | Completed | Installation / Repair - Commercial - Repair Lighting, Receptacles, Exit Signs | Lux Electric Group Ltd
PP-2022-03572 | NULL | 303 COLUMBIA STREET, Vancouver, BC V6A 2R7 | Plumbing Permit | Commercial | Renovation | Application Incomplete | Commercial - replacement of 2 inch watermain as per approved drawings provided and signed by professional City of Vancouver approved the drawings before the work commenced -approximately 3 M of water service piping. -CF-2022-004667 | R & M Mechanical Ltd
GP-2023-03833 | 2023-12-03 | 8593 CORNISH STREET, Vancouver, BC V6P 5B7 | Gas Permit | Residential | New | Completed | Residential - gas cooktop re/re | Super Tech Appliances Installation Ltd
EP-2023-10288 | 2023-12-07 | 1815 CORNWALL AVENUE, Vancouver, BC V6J 1C6 | Electrical Permit | Commercial | Addition | Issued | Installation / Repair - Commercial - New Electrical Service exterior customer owner Kiosk. - This is an upgrade of the building electrical service.The conduits have been temporarily repaired and elevator disconnect and meter base was replaced under Permit # EP-2018-01441, under the condition the building owners upgraded the services to the building as the existing services to the building are no longer offered by BC Hydro. - There are no structural changes, the existing electrical room.The outdoor kiosk is customer owned. The interior main terminal box will be labelled to indicate voltage/current and where is it fed from (exterior kiosk) There will be keys for the kiosk on site with the building caretaker for main disconnect access. | Brodan Industries Ltd.
EP-2023-11144 | 2023-12-13 | 1818 CORNWALL AVENUE, Vancouver, BC V6J 1C7 | Electrical Permit | Commercial | Tenant Improvement | Issued | Installation / Repair - Commercial - Tenant improvement in existing space, add additional circuits to existing distribution system, branch circuits and receptacles. Lighting, lighting controls, exit & emergency. Mechanical line voltage connections c/w disconnects. And seismic engineering. BP: Interior alterations only to provide tenant improvements on the ground floor of this existing Lululemon Athletica General Office commercial building on this site. Schedule A/B - Architectural - David N Palmer - 604.687.2511 Schedule B - Mech/Plumbing - Richard Yam, P.Eng - 604.591.2766 Schedule B - Electrical - Dave Hans, P. Eng. - 604.999.2069 Ok for DTI as per Kirat Kang - Sept. 14, 2023 | Charles Richard Pawluk o/a United Electrical Systems Ltd
PP-2023-04325 | 2023-12-22 | 1818 CORNWALL AVENUE, Vancouver, BC V6J 1C7 | Plumbing Permit | Commercial | Tenant Improvement | Issued | Commercial - Replacing a water heater, a lobby room sinkand adding 1 backflow device >BP: Interior alterations only to provide tenant improvements on the ground floor of this existing Lululemon Athletica General Office commercial building on this site. Schedule A/B - Architectural - David N Palmer - 604.687.2511 Schedule B - Mech/Plumbing - Richard Yam, P.Eng - 604.591.2766 Schedule B - Electrical - Dave Hans, P. Eng. - 604.999.2069 Ok for DTI as per Kirat Kang - Sept. 14, 2023 | Tri-City Plumbing & Heating Ltd
SP-2024-00032 | 2024-01-11 | 1818 CORNWALL AVENUE, Vancouver, BC V6J 1C7 | Sprinkler Permit | Commercial | Tenant Improvement | Issued | Commercial - Revising sprinkler layout to suit new walls and ceilings. >BP: 3rd floor Interior alterations only to provide tenant improvements on the 3rd floor of this existing Lululemon Athletica General Office commercial building on this site. Scope of work: relocate door frame, remove select portions of partition walls, provide 2 new door openings, new partition walls, doors, lighting, electrical, plumbing, mechanical and sprinkler work. Note: Building is occupied by a single tenant TENANT: Lululemon Athletica >>****This application does not include any of the following: 1. Not more than 20 sprinklers (add, relocate, or remove), 2. hydraulic calculations, 3. change in occupancy and /or hazard classification, 4. warehouse storage arrangements, 5. mobile compact storage arrangements, 6. alternative solutions, 7. changes to the sprinkler system supply piping (e.g. valves, mains, cross-mains, branch-lines, etc.), or 8. flexible sprinkler pipe. | Phaser Fire Protection Ltd
SP-2024-00031 | 2024-01-10 | 1818 CORNWALL AVENUE, Vancouver, BC V6J 1C7 | Sprinkler Permit | Commercial | Tenant Improvement | Issued | Commercial - Revising sprinkler layout to suit new walls and ceilings. >BP: Interior alterations only to provide tenant improvements on the ground floor of this existing Lululemon Athletica General Office commercial building on this site. >****This application does not include any of the following: 1. Not more than 20 sprinklers (add, relocate, or remove), 2. hydraulic calculations, 3. change in occupancy and /or hazard classification, 4. warehouse storage arrangements, 5. mobile compact storage arrangements, 6. alternative solutions, 7. changes to the sprinkler system supply piping (e.g. valves, mains, cross-mains, branch-lines, etc.), or 8. flexible sprinkler pipe. | Phaser Fire Protection Ltd
EP-2024-00060 | 2024-01-04 | 1818 CORNWALL AVENUE, Vancouver, BC V6J 1C7 | Electrical Permit | Commercial | Renovation | Issued | Installation / Repair - Commercial - hvac wiring-low voltage Interior alterations only to provide tenant improvements on the ground floor of this existing Lululemon Athletica General Office commercial building on this site. | Control Solutions Ltd
EP-2024-00061 | 2024-01-04 | 1818 CORNWALL AVENUE, Vancouver, BC V6J 1C7 | Electrical Permit | Commercial | Renovation | Issued | Installation / Repair - Commercial - hvac wiring-low voltage 3rd floor Interior alterations only to provide tenant improvements on the 3rd floor of this existing Lululemon Athletica General Office commercial building on this site. Scope of work: relocate door frame, remove select portions of partition walls, provide 2 new door openings, new partition walls, doors, lighting, electrical, plumbing, mechanical and sprinkelr work. Note: Building is occupied by a single tenant TENANT: Lululemon Athletica | Control Solutions Ltd
EP-2024-00640 | 2024-01-30 | 1818 CORNWALL AVENUE, Vancouver, BC V6J 1C7 | Electrical Permit | Commercial | Renovation | Issued | Installation / Repair - Commercial - Cat 6 Cabling installation. >BP: Interior alterations only to provide tenant improvements on the 3rd floor of this existing Lululemon Athletica General Office commercial building on this site. Scope of work: relocate door frame, remove select portions of partition walls, provide 2 new door openings, new partition walls, doors, lighting, electrical, plumbing, mechanical and sprinkelr work. Note: Building is occupied by a single tenant TENANT: Lululemon Athletica Letters of Assurance submitted by: Schedule A and Architectural Schedule B, David N. Palmer, Architect, ph: 604-687-2511 Mechanical and Plumbing Schedule B, Richard Yam, P.Eng., ph: 604-591-2766 Electrical Schedule B, Dave Hans, P.Eng., ph: 604-999-2069 OK for Office TI per A. Wroblewski, Apr. 12, 2023 Building Sprinklered - Separate sprinkler permit required for proposed sprinkler work. Energy checklist is currently no longer required with your Building Permit (BP) application. Some supporting documents are still required at BP stage, specifically Envelope and HVAC, if applicable. Service Water Heating and Lighting supporting documents, if applicable, must be submitted with your related Trades permits (e.g. electrical and plumbing). | Combined Systems Inc
EP-2024-00994 | NULL | 1818 CORNWALL AVENUE, Vancouver, BC V6J 1C7 | Electrical Permit | Commercial | Tenant Improvement | Submitted | Installation / Repair - Commercial - Interior alterations only to provide tenant improvements on the 3rd floor of this existing Lululemon Athletica General Office commercial building on this site. Demolish select existing lighting fixtures and power devices, install new light fixtures as per design, add new receptacles and infrastructure only for communications wiring and devices. Existing distribution to remain. | Charles Richard Pawluk o/a United Electrical Systems Ltd
EP-2022-05868 | 2022-07-13 | 1818 CORNWALL AVENUE, Vancouver, BC V6J 1C7 | Electrical Permit | Commercial | NULL | Expired | Annual / Operating - ANNUAL OPERATING PERMIT Renewal of EP-2021-04880 Valid: July 13 2022 to July 12 2023 | Power Pros Electrical Ltd
EP-2023-06341 | 2023-07-14 | 1818 CORNWALL AVENUE, Vancouver, BC V6J 1C7 | Electrical Permit | Commercial | NULL | Issued | Annual / Operating - ANNUAL OPERATING PERMIT Renewal of EP-2022-05868 Valid: July 13 2023 to July 12 2024 | Power Pros Electrical Ltd
EP-2022-02969 | 2022-04-26 | 1818 CORNWALL AVENUE, Vancouver, BC V6J 1C7 | Electrical Permit | Commercial | Tenant Improvement | Issued | Installation / Repair - Commercial - standby generator replacement >We are replacing the existing 55kW, 3-Phase, 277/480-Volt generator with a new 100kW 3-Phase, 277/480-Volt unit. We are also replacing the ATS. It will be installed in the same area of the parkade. We will need to install need conduit and cabling to feed the new ATS and generator. | Power Pros Electrical Ltd
EP-2023-07061 | 2023-08-04 | 1935 CORNWALL AVENUE, Vancouver, BC V6J 1C8 | Electrical Permit | Commercial | New | Completed | Installation / Repair - Commercial - Security Alarm rough in and finishing. BP>Interior and exterior alterations to existing Limited Retail Food. Scope of work includes installation of a new rooftop unit and exhaust fan and upgrading roof structure. OK for BP only as per Rosa Astorino on Dec 22, 2022. OK for a new rooftop unit as per Benjamin Dufix on Dec 22, 2022. Tenant: 1298325 BC Ltd. (Cockney Kings) Class-1 Cooking operation Occupant load = max 16 persons (10 seats + 6 staff) ******REVIEWED UNDER THE PROVISIONS OF VBBL 2019******** Building Review Branch Notes: - This work is considered Small Suite Rehabilitation (F1, S1, N1, A1, & E2) - Separate permit is required for outdoor patio or all signage. - The rear door is not an exit as it opens to adjacent property. | Venture One Services Inc
EP-2023-03917 | 2023-05-05 | 1935 CORNWALL AVENUE, Vancouver, BC V6J 1C8 | Electrical Permit | Commercial | Tenant Improvement | Completed | Installation / Repair - Commercial - Install additional lighting, receptacles, lighting control, commercial kitchen. >BP: Interior and exterior alterations to existing Limited Retail Food. Scope of work includes installation of a new rooftop unit and exhaust fan and upgrading roof structure. OK for BP only as per Rosa Astorino on Dec 22, 2022. OK for a new rooftop unit as per Benjamin Dufix on Dec 22, 2022. Tenant: 1298325 BC Ltd. (Cockney Kings) Class-1 Cooking operation Occupant load = max 16 persons (10 seats + 6 staff) ******REVIEWED UNDER THE PROVISIONS OF VBBL 2019******** Building Review Branch Notes: - This work is considered Small Suite Rehabilitation (F1, S1, N1, A1, & E2) - Separate permit is required for outdoor patio or all signage. - The rear door is not an exit as it opens to adjacent property. | TKG Electic Ltd
PP-2023-01099 | 2023-04-06 | 1935 CORNWALL AVENUE, Vancouver, BC V6J 1C8 | Plumbing Permit | Commercial | Tenant Improvement | Completed | Commercial - altering an existing restaurant >BP: Interior and exterior alterations to existing Limited Retail Food. Scope of work includes installation of a new rooftop unit and exhaust fan and upgrading roof structure. | BPH Mechanical Systems Ltd.
EP-2023-00611 | 2023-03-17 | 2075 COMOX STREET, Vancouver, BC V6G 1S2 | Electrical Permit | Residential | Addition | Completed | Installation / Repair - Residential - Electric Vehicle Charging Infrastructure - Wiring installation for future electric vehicle supply equipment (EVSE). Install a new 400 amp 208V 3 PH EV panel, install total 11 new 40 amp(max32amp) circuit, each one will be 6656W, with power sharing 6:1 to sharing one 40 amp circuit, will be install totally 63 parking lot with EV wires ready, to do the infrastructure all around the parking, by using emt pipe and RW90 wires. | LK Electrical LTD
SP-2021-01429 | 2022-12-07 | 2090 COMOX STREET, Vancouver, BC V6G 1R8 | Sprinkler Permit | Commercial | New | Completed | Commercial - For sprinkler system alterations to the 2019 VBBL, NFPA 13, 2013 and NFPA 14, 2013 for the retroactive installation of a WATTS 757 2.5" DCVA on the existing fire protection system in this existing residential building. Notes: 1. Fire protection Engineer of record Satwinder Pal Singh, P.Eng. of Tag Engineering Inc. T: (604) 564 6800 E: Sat@tagengineering.ca 2. One set of approved drawings and permit to be available for viewing at the jobsite. 3. Separate permit and documents required for any electrical or fire alarm related work. ***If the building is equipped with a fire alarm system the DCVA must be monitored by the fire alarm system.*** | Bawn Plumbing Ltd
MP-2024-00016 | 2024-01-05 | 1107 CONNAUGHT DRIVE, Vancouver, BC V6H 2G9 | Mechanical Permit | NULL | NULL | Issued | NULL | Forbes Mechanical Ltd
PP-2023-04198 | 2023-11-30 | 1107 CONNAUGHT DRIVE, Vancouver, BC V6H 2G9 | Plumbing Permit | Residential | New | Issued | Residential - plumbing >BP: To construct a 2 storey + basement one-family with a detached accessory building (garage), at the rear providing 3 parking spaces, having vehicular access from the lane. 1. Mechanical unit proposed – Exterior component located in Rear, Interior component located in Second Floor. 2. Bar sink located in basement 3. Schedule B: (A.D.A Prahalad) P.Eng (604.831.1431) Structural & Geotechnical 4. HPO: Residential Builder- Coastal Landmark Developments Inc Note: This is a 2 storey building pursuant to the Zoning and Development By-Law | Forbes Mechanical Ltd
PP-2023-03542 | 2023-10-10 | 1107 CONNAUGHT DRIVE, Vancouver, BC V6H 2G9 | Plumbing Permit | Residential | New | Issued | Residential - 1FD - New house SUMP NO PUMP | Gateway Landscaping & Excavating Ltd
EP-2023-07699 | 2023-08-23 | 1107 CONNAUGHT DRIVE, Vancouver, BC V6H 2G9 | Electrical Permit | Residential | New | Issued | Temporary Power - Residential - To provide temporary power. | Cameron Thomas Burr
EP-2023-03659 | 2023-04-27 | 2140 CORNWALL AVENUE, Vancouver, BC V6K 1B4 | Electrical Permit | Commercial | Renovation | Completed | Installation / Repair - Commercial - Replacing faulty fire alarm panel, no new wiring. Replace faulty fire alarm panel with new fire alarm panel. New control unit is compatible with all the existing devices incorporated in the existing FAS. We are not altering the existing wiring or outlet boxes, such work is considered to be a straight replacement of the electrical equipment. Note: This permit has been issued based on Bulletin 2018-004-BU/EL. | AG Electric and Alarm Monitoring Co Ltd
EP-2022-08295 | 2022-10-03 | 2170 CORNWALL AVENUE, Vancouver, BC V6K 1B4 | Electrical Permit | Commercial | Renovation | Completed | Installation / Repair - Commercial - Replace Fire Panel and Field Devices with addressable due to water leak (As per Bulletin 2018-004-BU/EL 1. C. ). Note: This permit has been issued based on Bulletin 2018-004-BU/EL. This fire alarm system upgrade is limited only to the replacement of existing devices and FA panel without altering the existing wiring or outlet boxes. | C M & Sons Electrical Inc
NULL | NULL | 2170 CORNWALL AVENUE, Vancouver, BC V6K 1B4 | Electrical Permit | Commercial | Renovation | Withdrawn | Installation / Repair - Commercial - Replace Faulty Fire Panel due to waterleak | C M & Sons Electrical Inc
EP-2023-07245 | 2023-08-09 | 5745 CHURCHILL STREET, Vancouver, BC V6M 3H3 | Electrical Permit | Residential | Renovation | Completed | Installation / Repair - Residential - Install and repair existing 100 amp electrical service. Safety Check. Check the existing installation of electrical equipment to ensure electrical safety; including safety check for the lighting and receptacles. | Buddy Electric Ltd
GP-2023-03462 | 2023-11-08 | 5745 CHURCHILL STREET, Vancouver, BC V6M 3H3 | Gas Permit | Residential | Renovation | Completed | Residential - Replace furnace | A-Grade Plumbing & Heating Ltd
SP-2022-00158 | 2022-02-07 | 1920 CHARLES STREET, Vancouver, BC V5L 2T9 | Sprinkler Permit | Residential | New | Completed | Residential - to install a new sprinkler system for the basement suite >BP: Exterior and interior alterations to convert this one family dwelling into Multiple Dwelling Conversion (One Family Dwelling with Secondary Suite) building on this site. Exterior work to create a new front door, new windows to basement level bedrooms and close off rear door. Scope of work: remove kitchen from upper floor, new layout for lower floor, new kitchen, new bathrooms, new utility/mechanical closet, energy upgrade in accordance with Article 11.2.1.4 of the Vancouver Building By-law. Building envelope air sealing and upgrading attic insulation are required. Applicant is advised to keep receipts for all work done for energy upgrades in accordance with Article 11.2.1.4 of the Vancouver Building By-law. Second follow-up Energuide assessment may also be required. REUP form prepared by: Tommy Youngsung Byun, Capital Home Energy Inc. 604.970.8292 Energuide File #: 581FD00324 Any discontinued domestic water pipes and drainage pipes related to the removal of the upper floor kitchen to be permanently capped off. Remove the hood fan, range and all associated wiring up to the supply breaker in the unauthorized suite on the upper floor. Sch B (Struct, Geotech): Y.K. Sharma, P.Eng, 778.863.7076 OK for Field Review per W.Wong, March 13, 2020 Note: - No strata-titling permitted. - An annual Vancouver Business License must be obtained prior to the rental of this approved one-family dwelling and/or secondary suite on this site. - Dedicated 3'-0" wide firefighting access path with overhead clearance of 2m to be maintained at all times. - Smoke alarms to be installed in conformance with Vancouver Building Bylaw subsections 3.2.4 and 9.10.19. - CO Alarms to be installed in conformance with Vancouver Building Bylaw subsections 6.2.4 and 9.32.4. - All unsafe guards and handrails to be upgraded to the satisfaction of the Chief Building Official. - Suite to be sprinklered to NFPA-13D. | ACME PLUMBING HEATING & GAS LTD.
GP-2022-01971 | 2022-07-06 | 1920 CHARLES STREET, Vancouver, BC V5L 2T9 | Gas Permit | Residential | New | Completed | Residential - to install combi boiler upstairs >Exterior and interior alterations to convert this one family dwelling into Multiple Dwelling Conversion (One Family Dwelling with Secondary Suite) building on this site. Exterior work to create a new front door, new windows to basement level bedrooms and close off rear door. Scope of work: remove kitchen from upper floor, new layout for lower floor, new kitchen, new bathrooms, new utility/mechanical closet, energy upgrade in accordance with Article 11.2.1.4 of the Vancouver Building By-law. Building envelope air sealing and upgrading attic insulation are required. Applicant is advised to keep receipts for all work done for energy upgrades in accordance with Article 11.2.1.4 of the Vancouver Building By-law. Second follow-up Energuide assessment may also be required. REUP form prepared by: Tommy Youngsung Byun, Capital Home Energy Inc. 604.970.8292 Energuide File #: 581FD00324 Any discontinued domestic water pipes and drainage pipes related to the removal of the upper floor kitchen to be permanently capped off. Remove the hood fan, range and all associated wiring up to the supply breaker in the unauthorized suite on the upper floor. Sch B (Struct, Geotech): Y.K. Sharma, P.Eng, 778.863.7076 OK for Field Review per W.Wong, March 13, 2020 Note: - No strata-titling permitted. - An annual Vancouver Business License must be obtained prior to the rental of this approved one-family dwelling and/or secondary suite on this site. - Dedicated 3'-0" wide firefighting access path with overhead clearance of 2m to be maintained at all times. - Smoke alarms to be installed in conformance with Vancouver Building Bylaw subsections 3.2.4 and 9.10.19. - CO Alarms to be installed in conformance with Vancouver Building Bylaw subsections 6.2.4 and 9.32.4. - All unsafe guards and handrails to be upgraded to the satisfaction of the Chief Building Official. - Suite to be sprinklered to NFPA-13D. | ACME PLUMBING HEATING & GAS LTD.
GP-2022-01986 | 2022-07-12 | 1920 CHARLES STREET, Vancouver, BC V5L 2T9 | Gas Permit | Residential | Renovation | Completed | Residential - 1FD+SS - #1 & #2 - New gas stove, New gas fireplace Exterior and interior alterations to convert this one family dwelling into Multiple Dwelling Conversion (One Family Dwelling with Secondary Suite) building on this site. Exterior work to create a new front door, new windows to basement level bedrooms and close off rear door. Scope of work: remove kitchen from upper floor, new layout for lower floor, new kitchen, new bathrooms, new utility/mechanical closet, energy upgrade in accordance with Article 11.2.1.4 of the Vancouver Building By-law. | Costello and Co. Plumbing Inc
SP-2022-01644 | 2022-10-07 | 1927 CHARLES STREET, Vancouver, BC V5L 2V1 | Sprinkler Permit | Residential | Tenant Improvement | Completed | Residential - Cut into existing blazemaster pipe and run 1 inch pipe into the breezeway and put one sidewall and then into the playroom put 2x pendants >BP: CF-2017-013652 Interior and Exterior alteration to add vestibule between main house and Garage and convert one-parking space in Garage to living space to this existing two-family dwelling. | BLACK TUSK FIRE & SECURITY
EP-2022-04654 | 2022-06-29 | 2760 CHEYENNE AVENUE, Vancouver, BC V5R 4R6 | Electrical Permit | Residential | Tenant Improvement | Completed | Installation / Repair - Residential - Fire alarm installation as follows: Existing residence is sprinklered throughout and has smoke alarms. New fire alarm system will consist of the following: A single stage panel located inside the front door of the house that will also act as the annunciator. There will be three zones: sprinkler, manual stations, and smoke detectors. Pull stations at two swing-doors to the outside. (The one sliding door to the exterior will not have a pull station). Two smoke detectors, one in each corridor leading to the bedrooms. A connection to the existing sprinkler system flow switch. Installation will comply with ULC S524-14, Vancouver Building Bylaw – 2019 and the 2018 Canadian Electrical Code, Section 32. Verification of the FAS in conformance with CAN/ULC S561. >BP: Install New Fire Alarm System, A fire alarm system is to be added to the existing Group C one-storey building (Community Care Facility for 5 person with disability). The building is fully sprinklered and has smoke alarms. Smoke alarms will be replaced and wiring added to allow all devices to sound on alarm from one device. Building Review Branch Notes: - Refer to letter from P.Eng , Leon Gander for full scope of work. Schedule B electrical submitted. - Fire Alarm modifications to be installed in accordance to CAN/ULC-S524 and verified in accordance to CAN/ULC-S537. - FAS is monitored and conform to CAN/ULC- S561 - Related to EP-2022-04654 * Review as per VBBL 2019 | Action Electric Ltd
EP-2023-07599 | 2023-08-28 | 5319 CHESTER STREET, Vancouver, BC V5W 3B1 | Electrical Permit | Residential | Renovation | Completed | Installation / Repair - Residential - ¦ 1FD- 100A ¦ Install new 100 amp electrical service >Permit Amendment Sept 22, 2023 -Provide load demand calculation" *Document(s) uploaded to "Application Documents" tab for Electrical Inspector review. Documents are at pending status at time of permit amendment approval Document Review | Clay Electric Ltd
EP-2022-04564 | 2022-06-13 | 5560 CHESTER STREET, Vancouver, BC V5W 3B2 | Electrical Permit | Residential | Addition | Completed | Installation / Repair - Residential - ****HOMEOWNER PERMIT***** upgrading service/panel from 100 amp to 200 amp. adding Tesla EV charger adding spa pack / teck cable to accomodate new hot tub -The hot tub is a self contained, above ground model from Arctic Spas that will not require any structure. The service is being INCREASED from 100 amps to 200 amps. BC Hydro has advised they will do a two visit change over. Amend: June 15, 2022 add 15 amp branch circuit / conduit for gate motor at fence line | NULL
GP-2023-04006 | 2023-12-13 | 5565 CHESTER STREET, Vancouver, BC V5W 3B3 | Gas Permit | Residential | Renovation | Completed | Residential - hot water tank replacement | Hillcrest Plumbing & Heating (1991) Ltd
MP-2023-02023 | 2023-11-12 | 5628 CHESTER STREET, Vancouver, BC V5W 3B2 | Mechanical Permit | NULL | NULL | Completed | NULL | Ultimate Choice Air Conditioning & Renovations Ltd
PP-2022-04094 | 2022-11-15 | 5628 CHESTER STREET, Vancouver, BC V5W 3B2 | Plumbing Permit | Residential | New | Completed | Residential - Sump | PTL Contracting Ltd
EP-2022-06443 | 2022-08-01 | 5628 CHESTER STREET, Vancouver, BC V5W 3B2 | Electrical Permit | Residential | New | Expired | Temporary Power - Residential - To provide temporary power. Amend: Aug 5, 2022 Change 120/208V to 120/240V | GV ELECTRICAL INC
SP-2023-00701 | 2023-04-20 | 5628 CHESTER STREET, Vancouver, BC V5W 3B2 | Sprinkler Permit | Residential | New | Completed | Residential - 1FD+SS - #1 & #2 - to install a new Sprinkler system in the main house >DB: To construct a 2 storey + basement one-family dwelling with a secondary suite located in the basement with an open parking pad, providing 1 parking space, having vehicular access from the lane. Note: This is a 2 storey building pursuant to the Zoning and Development By-Law 1- Covenant registered at the Land Title Office under CB32357 2- No strata titling permitted 3- Bar sink proposed in main floor. 4- A/C unit proposed in rear yard. The entire building, to be sprinklered to NFPA 13D. | ACME PLUMBING HEATING & GAS LTD.
MP-2023-00488 | 2023-03-26 | 5628 CHESTER STREET, Vancouver, BC V5W 3B2 | Mechanical Permit | NULL | NULL | Completed | NULL | ACME PLUMBING HEATING & GAS LTD.
PP-2023-00856 | 2023-03-14 | 5628 CHESTER STREET, Vancouver, BC V5W 3B2 | Plumbing Permit | Residential | New | Completed | Residential - 1FD+SS - #1 & #2 - to install new plumbing fixtures >DB: To construct a 2 storey + basement one-family dwelling with a secondary suite located in the basement with an open parking pad, providing 1 parking space, having vehicular access from the lane. Note: This is a 2 storey building pursuant to the Zoning and Development By-Law 1- Covenant registered at the Land Title Office under CB32357 2- No strata titling permitted 3- Bar sink proposed in main floor. 4- A/C unit proposed in rear yard. The entire building, to be sprinklered to NFPA 13D. AMEND: NOV 8/2023 Please add 3 Roof drains into the permit. | ACME PLUMBING HEATING & GAS LTD.
EP-2023-03987 | 2023-05-19 | 5628 CHESTER STREET, Vancouver, BC V5W 3B2 | Electrical Permit | Residential | New | Completed | Installation / Repair - Residential - We are wiring up a new single family home with a laneway *An approved mechanical permit is required for the installation of air conditioning or heat pump unit at the time of installation before an electrical inspection will be performed >BP: To construct a 2 storey + basement one-family dwelling with a secondary suite located in the basement with an open parking pad, providing 1 parking space, having vehicular access from the lane. This Building Permit will remain in a suspended status until the associated (green) Demolition Permit BP-2022-01224 is completed. Note: This is a 2 storey building pursuant to the Zoning and Development By-Law 1- Covenant registered at the Land Title Office under CB32357 2- No strata titling permitted 3- Bar sink proposed in main floor. 4- A/C unit proposed in rear yard. 5- Schedule B: Md. Shahidul Alam P.Eng (604.653.7475) Structural & Geotechnical 6- HPO: Thrive Developments Ltd ******THIS PERMIT HAS BEEN ISSUED UNDER THE REQUIREMENTS OF VBBL #12511 (2019)****** Combustible projections or roof soffits on an exposing building face shall not project to less than .45m from the property line and shall be in compliance with VBBL 2019 9.10.15.5.(9) The entire building, to be sprinklered to NFPA 13D. | BC1196168 Ltd
GP-2023-01507 | 2023-05-10 | 5628 CHESTER STREET, Vancouver, BC V5W 3B2 | Gas Permit | Residential | New | Completed | Residential - 1 boiler, 2 BBQs and 2 fireplaces gas piping rough-in for 2 fireplaces >BO: To construct a 2 storey + basement one-family dwelling with a secondary suit | ACME PLUMBING HEATING & GAS LTD.
EP-2023-04427 | 2023-05-23 | 5628 CHESTER STREET, Vancouver, BC V5W 3B2 | Electrical Permit | Residential | New | Completed | Installation / Repair - Residential - Security, intercom, camera, speakers, vacuum, rough-in & completion. >BP: To construct a 2 storey + basement one-family dwelling with a secondary suite located in the basement with an open parking pad, providing 1 parking space, having vehicular access from the lane. Note: This is a 2 storey building pursuant to the Zoning and Development By-Law 1- Covenant registered at the Land Title Office under CB32357 2- No strata titling permitted 3- Bar sink proposed in main floor. 4- A/C unit proposed in rear yard. 5- Schedule B: Md. Shahidul Alam P.Eng (604.653.7475) Structural & Geotechnical 6- HPO: Thrive Developments Ltd ******THIS PERMIT HAS BEEN ISSUED UNDER THE REQUIREMENTS OF VBBL #12511 (2019)****** Combustible projections or roof soffits on an exposing building face shall not project to less than .45m from the property line and shall be in compliance with VBBL 2019 9.10.15.5.(9) The entire building, to be sprinklered to NFPA 13D. | Repel Security Systems Ltd
GP-2023-01642 | 2023-05-26 | 5628 CHESTER STREET, Vancouver, BC V5W 3B2 | Gas Permit | Residential | New | Completed | Residential - 2 Fireplaces >BP: To construct a 2 storey + basement one-family dwelling with a secondary suite | Canadian Fireplace Ltd
EP-2023-07104 | 2023-08-03 | 5628 CHESTER STREET, Vancouver, BC V5W 3B2 | Electrical Permit | Residential | New | Issued | Temporary Power - Residential - To provide temporary power. | BC1196168 Ltd
EP-2022-09348 | 2022-11-03 | 5879 CLARENDON STREET, Vancouver, BC V5R 3K4 | Electrical Permit | Residential | New | Completed | Installation / Repair - Residential - Relocate the meter base from home to laneway house | Ultimate Electrical Ltd
MP-2022-00545 | 2022-11-10 | 1525 COAL HARBOUR QUAY, Vancouver, BC V6G 3E7 | Mechanical Permit | NULL | NULL | Issued | NULL | Callaghan Heating Ltd
EP-2022-06121 | 2022-08-29 | 1525 COAL HARBOUR QUAY, Vancouver, BC V6G 3E7 | Electrical Permit | Commercial | New | Completed | Installation / Repair - Commercial - Supply and install branch circuits to connect new heat pump in marina office. -heat pump is intended to supplant electric baseboard heat, as such no additional loading is expected. See attached site map and heat pump spec sheet. | Houle Electric Limited
EP-2023-05625 | 2023-06-26 | 1525 COAL HARBOUR QUAY, Vancouver, BC V6G 3E7 | Electrical Permit | Commercial | Addition | Completed | Installation / Repair - Commercial - Install dedicated 15A/208V 1ph circuit for hand dryer in office staff washroom - we are just adding a circuit inside the office to add a new hand-dryer in the washroom. If work on this site could lead to ground disturbance (impacting soil) advise applicant to contact the Provincial Archaeology Branch at 250-953-3334 for a list of archaeological consultants, who when retained by the proponent, will apply on the proponent’s behalf for the necessary archaeological permits. In addition, please be advised that reports from an Archaeologist (Archaeological Overview Assessment (AOA) or Archaeological Impact Assessment (AIA) reports) and archaeological/heritage inspection permits from the First Nations may be necessary prior to the release of your City of Vancouver permits. | Houle Electric Limited
MP-2023-00656 | 2023-04-18 | 5607 COLUMBIA STREET, Vancouver, BC V5Y 3H5 | Mechanical Permit | NULL | NULL | Completed | NULL | Central Commercial & Residential Services
EP-2023-01761 | 2023-03-13 | 5607 COLUMBIA STREET, Vancouver, BC V5Y 3H5 | Electrical Permit | Residential | New | Completed | Installation / Repair - Residential - Overhead service upgrade to 200A. Dedicated circuit for new heat pump installation. | KOVAC ELECTRICAL GROUP LTD.
PP-2022-03834 | NULL | 7575 COLUMBIA STREET, Vancouver, BC V5X 2Z1 | Plumbing Permit | Commercial | Renovation | Draft | Commercial - Installation of prv valve cew1589480. | Water Design-COV - Paolo Bandiera
EP-2022-04808 | 2022-06-09 | 3926 COMMERCIAL STREET, Vancouver, BC V5N 4G3 | Electrical Permit | Residential | Renovation | Completed | Installation / Repair - Residential - Partial re-wirings upper floor and upgrade service from 100A to 200A Interior alterations to provide improvements in this existing one family dwelling. Scope of work includes: Changing kitchen layout including removing kitchen cabinets, adding new lighting, and relocating existing electrical panel on main floor. Changing ensuite layout including re-re plumbing fixture units on second floor. Replacing the existing deck structure. ** Amend 09/2022** Increase another $1,000 contract value to that permit. Total $4,000 permit value instead of $3,000. | PANG'S ELECTRIC LTD
NULL | NULL | 3926 COMMERCIAL STREET, Vancouver, BC V5N 4G3 | Plumbing Permit | Residential | Renovation | Draft | Residential - Reposition 1 toilet and 1 basin. Add 1 shower in the same wash room. | Super ZW Plumbing & Heating Ltd
PP-2022-02219 | 2022-06-24 | 3926 COMMERCIAL STREET, Vancouver, BC V5N 4G3 | Plumbing Permit | Residential | Renovation | Completed | Residential - Add 1 new shower in the wash room. Reposition 1 water closet and 1 wash basin. (CF-2021-016140) > Interior alterations to provide improvements in this existing one family dwelling. Scope of work includes: Changing kitchen layout including removing kitchen cabinets, adding new lighting, and relocating existing electrical panel on main floor. Changing ensuite layout including re-re plumbing fixture units on second floor. Replacing the existing deck structure. Ok for field review as per Nehzat J. -Mar 09, 2022. | Super ZW Plumbing & Heating Ltd
PP-2022-03619 | 2022-12-23 | 4004 COMMERCIAL STREET, Vancouver, BC V5N 4G3 | Plumbing Permit | Residential | Renovation - Dwelling Unit(s) only | Completed | Residential - Installation of drain and water lines for a new washing machine on upper floor; installation of a shower on upper floor (drain and water lines). To change the use from one-family dwelling to one-family dwelling with secondary suite; to alter the exterior to add a new windows on the north and south elevation, add a new 45min door to the north elevation, to remove enclosures under deck to restore the carport, and to remove the cover over the rear deck, and; to alter the interior of the ground floor to provide improvements. New plumbing fixtures to be installed (3 sinks, 2 toilets, 2 tub/showers, and 1 washer). | NULL
EP-2023-01447 | 2023-02-22 | 4004 COMMERCIAL STREET, Vancouver, BC V5N 4G3 | Electrical Permit | Residential | Addition | Completed | Installation / Repair - Residential - - wiring for basement suite - service upgrade from 100A - 200A -CF-2022-010702 >BP: To change the use from one-family dwelling to one-family dwelling with secondary suite on this site. Scope of work: - To alter the exterior to add a new windows on the north and south elevation, add a new 45min door to the north elevation, to remove enclosures under deck to restore the carport, to remove the cover over the rear deck, and to alter the interior of the ground floor - To provide improvements to secondary suite. new interior walls & doors, new plumbing fixtures to be installed (3 sinks, 2 toilets, 2 tub/showers, and 1 washer). | AJ's Electrical Contractors LTD
GP-2022-01400 | 2022-05-05 | 3357 CHARLES STREET, Vancouver, BC V5K 3C3 | Gas Permit | Residential | Renovation - Dwelling Unit(s) only | Completed | Residential - RE & RE HWT | 484081 BC LTD
EP-2022-00653 | 2022-01-28 | 6787 CARTIER STREET, Vancouver, BC V6P 4S1 | Electrical Permit | Residential | Renovation | Completed | Installation / Repair - Residential - upgrade electrical service from 100A 120&240 V to 200A 120&240 V Install the new 200A 120&240V electrical panel, new meter base, and re-connect existing circuits to the new panel | SNG Electric Ltd
GP-2023-02943 | 2023-10-05 | 7242 CARTIER STREET, Vancouver, BC V6P 4S5 | Gas Permit | Residential | Renovation | Completed | Residential - hot water tank replacement | Reid Brothers Plumbing & Heating Ltd
EP-2022-01406 | 2022-02-25 | 7268 CARTIER STREET, Vancouver, BC V6P 4S5 | Electrical Permit | Residential | Renovation | Completed | Installation / Repair - Residential - Garage sub panel -60 amp circuit from main panel in basement -teck cable from the house to the garage, in underground trench -60 amp 4/8 circuit sub panel in garage EV outlet -40 amp 240 volt dedicated circuit - nema 14-50 receptacle run from the sub panel to the center of the garage between the two parking stalls -cable to run from the sub panel, to the attic, then back down the wall to the receptacle -Replace garden receptacle with new up to code box and in-use cover | Vancity Electric Inc
MP-2022-00585 | 2022-11-18 | 7268 CARTIER STREET, Vancouver, BC V6P 4S5 | Mechanical Permit | NULL | NULL | Completed | NULL | Moore And Russell Heating And Air Conditioning Ltd
EP-2022-05404 | 2022-06-24 | 7268 CARTIER STREET, Vancouver, BC V6P 4S5 | Electrical Permit | Residential | Tenant Improvement | Completed | Installation / Repair - Residential - Electrical install of heat pump BP not required No change to existing service | Moore And Russell Heating And Air Conditioning Ltd
EP-2022-04108 | 2022-05-19 | 3620 CAMBRIDGE STREET, Vancouver, BC V5K 1M6 | Electrical Permit | Residential | Renovation | Completed | Installation / Repair - Residential - Low voltage addition Case File CF-2021-006240 - Exterior, interior alterations and addition (2nd floor - approx. 330 sq. ft.) to the rear of the existing 3 storey and cellar one family dwelling with attached garage providing 2 parking spaces having vehicular access from the rear lane, approved by BOV Appeal Z35897 on October 5, 2021. Scope of work includes: alterations to remove walls, plumbing, electrical, appliances, millwork and chimneys (east & west elevation); new walls, windows, roof for a two (2) bedroom addition on the 2nd floor and enclose area below for a 2 car garage on the 1st floor; new plumbing fixtures, millwork, appliances, flooring, paint and finishes for 1st floor bathroom and open concept kitchen on the 2nd floor. Structural - install new footings, slab, sheathing, beams, headers supporting 1st, 2nd and roof framing for addition, garage below and open-concept kitchen. | Kenneth George Pedersen
EP-2022-01632 | 2022-03-02 | 3620 CAMBRIDGE STREET, Vancouver, BC V5K 1M6 | Electrical Permit | Residential | Renovation | Completed | Installation / Repair - Residential - New 200amp overhead service. Electrical for house renovation. Plugs,switches, lights, pot lights Low Voltage cable and telephone -We will be increasing the service size to 200amps and relocating it to the garage. >BP: Case File CF-2021-006240 - Exterior, interior alterations and addition (2nd floor - approx. 330 sq. ft.) to the rear of the existing 3 storey and cellar one family dwelling with attached garage providing 2 parking spaces having vehicular access from the rear lane, approved by BOV Appeal Z35897 on October 5, 2021. Scope of work includes: alterations to remove walls, plumbing, electrical, appliances, millwork and chimneys (east & west elevation); new walls, windows, roof for a two (2) bedroom addition on the 2nd floor and enclose area below for a 2 car garage on the 1st floor; new plumbing fixtures, millwork, appliances, flooring, paint and finishes for 1st floor bathroom and open concept kitchen on the 2nd floor. Structural - install new footings, slab, sheathing, beams, headers supporting 1st, 2nd and roof framing for addition, garage below and open-concept kitchen. Notes: ~ Electrical permit is required for the installation of the new heat pump (condenser unit) in front yard as shown on site plan. ~ Energy Upgrade: As per REUP ~ Schedule B Structural submitted by Shi, Li Qing, P. Eng. of Waybetter Design+ Consulting Ltd., Tel: 778 772-7508. ~ Roof deck over rear addition NOT APPROVED, railings and access to this area to be removed. ~ Related to Sewer and Water upgrade permit, SW-2021-01877 and Street Use permit, SU-2021-03143. ~ This is a two storey building pursuant to the Zoning and Development Bylaw. This permit has been issued under VBBL 2019. | Westview Electric Ltd
PP-2022-01015 | 2022-03-25 | 3620 CAMBRIDGE STREET, Vancouver, BC V5K 1M6 | Plumbing Permit | Residential | Renovation | Completed | Residential - plumbing renovations SEE - Case File CF-2021-006240 - Exterior, interior alterations and addition (2nd floor - approx. 330 sq. ft.) to the rear of the existing 3 storey and cellar one family dwelling with attached garage providing 2 parking spaces having vehicular access from the rear lane, approved by BOV Appeal Z35897 on October 5, 2021. Scope of work includes: alterations to remove walls, plumbing, electrical, appliances, millwork and chimneys (east & west elevation); new walls, windows, roof for a two (2) bedroom addition on the 2nd floor and enclose area below for a 2 car garage on the 1st floor; new plumbing fixtures, millwork, appliances, flooring, paint and finishes for 1st floor bathroom and open concept kitchen on the 2nd floor. Structural - install new footings, slab, sheathing, beams, headers supporting 1st, 2nd and roof framing for addition, garage below and open-concept kitchen. | Ankon Plumbing & Heating Ltd
EP-2022-07175 | 2022-08-25 | 3635 CAMBRIDGE STREET, Vancouver, BC V5K 1M5 | Electrical Permit | Residential | New | Expired | Temporary Power - Residential - To provide temporary power. | GV ELECTRICAL INC
PP-2022-04095 | 2022-11-15 | 3635 CAMBRIDGE STREET, Vancouver, BC V5K 1M5 | Plumbing Permit | Residential | New | Completed | Residential - Sump >>Amend: Dec. 7th -Install 3 Outside Storm Sump/ without pumps | PTL Contracting Ltd
PP-2023-00900 | 2023-03-16 | 3635 CAMBRIDGE STREET, Vancouver, BC V5K 1M5 | Plumbing Permit | Residential | New | Issued | Residential - 1FD+SS - #1 & #2 - New Plumbing >DB: To construct a 2 storey one-family dwelling with a secondary suite located in the Basement/Cellar with an open parking pad, providing 1 parking space, having vehicular access from the 20' Lane. 1. Covenant registered at the Land Title Office under CA9882400 2. A/C proposed – Exterior component located in Rear, Interior component located in Basement 3. No Bar sink Note: The entire building, INCLUDING THE ATTACHED GARAGE (if applicable), to be sprinklered to NFPA 13D | EXCEL MECHANICAL LTD
MP-2023-00430 | 2023-03-20 | 3635 CAMBRIDGE STREET, Vancouver, BC V5K 1M5 | Mechanical Permit | NULL | NULL | Issued | NULL | EXCEL MECHANICAL LTD
GP-2023-01942 | 2023-06-28 | 3635 CAMBRIDGE STREET, Vancouver, BC V5K 1M5 | Gas Permit | Residential | New | Issued | Residential - 3 BBQ's, 1 Range, 2 Boiler, 1 Fireplace & 1 Fire Pit New gas piping >BP: To construct a 2 storey one-family dwelling with a secondary suite | EXCEL MECHANICAL LTD
NULL | NULL | 3635 CAMBRIDGE STREET, Vancouver, BC V5K 1M5 | Electrical Permit | Residential | New | Withdrawn | Installation / Repair - Residential - New Electrical work for new main house and secondary Suite | Boss Electric Ltd.
EP-2023-05974 | 2023-07-04 | 3635 CAMBRIDGE STREET, Vancouver, BC V5K 1M5 | Electrical Permit | Residential | New | Issued | Installation / Repair - Residential - Wiring and finishing of extra low voltage. >BP: >BP: To construct a 2 storey one-family dwelling with a secondary suite located in the Basement/Cellar ($714,500) with an open parking pad, providing 1 parking space, having vehicular access from the 20' Lane. 1. Covenant registered at the Land Title Office under CA9882400 2. A/C proposed – Exterior component located in Rear, Interior component located in Basement 3. No Bar sink 4. Schedule B: (J.J.S HUI) P.Eng (778.319.3403) Structural & Geotechnical 5. HPO: Residential Builder- Animark Holdings Ltd | Creative Security Solutions Ltd
EP-2023-05911 | 2023-07-18 | 3635 CAMBRIDGE STREET, Vancouver, BC V5K 1M5 | Electrical Permit | Residential | New | Issued | Installation / Repair - Residential - All Electrical rough wiring and finishing for the House . Secondary suite and laneway .New Electrical service overhead 200 Amps . House 150 Amps. Secondary suite 60 Amps and laneway 100 Amps >Permit Amendment Sep 5, 2023 *EP-2023-05911 + EP-2023-05977 Service Details Amended -"Pl. Amend House Electrical service 150 Amps By mistake I put 100 Amps . Load calculation was submitted right. Main electrical service 200 Amps, House 150 Amps , secondary suite 60 Amps, laneway 100 Amps.Pl.Correct in permit. So I can book Inspection" >BP: To construct a 2 storey one-family dwelling with a secondary suite located in the Basement/Cellar ($714,500) with an open parking pad, providing 1 parking space, having vehicular access from the 20' Lane. 1. Covenant registered at the Land Title Office under CA9882400 2. A/C proposed – Exterior component located in Rear, Interior component located in Basement 3. No Bar sink 4. Schedule B: (J.J.S HUI) P.Eng (778.319.3403) Structural & Geotechnical 5. HPO: Residential Builder- Animark Holdings Ltd | Boss Electric Ltd.
SP-2023-02030 | 2023-11-03 | 3635 CAMBRIDGE STREET, Vancouver, BC V5K 1M5 | Sprinkler Permit | Residential | New | Issued | Residential - Install sprinklers in sfd -Note: The entire building, INCLUDING THE ATTACHED GARAGE (if applicable), to be sprinklered to NFPA 13D >BP: To construct a 2 storey one-family dwelling with a secondary suite located in the Basement/Cellar ($714,500) with an open parking pad, providing 1 parking space, having vehicular access from the 20' Lane. 1. Covenant registered at the Land Title Office under CA9882400 2. A/C proposed – Exterior component located in Rear, Interior component located in Basement 3. No Bar sink 4. Schedule B: (J.J.S HUI) P.Eng (778.319.3403) Structural & Geotechnical 5. HPO: Residential Builder- Animark Holdings Ltd Note: This is a 2 storey building pursuant to the Zoning and Development By-Law Address and suite numbers assigned as per approved plans for Fire and Emergency response. The address number is to be posted on the building to be visible from the street and the suite numbers are to be posted at the suite entries in accordance with the Building By-law prior to final inspection. **THIS PERMIT HAS BEEN ISSUED UNDER THE REQUIREMENTS OF VBBL #12511 (2019) ** | Gold Key Fire Protection Ltd
GP-2023-02717 | 2023-09-18 | 3635 CAMBRIDGE STREET, Vancouver, BC V5K 1M5 | Gas Permit | Residential | Renovation | Issued | Residential - 1 Fireplace INSTALL NEW GAS FIREPLACE IN NEW HOME CONSTRUCTION, VENT UP AND OUT THE WALL, VENT AND CONNECT ONLY >BP: To construct a 2 storey one-family dwelling with a secondary suite located in the Basement/Cellar ($714,500) with an open parking pad, providing 1 parking space, having vehicular access from the 20' Lane. | The LM Fireplace Warehouse Ltd.
GP-2022-01047 | 2022-04-04 | 3641 CAMBRIDGE STREET, Vancouver, BC V5K 1M5 | Gas Permit | Residential | Renovation | Completed | Residential - installation of 1 gas fireplace - venting and hook up only | Urban Fireplaces Ltd
GP-2022-01442 | 2022-05-11 | 1611 CEDAR CRESCENT, Vancouver, BC V6J 2P8 | Gas Permit | Residential | Renovation | Issued | Residential - Installation of 2 gas fireplaces - venting and hook up only | Urban Fireplaces Ltd
PP-2023-04342 | 2023-12-15 | 1611 CEDAR CRESCENT, Vancouver, BC V6J 2P8 | Plumbing Permit | Residential | Renovation | Issued | Residential - Sump installation | Headwater Management Ltd
PP-2023-04239 | 2023-12-06 | 1611 CEDAR CRESCENT, Vancouver, BC V6J 2P8 | Plumbing Permit | Residential | Renovation | Cancelled | Residential - Redo drainage around most of house >BP: Exterior and interior alterations to add to the side and rear of the basement and main floor, add a new deck at the main floor, add a new second floor balcony for this existing two and a half storey, plus basement, one family dwelling with detached one car garage having vehicular access from Cedar Crescent on this inside double fronting site. Work to include a new pool house, drain tiles, chimney removal and renovations to the interior of the existing one-car garage for pool mechanical equipment. Dec 15/2023-AMEND Please cancel and refund as this is already covered in the building permit. | Headwater Management Ltd
EP-2024-00363 | 2024-01-19 | 1611 CEDAR CRESCENT, Vancouver, BC V6J 2P8 | Electrical Permit | Residential | Renovation | Issued | Installation / Repair - Residential - Second 200 amp overhead electrical service to property (there currently is an existing 200 amp overhead service) Re-wiring of swimming pool mechanical room New kitchen wiring and lighting Re-wiring and new LED lighting in selected areas >BP: Exterior and interior alterations to add to the side and rear of the basement and main floor, add a new deck at the main floor, add a new second floor balcony for this existing two and a half storey, plus basement, one family dwelling with detached one car garage having vehicular access from Cedar Crescent on this inside double fronting site. Work to include a new pool house, drain tiles, chimney removal and renovations to the interior of the existing one-car garage for pool mechanical equipment. | Infield Electrical Systems Inc
GP-2023-01369 | 2023-04-27 | 1612 CEDAR CRESCENT, Vancouver, BC V6J 2P9 | Gas Permit | Residential | Tenant Improvement | Completed | Residential - install water heater | Gandy Installations Ltd
GP-2022-04124 | 2022-12-23 | 1663 CEDAR CRESCENT, Vancouver, BC V6J 2P8 | Gas Permit | Residential | Renovation | Completed | Residential - re&re boiler | Milani Plumbing Heating & Air Conditioning Ltd
GP-2022-03016 | 2022-10-05 | 1738 CEDAR CRESCENT, Vancouver, BC V6J 2R2 | Gas Permit | Residential | Renovation - Dwelling Unit(s) only | Completed | Residential - Installing boiler | Reid Brothers Plumbing & Heating Ltd
EP-2022-04046 | 2022-06-14 | 1175 CHARLES STREET, Vancouver, BC V6A 4L2 | Electrical Permit | Commercial | Tenant Improvement | Issued | Installation / Repair - Commercial - Equipment hook up(a Forklift battery charger) additional receptacles added and moved. Changing BX to conduit and relocating. >Permit Amendment Sep 14, 2023 -"Install Teck cable over to sub panel. Install 2 EV Chargers" | Primal Electric Ltd
MP-2023-02235 | 2023-12-14 | 2816 CHARLES STREET, Vancouver, BC V5K 3A8 | Mechanical Permit | NULL | NULL | Completed | NULL | Ferenc Nagy
GP-2022-00048 | 2022-01-11 | 2822 CHARLES STREET, Vancouver, BC V5K 3A8 | Gas Permit | Residential | Addition | Completed | Residential - TO INSTALL 1 BOILER | BC Care Heating Services Ltd
GP-2023-02787 | 2023-09-24 | 2840 CHARLES STREET, Vancouver, BC V5K 3A8 | Gas Permit | Residential | Addition | Completed | Residential - 75,000 BTU boiler re and re | HAMZEH GERAMI Dba Nation Heating & Cooling
EP-2023-05991 | 2023-07-05 | 2881 CHARLES STREET, Vancouver, BC V5K 3A9 | Electrical Permit | Residential | Addition | Completed | Installation / Repair - Residential - Service upgrade from 100 amps to 200 amps. | Morning Star Electrical Ltd
EP-2023-09523 | 2023-10-20 | 2919 CHARLES STREET, Vancouver, BC V5K 3B1 | Electrical Permit | Residential | New | Issued | Temporary Power - Residential - To provide temporary power. | Simplex Electrical Ltd
EP-2023-05315 | 2023-06-14 | 2780 COLERIDGE AVENUE, Vancouver, BC V5S 3A3 | Electrical Permit | Residential | Addition | Issued | Installation / Repair - Residential - Upgrade overhead 100A service to 200A | Voltage Solutions Ltd
GP-2022-03158 | 2022-10-14 | 3207 COLERIDGE AVENUE, Vancouver, BC V5S 3A6 | Gas Permit | Residential | Tenant Improvement | Issued | Residential - Re Re HWT | Moore & Russell Heating Ltd
PP-2023-04197 | 2023-11-30 | 3231 COLERIDGE AVENUE, Vancouver, BC V5S 3A6 | Plumbing Permit | Residential | New | Issued | Residential - Plumbing for new house >BP: To construct a 2 storey one-family dwelling with a secondary suite located in the Basement with an open parking pad, providing 1 parking space, having vehicular access from the 20' Lane. 1. Covenant registered at the Land Title Office under CB183705 2. A/C proposed – Exterior component located in rear yard, Interior component located in second floor 3. Bar sink located in basement. 4. Schedule B: (Xue Li Chen) P.Eng (778.235.5447) Struct. & Geo. 5. HPO: Residential Builder- Empire West Construction Ltd. - #32613 | Rain Coast Plumbing & Heating Ltd
MP-2023-02274 | 2023-12-20 | 3231 COLERIDGE AVENUE, Vancouver, BC V5S 3A6 | Mechanical Permit | NULL | NULL | Issued | NULL | Rain Coast Plumbing & Heating Ltd
EP-2024-00611 | 2024-02-02 | 3231 COLERIDGE AVENUE, Vancouver, BC V5S 3A6 | Electrical Permit | Residential | New | Issued | Installation / Repair - Residential - New house wiring 125A service to house >BP: To construct a 2 storey one-family dwelling with a secondary suite located in the Basement ($822,657.50) with an open parking pad, providing 1 parking space, having vehicular access from the 20' Lane. 1. Covenant registered at the Land Title Office under CB183705 2. A/C proposed – Exterior component located in rear yard, Interior component located in second floor 3. Bar sink located in basement. 4. Schedule B: (Xue Li Chen) P.Eng (778.235.5447) Struct. & Geo. 5. HPO: Residential Builder- Empire West Construction Ltd. - #32613 Note: The entire building to be sprinklered to NFPA 13D Note: This is a 2 storey building pursuant to the Zoning and Development By-Law ***This permit is issued under the VBBL 2019, with updated energy requirements as per bylaw # 12997 effective Jan 01, 2022.*** | L.H. ELECTRIC LTD
GP-2023-03212 | 2023-10-24 | 3247 COLERIDGE AVENUE, Vancouver, BC V5S 3A6 | Gas Permit | Residential | Tenant Improvement | Completed | Residential - Re and Re Furnace | Moore & Russell Heating Ltd
GP-2022-03088 | 2022-10-11 | 3283 COLERIDGE AVENUE, Vancouver, BC V5S 3A6 | Gas Permit | Residential | Addition | Completed | Residential - Combi boiler re/re 199,000 BTU | HAMZEH GERAMI Dba Nation Heating & Cooling
GP-2023-04025 | 2023-12-13 | 4288 COMMERCIAL STREET, Vancouver, BC V5N 4G3 | Gas Permit | Residential | Renovation | Completed | Residential - To replace the existing hot water tank with a high-efficiency Rinnai gas tankless hot water heater | Shan Jiang DBA Spring River Drainage Plumbing & Heating
EP-2023-11169 | 2023-12-14 | 2555 COMMERCIAL DRIVE, Vancouver, BC V5N 4C1 | Electrical Permit | Commercial | NULL | Issued | Annual / Operating - none just an operating permit CF-2022-008963 | 0965676 BC Ltd
SP-2023-00923 | 2023-05-26 | 2555 COMMERCIAL DRIVE, Vancouver, BC V5N 4C1 | Sprinkler Permit | Commercial | Tenant Improvement | Completed | Commercial - Relocate heads due to wall changes. >BP: #203 - Interior alterations to reconfigure the existing demising partition between unit #203 and #201, and to change the use from the existing School - Arts or Self-Improvement to a new Health Care Office use at unit #203 at this existing commercial building. *****This application does not include any of the following: 1. Not more than 20 sprinklers (add, relocate, or remove), 2. hydraulic calculations, 3. change in occupancy and /or hazard classification, 4. warehouse storage arrangements, 5. mobile compact storage arrangements, 6. alternative solutions, 7. changes to the sprinkler system supply piping (e.g. valves, mains, cross-mains, branch-lines, etc.), or 8. flexible sprinkler pipe. | Acme Fire and Safety co
EP-2022-02539 | 2022-03-30 | 2555 COMMERCIAL DRIVE, Vancouver, BC V5N 4C1 | Electrical Permit | Commercial | Renovation | Completed | Installation / Repair - Commercial - Maintenance replacement of fire alarm. The scope of work is to replace the existing Notifier panel with new Hybrid Notifier panel (single stage), and smoke detectors with new smoke detectors. Note: This permit has been issued based on Bulletin 2018-004-BU/EL. | Fina Electrical Systems Ltd
PP-2023-02976 | 2023-08-25 | 2637 COMMERCIAL DRIVE, Vancouver, BC V5N 4C3 | Plumbing Permit | Commercial | Tenant Improvement | Completed | Commercial - Added hand wash sink >BP: renovate build new salon/replace ceiling and floor/build new wall/update reception, waiting area, salon area, washing area, staff area, universal washroom, laundry area | Cambie Plumbing & Heating Ltd
GP-2022-00406 | 2022-02-09 | 4371 COMMERCIAL STREET, Vancouver, BC V5N 4G5 | Gas Permit | Residential | Renovation | Completed | Residential - Furnace Replacement | Hillcrest Plumbing & Heating (1991) Ltd
EP-2022-02575 | 2022-03-30 | 4448 COMMERCIAL STREET, Vancouver, BC V5N 4G6 | Electrical Permit | Residential | New | Expired | Temporary Power - Residential - To provide temporary power. | Luxman Electricals Ltd
GP-2023-03916 | 2023-12-06 | 620 CASSIAR STREET, Vancouver, BC V5K 4N2 | Gas Permit | Residential | Renovation | Completed | Residential - remove hot water heater & replace with Navien tankless | Pioneer Plumbing & Heating Inc
EP-2022-03367 | 2022-04-28 | 706 CASSIAR STREET, Vancouver, BC V5K 4N5 | Electrical Permit | Residential | Addition | Completed | Installation / Repair - Residential - Service upgrade from 100 to 200 amps, new O/H service is at the garage. Install an empty conduit for a furture Heat Pump. Install a branch circuit for a car charger. The heat pump is not being installed at this time I am just providing a future conduit from the new 200 amp service to the back of the house. Ev charger is being installed. | Gerald W Jansen & Jody Jansen
EP-2023-07858 | NULL | 706 CASSIAR STREET, Vancouver, BC V5K 4N5 | Electrical Permit | Residential | Tenant Improvement | Application Incomplete | Installation / Repair - Residential - Installation of 2 Sinope Load Controllers (RM3250ZB) onto EV and Hot Water Tank Installation for monitoring purposes only, no additional loads to be added. https://www.bchydro.com/powersmart/energy-management-trials/energy-management-capacity.html | It's On Electric Company Inc
MP-2023-01726 | 2023-09-22 | 706 CASSIAR STREET, Vancouver, BC V5K 4N5 | Mechanical Permit | NULL | NULL | Issued | NULL | Ashton Service Group/Ashton Mechanical Ltd.
EP-2023-01913 | 2023-03-15 | 706 CASSIAR STREET, Vancouver, BC V5K 4N5 | Electrical Permit | Residential | Renovation | Completed | Installation / Repair - Residential - We are installing a circuit for a heat pump.MP-2023-01726 | Douglas Millington o/a Moose Electric
GP-2022-03731 | 2022-11-25 | 706 CASSIAR STREET, Vancouver, BC V5K 4N5 | Gas Permit | Residential | Renovation | Completed | Residential - Decommission and removal Furnace | Ashton Service Group/Ashton Mechanical Ltd.
EP-2023-08446 | 2023-10-23 | 720 CASSIAR STREET, Vancouver, BC V5K 4N5 | Electrical Permit | Residential | Addition | Completed | Installation / Repair - Residential - Service upgrade to 200A and run new dedicated circuits for new Heat pump. The BC Hydro pole is closer to the neighbors and overhead lines cannot cross over their property line, so therefore we will install a new 200A main panel in the detached garage with new ground plate run 125 amp subfeed to house, and overhead service mast. From the new main panel we will trench from the garage to the house with a new cable to refeed the existing main service with 125A and replace the panel to 125A. In the same trench we will run 3x15 amp circuits for mini split head units and supply wiring up to the disconnect for each unit. ***Mechanical Permit *An approved mechanical permit is required for the installation of air conditioning or heat pump unit at the time of installation before an electrical inspection will be performed | Hall Electrical Ltd
EP-2023-08746 | 2023-09-27 | 2933 CHARLES STREET, Vancouver, BC V5K 3B1 | Electrical Permit | Residential | New | Issued | Installation / Repair - Residential - Tv, telephone, security alarm prewire and complete installation. >BP: To construct a 2 storey + basement one-family dwelling with a secondary suite ($622.140) located in the basement with an open parking pad, providing a total of 1 parking spaces, having vehicular access from the rear 20' Lane. Note: This is a 2 storey building pursuant to the Zoning and Development By-Law 1- Covenant registered at the Land Title Office under CB 702037 2- No strata titling permitted 3- External mechanical unit proposed 5- Schedule B: Jason Hui, P.Eng (778.319.3403) Structural & Geotechnical 6- HPO: Residential Builder - 1149692 B.C. Ltd. 7- As shown by an asterisk (*) on the building permit floor plans and/or elevations, exit protection is required to be provided in accordance with Articles 9.9.4.4., 9.9.4.6., and/or 9.37.2.8. of the 2019 VBBL. ******THIS PERMIT HAS BEEN ISSUED UNDER THE REQUIREMENTS OF VBBL #12511 (2019)****** ***This permit is issued under the VBBL 2019, with updated energy requirements as per bylaw # 12997 effective Jan 01, 2022.*** | Tvisha Technologies Ltd
SP-2023-01787 | 2023-09-27 | 2933 CHARLES STREET, Vancouver, BC V5K 3B1 | Sprinkler Permit | Residential | New | Issued | Residential - New sprinkler system >BP: To construct a 2 storey + basement one-family dwelling with a secondary suite located in the basement with an open parking pad, providing a total of 1 parking spaces, having vehicular access from the rear 20' Lane. Note: This is a 2 storey building pursuant to the Zoning and Development By-Law 1- Covenant registered at the Land Title Office under CB 702037 2- No strata titling permitted 3- External mechanical unit proposed 5- Schedule B: Jason Hui, P.Eng (778.319.3403) Structural & Geotechnical 6- HPO: Residential Builder - 1149692 B.C. Ltd. 7- As shown by an asterisk (*) on the building permit floor plans and/or elevations, exit protection is required to be provided in accordance with Articles 9.9.4.4., 9.9.4.6., and/or 9.37.2.8. of the 2019 VBBL. | Haven Fire Protection Ltd
EP-2023-08360 | 2023-10-10 | 2933 CHARLES STREET, Vancouver, BC V5K 3B1 | Electrical Permit | Residential | New | Issued | Installation / Repair - Residential - ¦ 1FD + 1SS- 100A ¦ wiring of new construction and laneway *An approved mechanical permit is required for the installation of air conditioning or heat pump unit at the time of installation before an electrical inspection will be performed >Permit Amendment Oct 13, 2023 -"Resubmission" *Document(s) uploaded to "Application Documents" tab for Electrical Inspector review. Documents are at pending status at time of permit amendment approval >BP: To construct a 2 storey + basement one-family dwelling with a secondary suite ($622.140) located in the basement with an open parking pad, providing a total of 1 parking spaces, having vehicular access from the rear 20' Lane. Note: This is a 2 storey building pursuant to the Zoning and Development By-Law 1- Covenant registered at the Land Title Office under CB 702037 2- No strata titling permitted 3- External mechanical unit proposed 5- Schedule B: Jason Hui, P.Eng (778.319.3403) Structural & Geotechnical 6- HPO: Residential Builder - 1149692 B.C. Ltd. 7- As shown by an asterisk (*) on the building permit floor plans and/or elevations, exit protection is required to be provided in accordance with Articles 9.9.4.4., 9.9.4.6., and/or 9.37.2.8. of the 2019 VBBL. ******THIS PERMIT HAS BEEN ISSUED UNDER THE REQUIREMENTS OF VBBL #12511 (2019)****** ***This permit is issued under the VBBL 2019, with updated energy requirements as per bylaw # 12997 effective Jan 01, 2022.*** | JR ELECTRIC LTD.
PP-2023-03165 | 2023-09-08 | 2933 CHARLES STREET, Vancouver, BC V5K 3B1 | Plumbing Permit | Commercial | New | Issued | Commercial - 1FD+SS - #1 & #2 - New Home >DB: To construct a 2 storey + basement one-family dwelling with a secondary suite located in the basement with an open parking pad, providing a total of 1 parking spaces, having vehicular access from the rear 20' Lane. Note: This is a 2 storey building pursuant to the Zoning and Development By-Law 1- Covenant registered at the Land Title Office under CB 702037 2- No strata titling permitted 3- External mechanical unit proposed ******THIS PERMIT HAS BEEN ISSUED UNDER THE REQUIREMENTS OF VBBL #12511 (2019)****** ***This permit is issued under the VBBL 2019, with updated energy requirements as per bylaw # 12997 effective Jan 01, 2022.*** | L G PLUMBING AND HEATING LTD
MP-2023-01629 | 2023-09-06 | 2933 CHARLES STREET, Vancouver, BC V5K 3B1 | Mechanical Permit | NULL | NULL | Issued | NULL | L G PLUMBING AND HEATING LTD
MP-2023-01846 | 2023-10-16 | 2933 CHARLES STREET, Vancouver, BC V5K 3B1 | Mechanical Permit | NULL | NULL | Issued | NULL | Ultimate Choice Air Conditioning & Renovations Ltd
GP-2023-03006 | 2023-10-11 | 2933 CHARLES STREET, Vancouver, BC V5K 3B1 | Gas Permit | Residential | New | Issued | Residential - Installing 1 bbq, 2 stove, 1 Fireplace piping >BP: To construct a 2 storey + basement one-family dwelling with a secondary suite ($622.140) located in the basement with an open parking pad, providing a total of 1 parking spaces, having vehicular access from the rear 20' Lane. | Kamal Fireplace LTD
PP-2023-04442 | 2024-01-03 | 2933 CHARLES STREET, Vancouver, BC V5K 3B1 | Plumbing Permit | Residential | New | Issued | Residential - Lawn irrigation | Sergio Astorga
GP-2024-00093 | 2024-01-12 | 2933 CHARLES STREET, Vancouver, BC V5K 3B1 | Gas Permit | Residential | New | Issued | Residential - One fireplace | Canadian Fireplace Ltd
EP-2023-01844 | 2023-03-05 | 2933 CHARLES STREET, Vancouver, BC V5K 3B1 | Electrical Permit | Residential | New | Issued | Temporary Power - Residential - To provide temporary power. | JR ELECTRIC LTD.
PP-2023-02762 | 2023-08-03 | 2933 CHARLES STREET, Vancouver, BC V5K 3B1 | Plumbing Permit | Residential | New | Issued | Residential - one sump without pump | Bhullar Excavating and Demolition
SP-2023-00397 | 2023-04-12 | 1345 CLARK DRIVE, Vancouver, BC V5L 3K9 | Sprinkler Permit | Commercial | Renovation | Completed | Commercial - Install 2 new fire sprinkler head in newly added washroom. >BP: Interior Alteration, Interior alteration to add two unisex water closet in this existing Manufacturing (brewery) (Group F-2) with ancillary lounge use (Group A-2) on this site for increased occupant load at proposed outdoor patio (under separate permit). Building Review Branch Notes: - Purpose Occupant Load: 99 persons (67 indoor seating, 32 outdoor seating, 16 staff) Maximum occupant load cannot exceed 100 persons including patio and staff due to washroom capacity restriction. - Refer to BP-2022-02897 for patio permits and all docs/reviews. **This permit is reviewed under VBBL 2019 ** >>*****This application does not include any of the following: 1. Not more than 20 sprinklers (add, relocate, or remove), 2. hydraulic calculations, 3. change in occupancy and /or hazard classification, 4. warehouse storage arrangements, 5. mobile compact storage arrangements, 6. alternative solutions, 7. changes to the sprinkler system supply piping (e.g. valves, mains, cross-mains, branch-lines, etc.), or 8. flexible sprinkler pipe. | WS Fire Protection Ltd
PP-2023-00590 | 2023-02-21 | 1345 CLARK DRIVE, Vancouver, BC V5L 3K9 | Plumbing Permit | Commercial | Renovation | Completed | Commercial - Add lav and wc, relocate lav and wc >BP: Interior Alteration, Interior alteration to add two unisex water closet in this existing Manufacturing (brewery) (Group F-2) with ancillary lounge use (Group A-2) on this site for increased occupant load at proposed outdoor patio (under separate permit). | Meridian West Mechanical Ltd
EP-2023-01280 | 2023-02-17 | 1345 CLARK DRIVE, Vancouver, BC V5L 3K9 | Electrical Permit | Commercial | Renovation | Completed | Installation / Repair - Commercial - Wiring for lighting and outlets within bathrooms >BP: Interior Alteration, Interior alteration to add two unisex water closet in this existing Manufacturing (brewery) (Group F-2) with ancillary lounge use (Group A-2) on this site for increased occupant load at proposed outdoor patio (under separate permit). Building Review Branch Notes: - Purpose Occupant Load: 99 persons (67 indoor seating, 32 outdoor seating, 16 staff) Maximum occupant load cannot exceed 100 persons including patio and staff due to washroom capacity restriction. - Refer to BP-2022-02897 for patio permits and all docs/reviews. **This permit is reviewed under VBBL 2019 ** | Clear Energy Solutions Inc
EP-2023-09789 | 2023-11-21 | 3650 CHARLES STREET, Vancouver, BC V5K 5A9 | Electrical Permit | Commercial | Tenant Improvement | Issued | Installation / Repair - Commercial - installation of new disconnect and meter base in electrical room , new panel 'EV' for 2 new units of EV charger( set rating at 48amp 208V 1ph) >Permit Amendment Jan 19, 2024 -Service Details: Amended ¦ -"Sub service size: 200amp 120/208V 3PH 4Wire" ¦ -Meter only | H.A.O Electric Ltd
GP-2023-04026 | 2023-12-14 | 4845 CHATHAM STREET, Vancouver, BC V5R 3Z1 | Gas Permit | Residential | Renovation | Issued | Residential - 1 furnace replacement | Angels Heating & Cooling Ltd
EP-2023-03009 | 2023-04-17 | 4886 CHATHAM STREET, Vancouver, BC V5R 3Y9 | Electrical Permit | Residential | Addition | Completed | Installation / Repair - Residential - Installation of 5.92 kW Solar PV Array with 13 x Longi Solar LR4-72HPH-455M PV Modules and 7 x AP systems DS3-L Inverters >BP: Exterior alterations to install (13) solar panels on this existing single detached house on the site only. OK for DTI as per S.Yu on March 30, 2023 Structural Schedule B, Govinder S Dhesi, P. Eng., phone#: 604.580.3275 Note: This permit is for alterations to install solar panels on the roof of this existing single detached house only. Any unauthorized work on this site, existing or otherwise, is neither recognized nor approved. | Shift Energy Group Inc
MP-2023-00091 | 2023-01-20 | 4886 CHATHAM STREET, Vancouver, BC V5R 3Y9 | Mechanical Permit | NULL | NULL | Completed | NULL | Milani Electric Limited
GP-2022-02441 | 2022-08-18 | 4886 CHATHAM STREET, Vancouver, BC V5R 3Y9 | Gas Permit | Residential | Renovation | Completed | Residential - Re&Re Tankless BTU 199.000 | Milani Plumbing Heating & Air Conditioning Ltd
EP-2022-06985 | 2022-10-03 | 4886 CHATHAM STREET, Vancouver, BC V5R 3Y9 | Electrical Permit | Residential | Renovation | Completed | Installation / Repair - Residential - Electrical supply for Heat pump. Note: A mechanical permit is required. | Milani Electric Limited
PP-2022-03297 | 2022-09-16 | 6319 COMMERCIAL STREET, Vancouver, BC V5P 3P4 | Plumbing Permit | Residential | New | Completed | Residential - Sump | Bhullar Excavating and Demolition
EP-2022-06348 | 2022-08-02 | 6319 COMMERCIAL STREET, Vancouver, BC V5P 3P4 | Electrical Permit | Residential | New | Expired | Temporary Power - Residential - To provide temporary power. NOTE: Work authorized by this permit is for placement of a temporary power pole only and does not authorize any site construction and/or excavation. A separate Building Permit will be required prior to commencement of any other work on this site. Amend: Aug 4, 2022 change 1 phase 2 wire into 1 phase 3 wire.. | Canex Electric Ltd
SP-2023-00050 | 2023-01-12 | 6319 COMMERCIAL STREET, Vancouver, BC V5P 3P4 | Sprinkler Permit | Residential | New | Completed | Residential - Install sprinklers in sfd >BP: To construct a 2 storey one-family dwelling with a secondary suite located in the Basement with a detached accessory building (garage) and one open space, at the rear providing a total of 3 parking spaces, having vehicular access from the lane. 1. Covenant registered at the Land Title Office under CA9923338 2. No Strata Titling permitted 3. A/C proposed – Exterior component located in rear yard, Interior component located in basement 4. Bar sink not proposed. 5. Schedule B: (S. BULAY, P.Eng, 604-603-7254) Structural & Geotechnical 6. HPO: Residential Builder- (PRAISE DESIGN & CONSTRUCTION INC.) | Gold Key Fire Protection Ltd
MP-2022-00600 | 2022-11-23 | 6319 COMMERCIAL STREET, Vancouver, BC V5P 3P4 | Mechanical Permit | NULL | NULL | Completed | NULL | Forbes Mechanical Ltd
EP-2022-10309 | 2022-12-07 | 6319 COMMERCIAL STREET, Vancouver, BC V5P 3P4 | Electrical Permit | Residential | New | Completed | Installation / Repair - Residential - 1FD+SS - #1 & #2 - Security alarm, tv cables, telephone and door chime. COMPLETE SECURITY ALARM SYSTEM >DB: To construct a 2 storey one-family dwelling with a secondary suite located in the Basement with a detached accessory building (garage) and one open space, at the rear providing a total of 3 parking spaces, having vehicular access from the lane. 1. Covenant registered at the Land Title Office under CA9923338 2. No Strata Titling permitted 3. A/C proposed – Exterior component located in rear yard, Interior component located in basement 4. Bar sink not proposed. | A B L SECURITY SYSTEMS LTD.
EP-2022-10459 | 2022-12-12 | 6319 COMMERCIAL STREET, Vancouver, BC V5P 3P4 | Electrical Permit | Residential | New | Completed | Installation / Repair - Residential - New service/ rough wiring/ installation >BP: To construct a 2 storey one-family dwelling with a secondary suite located in the Basement ($840,000.00) with a detached accessory building (garage) ($10,000) and one open space, at the rear providing a total of 3 parking spaces, having vehicular access from the lane. 1. Covenant registered at the Land Title Office under CA9923338 2. No Strata Titling permitted 3. A/C proposed – Exterior component located in rear yard, Interior component located in basement 4. Bar sink not proposed. 5. Schedule B: (S. BULAY, P.Eng, 604-603-7254) Structural & Geotechnical 6. HPO: Residential Builder- (PRAISE DESIGN & CONSTRUCTION INC.) Note: This is a 2 storey building pursuant to the Zoning and Development By-Law **THIS PERMIT HAS BEEN ISSUED UNDER THE REQUIREMENTS OF VBBL #12511 (2019) ** | Canex Electric Ltd
GP-2022-03942 | 2022-12-12 | 6319 COMMERCIAL STREET, Vancouver, BC V5P 3P4 | Gas Permit | Residential | New | Completed | Residential - To install boiler range BBQ There is pipping for BBQ >BP: To construct a 2 storey one-family dwelling with a secondary suite located in the Basement with a detached accessory building (garage) and one open space, at the rear providing a total of 3 parking spaces, having vehicular access from the lane. 1. Covenant registered at the Land Title Office under CA9923338 2. No Strata Titling permitted 3. A/C proposed – Exterior component located in rear yard, Interior component located in basement 4. Bar sink not proposed. 5. Schedule B: (S. BULAY, P.Eng, 604-603-7254) Structural & Geotechnical 6. HPO: Residential Builder- (PRAISE DESIGN & CONSTRUCTION INC.) | JOT MECHANICAL LTD
NULL | NULL | 6319 COMMERCIAL STREET, Vancouver, BC V5P 3P4 | Mechanical Permit | NULL | NULL | Draft | NULL | Forbes Mechanical Ltd
PP-2022-04012 | 2022-11-07 | 6319 COMMERCIAL STREET, Vancouver, BC V5P 3P4 | Plumbing Permit | Residential | New | Completed | Residential - plumbing >BP: To construct a 2 storey one-family dwelling with a secondary suite located in the Basement ($840,000.00) with a detached accessory building (garage) ($10,000) and one open space, at the rear providing a total of 3 parking spaces, having vehicular access from the lane. 1. Covenant registered at the Land Title Office under CA9923338 2. No Strata Titling permitted 3. A/C proposed – Exterior component located in rear yard, Interior component located in basement 4. Bar sink not proposed. 5. Schedule B: (S. BULAY, P.Eng, 604-603-7254) Structural & Geotechnical 6. HPO: Residential Builder- (PRAISE DESIGN & CONSTRUCTION INC.) Note: This is a 2 storey building pursuant to the Zoning and Development By-Law **THIS PERMIT HAS BEEN ISSUED UNDER THE REQUIREMENTS OF VBBL #12511 (2019) ** | Forbes Mechanical Ltd
PP-2023-01328 | 2023-04-17 | 6319 COMMERCIAL STREET, Vancouver, BC V5P 3P4 | Plumbing Permit | Residential | New | Completed | Residential - 1FD+SS - lawn irrigation | Permanent Irrigation DBA: SUPREME SPRINKLERS INC.
EP-2022-04608 | 2022-06-02 | 6014 COLLINGWOOD PLACE, Vancouver, BC V6N 1V1 | Electrical Permit | Residential | Renovation | Completed | Installation / Repair - Residential - 4 Speakers, 2 TV ,Data, alarm and camera >BP: Addition/Alteration to this existing one family dwelling. Scope of work to include; Maintain existing basement and crawl space, Maintain existing main floor with addition at back of house to expand the kitchen and provide an outdoor covered porch, addition of new upper partial storey, rework interior floor plan throughout, new exterior finishes, windows, doors, rain screen, insulation throughout, new roof line and solar panels. Sprinkler to NFPA 13D Schedule A submitted by: Allison Holden-Pope, 778-686-2554 Architectural Schedule B submitted by: Allison Holden-Pope, 778-686-2554 Structural/Geotechnical Schedule B submitted by: Tarek A El-Amoury 604-336-5080 REUP submitted by: Scott Silverthorn of Capture Energy 604-787-1952 QP Declaration Submitted by: Peter R Van Bakel CRM, CRSP of BCQP Consultants Inc ALL NEW WORK TO MEET VBBL 2019 | Paramount Automation Ltd
EP-2022-00503 | 2022-01-24 | 6014 COLLINGWOOD PLACE, Vancouver, BC V6N 1V1 | Electrical Permit | Residential | New | Expired | Temporary Power - Residential - To provide temporary power. | Kybe Electrical Contracting Ltd
SP-2022-00607 | 2022-05-12 | 6014 COLLINGWOOD PLACE, Vancouver, BC V6N 1V1 | Sprinkler Permit | Residential | New | Completed | Residential - Sprinkler system install Addition/Alteration to this existing one family dwelling. Scope of work to include; Maintain existing basement and crawl space, Maintain existing main floor with addition at back of house to expand the kitchen and provide an outdoor covered porch, addition of new upper partial storey, rework interior floor plan throughout, new exterior finishes, windows, doors, rain screen, insulation throughout, new roof line and solar panels. | SKYREACH PLUMBING & HEATING LTD
GP-2022-01073 | 2022-04-07 | 6014 COLLINGWOOD PLACE, Vancouver, BC V6N 1V1 | Gas Permit | Residential | Renovation | Completed | Residential - Installation of 1 gas fireplace -venting and hook up only Addition/Alteration to this existing one family dwelling. Scope of work to include; Maintain existing basement and crawl space, Maintain existing main floor with addition at back of house to expand the kitchen and provide an outdoor covered porch, addition of new upper partial storey, rework interior floor plan throughout, new exterior finishes, windows, doors, rain screen, insulation throughout, new roof line and solar panels. | Urban Fireplaces Ltd
MP-2023-00038 | 2023-01-10 | 6014 COLLINGWOOD PLACE, Vancouver, BC V6N 1V1 | Mechanical Permit | NULL | NULL | Issued | NULL | BENTAIR HVAC LTD
GP-2022-01941 | 2022-06-28 | 6014 COLLINGWOOD PLACE, Vancouver, BC V6N 1V1 | Gas Permit | Residential | New | Completed | Residential - Gas rough in for new gas fixtures in a single family dwelling | SKYREACH PLUMBING & HEATING LTD
GP-2022-01746 | 2022-06-13 | 3080 CLARK DRIVE, Vancouver, BC V5N 3J1 | Gas Permit | Residential | Renovation | Completed | Residential - Replace 2 furnaces with 2 stage upflow 96% 90MBH/45MBH with variable speed ECM motors. 42,000 BTU 84,000 BTU | Broadway Refrigeration & Air Conditioning Co Ltd
EP-2022-02481 | 2022-03-28 | 4515 COMMERCIAL STREET, Vancouver, BC V5N 4G7 | Electrical Permit | Residential | Tenant Improvement | Completed | Installation / Repair - Residential - Upgrade Electrical service from 100A 120/240 V one phase 3 wires to 200A 120/240V one phase 3 wires, install new panel; new meter base,re-connect existing circuits to the new panel | SNG Electric Ltd
PP-2022-02207 | 2022-06-22 | 4608 COMMERCIAL STREET, Vancouver, BC V5N 4G6 | Plumbing Permit | Residential | New | Completed | Residential - 1FD+SS - #1 & #2 - T0 INSTALL ONE 3/4" BACKFLOW PREVENTER FOR LAWN IRRIGATION LOCATED NEAR CITY SHUT OFF. To construct a 2 storey + basement one-family dwelling with a secondary suite located in the basement. Note: Parking for the site has been provided under DB-2020-01985 (Laneway House) Note: This is a 2 storey building pursuant to the Zoning and Development By-Law 1- Covenant registered at the Land Title Office under CA8776726 2- No strata titling permitted 3- No bar sink proposed 4- No A/C unit proposed | Yue Jin Qiu
GP-2022-00088 | 2022-01-12 | 4712 COMMERCIAL STREET, Vancouver, BC V5N 4G6 | Gas Permit | Residential | Renovation | Completed | Residential - furnace re&re | Ferenc Nagy
GP-2022-01462 | 2022-05-10 | 1965 COMMERCIAL DRIVE, Vancouver, BC | Gas Permit | Residential | Renovation | Completed | Residential - Hot Water Tank Replacement | Hillcrest Plumbing & Heating (1991) Ltd
GP-2023-02476 | 2023-08-25 | 3439 CEDAR CRESCENT, Vancouver, BC V6J 2R4 | Gas Permit | Residential | Tenant Improvement | Completed | Residential - RE&RE Furnace | Moore & Russell Heating Ltd
EP-2023-08613 | 2023-10-27 | 3637 CEDAR CRESCENT, Vancouver, BC V6J 2R7 | Electrical Permit | Residential | Renovation | Issued | Installation / Repair - Residential - ¦ 1FD- RENO/ 200A SERVICE RELO ¦ DCC12: 7680W Full renovation of home. New wiring throughout home. Move existing 200A service to private pole. Garage wiring to remain *An approved mechanical permit is required for the installation of air conditioning or heat pump unit at the time of installation before an electrical inspection will be performed >BP: Exterior and interior alterations to this existing single detached house. Scope of work includes lowering the basement by approximately 1'-3.5'', replacing existing windows with high quality wood windows, front entry porch extension, new covered rear porch at Southwest corner, new rear addition on second floor, new pedestrian and auto gate along Cedar Crescent. Note: - Heat pump located on 3rd floor mech room - Install interconnected, hardwired, 120 volt smoke alarms with battery back-up and silencing feature, in each sleeping unit and within 5 m outside each sleeping area on each storey as per Building By-law 9.1019. - Install carbon monoxide alarm as per Building By-la 9.32.4.2. & Bulletin 2007-007-BU/EL. ******** REVISION #1 - foundation plan added with updates - additional details added to floor plans - updated roof assembly MT Feb 07/23 ******** REVISION #2 - update all windows to double pane; new windows to meet USI 1.57 MT July 10/23 ******** REVISION #3 - change in architect on record and coordinating registered professional - new schedules submitted Note: Stuart Howard Architects to take care of construction administration of this project only. Measured Architecture drawings to be utilized. MT Aug 15/23 ******** REVISION #4 - | F & S Electrical Ltd
GP-2023-03876 | 2023-12-06 | 3637 CEDAR CRESCENT, Vancouver, BC V6J 2R7 | Gas Permit | Residential | New | Issued | Residential - Installation of 4 gas Fireplaces venting and hook up only >BP: Exterior and interior alterations to this existing single detached house. Scope of work includes lowering the basement by approximately 1'-3.5'', replacing existing windows with high quality wood windows, front entry porch extension, new covered rear porch at Southwest corner, new rear addition on second floor, new pedestrian and auto gate along Cedar Crescent. | Urban Fireplaces Ltd
GP-2023-04167 | 2023-12-22 | 3637 CEDAR CRESCENT, Vancouver, BC V6J 2R7 | Gas Permit | Residential | Renovation | Issued | Residential - supply & Install gas piping to the following fixtures 4 fireplaces, 1 hot water tank, 1 range, 2 bbq boxes, 1 bbq zone >BP: Exterior and interior alterations to this existing single detached house. Scope of work includes lowering the basement by approximately 1'-3.5'', replacing existing windows with high quality wood windows, front entry porch extension, new covered rear porch at Southwest corner, new rear addition on second floor, new pedestrian and auto gate along Cedar Crescent. | McKellar Plumbing & Heating Ltd
MP-2024-00012 | 2024-01-05 | 3637 CEDAR CRESCENT, Vancouver, BC V6J 2R7 | Mechanical Permit | NULL | NULL | Issued | NULL | Nickel Heating & Ventilation
EP-2024-00647 | 2024-01-30 | 3637 CEDAR CRESCENT, Vancouver, BC V6J 2R7 | Electrical Permit | Residential | Addition | Issued | Installation / Repair - Residential - Installation of Class II circuits, Distributed Audio, Video, Network, Lighting LV Control. >BP: Exterior and interior alterations to this existing single detached house. Scope of work includes lowering the basement by approximately 1'-3.5'', replacing existing windows with high quality wood windows, front entry porch extension, new covered rear porch at Southwest corner, new rear addition on second floor, new pedestrian and auto gate along Cedar Crescent. Note: - Heat pump condenser located on E side of building - Install interconnected, hardwired, 120 volt smoke alarms with battery back-up and silencing feature, in each sleeping unit and within 5 m outside each sleeping area on each storey as per Building By-law 9.1019. - Install carbon monoxide alarm as per Building By-la 9.32.4.2. & Bulletin 2007-007-BU/EL. BP processed through HRC ******** REVISION #1 - Feb 07/23 Refer to Rev #1 drawings for more info ******** REVISION #2 - July 10/23 Refer to Rev #2 drawings for more info ******** REVISION #3 - Aug 15/23 - change in architect on record and coordinating registered professional - new schedules submitted Note: Stuart Howard Architects to take care of construction administration of this project only. Measured Architecture drawings to be utilized. ******** REVISION #4 - Oct 30/23 Refer to Rev #4 drawings for more info | Pure Image Technology Solutions Ltd
PP-2023-00218 | 2023-01-23 | 3637 CEDAR CRESCENT, Vancouver, BC V6J 2R7 | Plumbing Permit | Residential | Renovation | Issued | Residential - 1FD - Install one outside sump without pump | Octiscapes Site Services Ltd
PP-2023-02115 | 2023-06-15 | 3637 CEDAR CRESCENT, Vancouver, BC V6J 2R7 | Plumbing Permit | Residential | Renovation | Issued | Residential - Rough In & finish drainage, venting & Water piping to the following fixtures >BP: Exterior and interior alterations to this existing single detached house. Scope of work includes lowering the basement by approximately 1'-3.5'', replacing existing windows with high quality wood windows, front entry porch extension, new covered rear porch at Southwest corner, new rear addition on second floor, new pedestrian and auto gate along Cedar Crescent. AMEND: JUN 22/2023 Please add 3 floor drains to permit | McKellar Plumbing & Heating Ltd
GP-2023-01426 | 2023-05-02 | 3689 CEDAR CRESCENT, Vancouver, BC V6J 2R7 | Gas Permit | Residential | Renovation | Completed | Residential - replaced heating boiler | Oakdale Plumbing and Heating Ltd
GP-2022-02605 | 2022-08-31 | 3851 CEDAR CRESCENT, Vancouver, BC V6J 2R7 | Gas Permit | Residential | Tenant Improvement | Completed | Residential - Install one natural gas fireplace insert and one logset. >BP: Exterior and interior alterations to provide improvements to this existing one-family dwelling Heritage building on the site. Scope of work includes kitchen remodeling ,new bar sink in the basement, main floor & basement bathroom remodeling, new exterior door & windows, new high efficiency furnace ,air handler, AC and new electrical panel. | Vancouver Gas Fireplaces Ltd
PP-2022-01414 | 2022-04-27 | 3851 CEDAR CRESCENT, Vancouver, BC V6J 2R7 | Plumbing Permit | Residential | Renovation | Completed | Residential - • New Heat Link water lines to replace all existing potable water lines ( c/w 25 year manufactures warranty ) includes all existing fixture locations with 2 frost free hose bibs • New 2 Psi gas line run underground from pool house to inside of the main house • New Navien combi boiler with 40 gallon side arm on-demand water heater including new PVC. venting to exterior of building • New gas line for 2 fireplaces 1 water heater • Installation of new wall mounted toilet for upstairs bathroom • New plumbing to accommodate new washroom layout in basement washroom • New plumbing for new laundry location ( $2500 budget if removed from that location due to no access to a drain will confirm via camera post quote accepted ) • Permits • New under ground water main from city connection to prv Exterior and interior alterations to provide improvements to this existing one-family dwelling Heritage building on the site. Scope of work includes kitchen remodeling ,new bar sink in the basement, main floor & basement bathroom remodeling, new exterior door & windows, new high efficiency furnace ,air handler, AC and new electrical panel. | MDE Enterprises Ltd
PP-2022-01924 | 2022-06-07 | 3851 CEDAR CRESCENT, Vancouver, BC V6J 2R7 | Plumbing Permit | Residential | New | Completed | Residential - Install 3/4" backflow prevention device for irrigation >BP: Exterior and interior alterations to provide improvements to this existing one-family dwelling Heritage building on the site. Scope of work includes kitchen remodeling ,new bar sink in the basement, main floor & basement bathroom remodeling, new exterior door & windows, new high efficiency furnace ,air handler, AC and new electrical panel. OK for DB as per Ryan Dinh January 05, 2022. No Heritage Alteration Permit (HAP) required as per Brenda Clark January 27,2022. | M&M Industries Ltd
GP-2022-01619 | 2022-05-30 | 3851 CEDAR CRESCENT, Vancouver, BC V6J 2R7 | Gas Permit | Residential | Renovation | Completed | Residential - • New Navien combi boiler with 40 gallon side arm on-demand water heater including new PVC. venting to exterior of building • New gas line for 2 fireplaces 1 water heater | MDE Enterprises Ltd
EP-2022-02219 | 2022-03-21 | 3851 CEDAR CRESCENT, Vancouver, BC V6J 2R7 | Electrical Permit | Residential | Renovation | Completed | Installation / Repair - Residential - pre 200A service upgrade review/advice by inspector -request an on site “inspection” so that he may consult with me on site and go over the best way to procee >BP: Exterior and interior alterations to provide improvements to this existing one-family dwelling Heritage building on the site. Scope of work includes kitchen remodeling ,new bar sink in the basement, main floor & basement bathroom remodeling, new exterior door & windows, new high efficiency furnace ,air handler, AC and new electrical panel. OK for DB as per Ryan Dinh January 05, 2022. No Heritage Alteration Permit (HAP) required as per Brenda Clark January 27,2022. | New Moon Electric Ltd
EP-2022-03572 | 2022-05-03 | 6250 CEDARHURST STREET, Vancouver, BC V6N 1H8 | Electrical Permit | Residential | New | Expired | Temporary Power - Residential - To provide temporary power. | Beyond Electric Ltd
EP-2023-00504 | 2023-01-23 | 6250 CEDARHURST STREET, Vancouver, BC V6N 1H8 | Electrical Permit | Residential | New | Issued | Installation / Repair - Residential - Full new single family dwelling. 400A overhead service off of garage. Full wiring of main house. >DB: To construct a 2 storey + cellar one-family with a detached accessory building (garage) , at the rear providing 3 parking spaces, having vehicular access from the lane. 1. No Strata Titling permitted 2. No A/C Unit proposed | F & S Electrical Ltd
PP-2022-04423 | 2022-12-13 | 6250 CEDARHURST STREET, Vancouver, BC V6N 1H8 | Plumbing Permit | Residential | New | Issued | Residential - Plumbing and Deck drains >BP: To construct a 2 storey + cellar one-family with a detached accessory building (garage) , at the rear providing 3 parking spaces, having vehicular access from the lane. 1. No Strata Titling permitted 2. No A/C Unit proposed 3. Schedule B: (S.HSU) P.Eng (604.322.7158) Structural 4. Schedule B: (M.J. Kokan) P.Eng (604.439.0922) Geotechnical 5. HPO: Residential Builder- Tavan Developments Ltd Sept 11/2023-AMEND Addition of 1 Patio Sink | Hundal Brothers Plumbing & Heating Ltd
PP-2022-04338 | 2022-12-05 | 6250 CEDARHURST STREET, Vancouver, BC V6N 1H8 | Plumbing Permit | Residential | New | Issued | Residential - 1x outside gravity sump | J & R Excavation & Demolition Ltd.
EP-2023-03982 | 2023-05-06 | 6250 CEDARHURST STREET, Vancouver, BC V6N 1H8 | Electrical Permit | Residential | New | Issued | Temporary Power - Residential - To provide temporary power. | F & S Electrical Ltd
SP-2023-01330 | 2023-07-21 | 6250 CEDARHURST STREET, Vancouver, BC V6N 1H8 | Sprinkler Permit | Residential | New | Issued | Residential - 1FD - To Install 34 sprinkler heads >DB: To construct a 2 storey + cellar one-family with a detached accessory building (garage) , at the rear providing 3 parking spaces, having vehicular access from the lane. 1. No Strata Titling permitted 2. No A/C Unit proposed 3. Schedule B: (S.HSU) P.Eng (604.322.7158) Structural 4. Schedule B: (M.J. Kokan) P.Eng (604.439.0922) Geotechnical 5. HPO: Residential Builder- Tavan Developments Ltd Note: This is a 2 storey building pursuant to the Zoning and Development By-Law Address Information: Principle Dwelling: 6250 Cedarhurst St Addresses have been assigned per the approved plans. This access must be provided & maintained at all times and the building addresses posted to be visible from the street in accordance with the Building By-law. **THIS PERMIT HAS BEEN ISSUED UNDER THE REQUIREMENTS OF VBBL #12511 (2019)** | General Sprinkler Systems Ltd
GP-2023-01963 | 2023-09-28 | 6250 CEDARHURST STREET, Vancouver, BC V6N 1H8 | Gas Permit | Residential | New | Issued | Residential - Gas appliance Installations >DB: To construct a 2 storey + cellar one-family ($1,569,000) with a detached accessory building (garage) , at the rear providing 3 parking spaces, having vehicular access from the lane. 1. No Strata Titling permitted 2. No A/C Unit proposed 3. Schedule B: (S.HSU) P.Eng (604.322.7158) Structural 4. Schedule B: (M.J. Kokan) P.Eng (604.439.0922) Geotechnical 5. HPO: Residential Builder- Tavan Developments Ltd 6. Rev#2: Exterior mechanical unit (gas generator) proposed in rear south yard | Hundal Brothers Plumbing & Heating Ltd
GP-2023-01223 | 2023-04-14 | 6250 CEDARHURST STREET, Vancouver, BC V6N 1H8 | Gas Permit | Residential | New | Issued | Residential - 1 gas fireplace venting and hook up only. >BP: To construct a 2 storey + cellar one-family | Urban Fireplaces Ltd
MP-2023-00527 | 2023-04-04 | 6250 CEDARHURST STREET, Vancouver, BC V6N 1H8 | Mechanical Permit | NULL | NULL | Issued | NULL | Hundal Brothers Plumbing & Heating Ltd
EP-2023-10788 | 2023-12-01 | 6250 CEDARHURST STREET, Vancouver, BC V6N 1H8 | Electrical Permit | Residential | New | Issued | Installation / Repair - Residential - Structured wiring Security alarm Surveillance cameras Audio Doorbell >BP: To construct a 2 storey + cellar one-family ($1,569,000) with a detached accessory building (garage) , at the rear providing 3 parking spaces, having vehicular access from the lane. 1. No Strata Titling permitted 2. No A/C Unit proposed 3. Schedule B: (S.HSU) P.Eng (604.322.7158) Structural 4. Schedule B: (M.J. Kokan) P.Eng (604.439.0922) Geotechnical 5. HPO: Residential Builder- Tavan Developments Ltd 6. Rev#2: Exterior mechanical unit (gas generator) proposed in rear south yard Note: This is a 2 storey building pursuant to the Zoning and Development By-Law **THIS PERMIT HAS BEEN ISSUED UNDER THE REQUIREMENTS OF VBBL #12511 (2019)** | Vancouver Audiospace Home Control Ltd
GP-2024-00133 | 2024-01-16 | 1982 CHARLES STREET, Vancouver, BC V5L 2T9 | Gas Permit | Residential | Tenant Improvement | Issued | Residential - replacing furnace | Coleman Heating Inc
MP-2023-01519 | 2023-08-17 | 2018 CHARLES STREET, Vancouver, BC V5L 2T9 | Mechanical Permit | NULL | NULL | Issued | NULL | Centigrade Mechanical Ltd
EP-2023-10437 | 2023-12-07 | 2018 CHARLES STREET, Vancouver, BC V5L 2T9 | Electrical Permit | Residential | Renovation | Issued | Installation / Repair - Residential - • Service upgrade from 100A to 200A. Midway private pole to be installed at alley way at start of driveway. • Installation of AC unit. MP-2023-01519 | Shield Electric Ltd
EP-2022-09374 | 2022-11-08 | 3015 CHARLES STREET, Vancouver, BC V5K 3B4 | Electrical Permit | Residential | Addition | Completed | Installation / Repair - Residential - Install a secondary service with a second meter at garage. It will be a second service and drop by BC Hydro, 100A. I have obtained approval form BC Hydro. Please see attached the load calculations for the new service. -Supply and install 50A breaker in Garage Panel -Supply and install 6AWG 3C NMD90 inside wall from panel to junction box at ceiling line -Supply and install 6AWG 3C Teck from junction box to NEMA 14-50R Outlet at owner specified location -Supply and install new meter to garage -Supply and install service mast through roof, ready for BC Hydro Connection -Supply and install new 100A panel inside Garage -Supply and install new grounding system for new panel and service -Test connections and commission new service Existing gate will need to be removed in order to satisfy BC Hydro meter placement. Secondary metered 100Amp service. | TDR Electric Inc
EP-2022-10797 | 2023-01-09 | 3081 CLARK DRIVE, Vancouver, BC V5N 3J2 | Electrical Permit | Residential | Addition | Completed | Installation / Repair - Residential - Install 60 amp circuit and Tesla wall connector inside garage | BC Highlight Electric Corp
PP-2022-00996 | 2022-03-24 | 6125 COLLINGWOOD PLACE, Vancouver, BC V6N 1V2 | Plumbing Permit | Residential | Renovation | Completed | Residential - Plumbing Addition/Alteration to this existing one family dwelling. Scope of work to include addition of two rooms in basement, interior alterations throughout, remove cover on rear deck, reducing size of existing exterior pool and the addition of a second floor. | Avante Plumbing & Heating Ltd
GP-2022-03115 | 2022-10-12 | 6151 COLLINGWOOD PLACE, Vancouver, BC V6N 1V2 | Gas Permit | Residential | Renovation | Completed | Residential - Re & re for gas hot water tank | Milani Plumbing Heating & Air Conditioning Ltd
GP-2023-03933 | 2023-12-07 | 6151 COLLINGWOOD PLACE, Vancouver, BC V6N 1V2 | Gas Permit | Residential | Renovation | Completed | Residential - RE&RE furnace | Milani Plumbing Heating & Air Conditioning Ltd
GP-2023-03952 | 2023-12-08 | 1842 COLLINGWOOD STREET, Vancouver, BC V6R 3K5 | Gas Permit | Residential | Renovation | Issued | Residential - Decommission and removal of the old gas water heater and install new gas tankless Water Heater. | Ashton Service Group/Ashton Mechanical Ltd.
EP-2023-08801 | NULL | 1847 COLLINGWOOD STREET, Vancouver, BC V6R 3K4 | Electrical Permit | Residential | New | Application Incomplete | Installation / Repair - Residential - Installation of security system | ADT Security Services Canada Inc
GP-2022-00793 | 2022-03-15 | 1847 COLLINGWOOD STREET, Vancouver, BC V6R 3K4 | Gas Permit | Residential | Renovation | Completed | Residential - Install one natural gas fireplace insert | Vancouver Gas Fireplaces Ltd
EP-2023-07494 | 2023-08-16 | 1961 COLLINGWOOD STREET, Vancouver, BC V6R 3K6 | Electrical Permit | Commercial | NULL | Issued | Annual / Operating - Maintenance of EV-EMS and EV charging distribution equipment | Stream Energy Systems Inc
EP-2023-06980 | 2023-09-05 | 1961 COLLINGWOOD STREET, Vancouver, BC V6R 3K6 | Electrical Permit | Residential | Renovation | Issued | Installation / Repair - Residential - Running feeder cables for AC unit I’ll remove the baseboard heaters no problem The living room 1500 watts Mid floor hallway 1000 watts Baby’s room 1000 watts Office 1000 watts Top floor 1500 watts Kitchen/ back door 300 watts There are also two 300 watt heaters in the bathrooms that I’d like to leave if possible? The unit that is being installed is 26 amps at 240 volt 6240 watts | SUSTAIN ELECTRIC LTD
EP-2023-00984 | 2023-02-15 | 8330 CHESTER STREET, Vancouver, BC V5X 3Y7 | Electrical Permit | Commercial | NULL | Expired | Annual / Operating - ***Annual Operating Permit*** -renewal of EP-2021-09071 -valid: Nov. 18, 2022 - Nov. 17, 2023 | ATEC INSTALLATIONS LTD
EP-2023-10361 | 2023-11-20 | 8330 CHESTER STREET, Vancouver, BC V5X 3Y7 | Electrical Permit | Commercial | NULL | Issued | Annual / Operating - **Annual Operating Permit** -renewal of: EP-2023-00984 -valid: Nov. 18, 2023 - Nov. 17, 2024 | ATEC INSTALLATIONS LTD
NULL | NULL | 1450 CHESTNUT STREET, Vancouver, BC V6J 3K3 | Electrical Permit | Commercial | Renovation | Draft | Temporary Power - Commercial - To provide temporary power. | NV Electrical Inc
EP-2023-07585 | 2023-08-18 | 1450 CHESTNUT STREET, Vancouver, BC V6J 3K3 | Electrical Permit | Commercial | Renovation | Expired | Temporary Power - Commercial - To provide temporary power. | NV Electrical Inc
NULL | NULL | 1450 CHESTNUT STREET, Vancouver, BC V6J 3K3 | Plumbing Permit | Commercial | Tenant Improvement | Draft | Commercial - test | Cambridge Plumbing Systems Ltd
EP-2023-02897 | 2023-04-05 | 1450 CHESTNUT STREET, Vancouver, BC V6J 3K3 | Electrical Permit | Commercial | Renovation | Issued | Installation / Repair - Commercial - Replace and upgrade the building's electrical service to 1800 A; as per Introba's drawings. | NV Electrical Inc
NULL | NULL | 1450 CHESTNUT STREET, Vancouver, BC V6J 3K3 | Electrical Permit | Commercial | Renovation | Withdrawn | Installation / Repair - Commercial - Replacing and upgrading the electrical service to this property as per Integrals drawings | NV Electrical Inc
EP-2023-05245 | NULL | 1620 CHESTNUT STREET, Vancouver, BC | Electrical Permit | Commercial | NULL | Withdrawn | Special Event - ***SPECIAL EVENT**** lululemon event in the park We will be using a Voltstack 5k (which is basically a large lithium battery). There's no generator noise or fumes. This will be used to power our music at our 2 hour yoga event (under permit # is R145523) | NULL
EP-2023-04917 | 2023-06-02 | 5890 CLARENDON STREET, Vancouver, BC V5R 3K6 | Electrical Permit | Residential | New | Issued | Temporary Power - Residential - To provide temporary power. | Simon Electric Ltd
PP-2024-00052 | 2024-01-08 | 5890 CLARENDON STREET, Vancouver, BC V5R 3K6 | Plumbing Permit | Residential | New | Issued | Residential - sumps | JVT EXCAVATING & DEMOLITION LTD
EP-2022-04709 | 2022-06-09 | 1622 COMMERCIAL DRIVE, Vancouver, BC V5L 3Y4 | Electrical Permit | Commercial | Tenant Improvement | Completed | Installation / Repair - Commercial - Run power to disconnect for a rooftop a/c unit -the Heat pump is a ductless mini split system. outdoor unit is a 4 ton, with 3 indoor unit each at 12,000 btu. The Company doing the work for the heat pump is Enviroware Projects. the outdoor unit is in the middle of the building on the roof of the restaurant and its blowing direction is to the back alley. which is 30 meters away from any building. The heatpump power is supplied by a 400 amp panel 3 phase, 120/208 Volts. | Bluephase Electrical Ltd
MP-2023-01980 | 2023-11-06 | 1329 COTTON DRIVE, Vancouver, BC V5L 3T8 | Mechanical Permit | NULL | NULL | Issued | NULL | Power Frost AC & Heating Ltd
GP-2023-03026 | 2023-10-12 | 1329 COTTON DRIVE, Vancouver, BC V5L 3T8 | Gas Permit | Residential | New | Issued | Residential - 1 Fireplace & 1 Range Piping only >BP: To add, alter and convert the existing two-storey plus basement character one-family dwelling to a multiple conversion dwelling containing two units, with an attached garage providing two parking spaces having vehicular access from the flanking lane. | Apple Mechanical Ltd
GP-2023-03203 | 2023-10-24 | 1329 COTTON DRIVE, Vancouver, BC V5L 3T8 | Gas Permit | Residential | Addition | Issued | Residential - 1 Gas freestanding fireplace installation >BP: To add, alter and convert the existing two-storey plus basement character one-family dwelling to a multiple conversion dwelling containing two units, with an attached garage providing two parking spaces having vehicular access from the flanking lane. | Vaglio Fireplace LTD
SP-2023-01027 | 2023-10-05 | 1329 COTTON DRIVE, Vancouver, BC V5L 3T8 | Sprinkler Permit | Residential | New | Issued | Residential - To Install 46 sprinkler heads. >BP: To add, alter and convert the existing two-storey plus basement character one-family dwelling to a multiple conversion dwelling containing two units, with an attached garage providing two parking spaces having vehicular access from the flanking lane. Related to DP-2022-00040: Issued Nov. 25, 2022 Note: The entire building is require to be sprinklered to NFPA 13R requirements. Note: "This permit has been reviewed under the provision of Vancouver Building By-law 2019 (#12511)." | General Sprinkler Systems Ltd
PP-2023-02636 | 2023-07-25 | 1329 COTTON DRIVE, Vancouver, BC V5L 3T8 | Plumbing Permit | Residential | New | Issued | Residential - Plumbing for duplex house >BP: To add, alter and convert the existing two-storey plus basement character one-family dwelling to a multiple conversion dwelling containing two units, with an attached garage providing two parking spaces having vehicular access from the flanking lane. Related to DP-2022-00040: Issued Nov. 25, 2022 Note: The entire building is require to be sprinklered to NFPA 13R requirements. | Apple Mechanical Ltd
PP-2023-01028 | 2023-03-24 | 1329 COTTON DRIVE, Vancouver, BC V5L 3T8 | Plumbing Permit | Residential | New | Issued | Residential - One sump out of the duplex >BP: To add, alter and convert the existing two-storey plus basement character one-family dwelling to a multiple conversion dwelling containing two units, with an attached garage providing two parking spaces having vehicular access from the flanking lane. | Jewel Mini Excavating Ltd
EP-2023-03424 | 2023-04-27 | 1329 COTTON DRIVE, Vancouver, BC V5L 3T8 | Electrical Permit | Residential | New | Issued | Installation / Repair - Residential - 200 amp service connection , 125 amp goes to each unit of Duplex Ac unit load is 6000 w and max breaker size is 30 amp *An approved mechanical permit is required for the installation of air conditioning or heat pump unit at the time of installation before an electrical inspection will be performed >Permit Amendment Feb 01, 2024 -Service Details: Amended ¦ -"120/240 to 120//208 single phase 3 wire. 200 amp overhead service connection" -Document Review: Rejected ¦ -Previously provided documents uploaded to "Application Documents" tab for Electrical Inspector review. Electrical contractor to request an electrical inspection online for the District Electrical Inspector to review document(s): https://plposweb.vancouver.ca/Public/Login.aspx ¦ Include "Document review only" in the requestor comments >BP: To add, alter and convert the existing two-storey plus basement character one-family dwelling to a multiple conversion dwelling containing two units, with an attached garage providing two parking spaces having vehicular access from the flanking lane. Related to DP-2022-00040: Issued Nov. 25, 2022 Note: The entire building is require to be sprinklered to NFPA 13R requirements. | AECOM ELECTRIC LTD
EP-2023-00781 | 2023-01-30 | 1329 COTTON DRIVE, Vancouver, BC V5L 3T8 | Electrical Permit | Residential | New | Expired | Temporary Power - Residential - To provide temporary power. | AECOM ELECTRIC LTD
EP-2023-11355 | 2024-01-16 | 1421 COTTON DRIVE, Vancouver, BC V5L 3V1 | Electrical Permit | Residential | Addition | Completed | Installation / Repair - Residential - Electrical installation for outdoor Heat Pump condenser Attached are the load calculations and the nameplate for the outdoor condenser unit. I removed 6800 watts of existing baseboard heat to allow room for Heat Pump. Thank You! *An approved mechanical permit is required for the installation of air conditioning or heat pump unit before a final electrical inspection will be performed | Daniel Topping
MP-2023-02058 | 2023-11-20 | 1715 COTTON DRIVE, Vancouver, BC V5N 3V1 | Mechanical Permit | NULL | NULL | Issued | NULL | R & B Plumbing & Heating Ltd
SP-2023-02049 | 2023-11-07 | 1715 COTTON DRIVE, Vancouver, BC V5N 3V1 | Sprinkler Permit | Residential | New | Issued | Residential - new sprinkler system >DB: Exterior and interior alterations to provide improvements to this single detached house on this site. Exterior work to remove the south side deck and infill the door and windows on the south elevation. Work to include a new window on south and west elevations. Interior work to remove and relocate interior walls on both floors to accommodate for new layout, re-insulate perimeter walls/ceiling, new fixtures/appliances throughout The building is to be sprinklered as per NFPA 13D requirements. Scope of work for revision #1 includes installing 6 additional plumbing fixtures and sprinkler system. No additional bedrooms added. | Alco Fire Protection Ltd
NULL | NULL | 1715 COTTON DRIVE, Vancouver, BC V5N 3V1 | Mechanical Permit | NULL | NULL | Withdrawn | NULL | R & B Plumbing & Heating Ltd
EP-2023-08716 | 2023-09-26 | 1715 COTTON DRIVE, Vancouver, BC V5N 3V1 | Electrical Permit | Residential | Renovation | Issued | Temporary Power - Residential - To provide temporary power. | Nelcan Electric Ltd
MP-2023-01234 | 2023-07-06 | 1715 COTTON DRIVE, Vancouver, BC V5N 3V1 | Mechanical Permit | NULL | NULL | Issued | NULL | Aquaman Plumbing And Heating Ltd
PP-2023-02020 | 2023-06-07 | 1715 COTTON DRIVE, Vancouver, BC V5N 3V1 | Plumbing Permit | Residential | Renovation | Issued | Residential - New drainage and waterlines >DB: Exterior and interior alterations to provide improvements to this single detached house on this site. Exterior work to remove the south side deck and infill the door and windows on the south elevation. Work to include a new window on south and west elevations. Interior work to remove and relocate interior walls on both floors to accommodate for new layout, re-insulate perimeter walls/ceiling, new fixtures/appliances throughout | Aquaman Plumbing And Heating Ltd
EP-2023-05139 | 2023-06-27 | 1715 COTTON DRIVE, Vancouver, BC V5N 3V1 | Electrical Permit | Residential | Renovation | Issued | Installation / Repair - Residential - Full rewire, 200A overhead service New service, new location, and increase to 200A. Currently there is no service on the house a it was swung to a temp service and the entire house has had all services removed completely. >BP: Exterior and interior alterations to provide improvements to this single detached house on this site. Exterior work to remove the south side deck and infill the door and windows on the south elevation. Work to include a new window on south and west elevations. Interior work to remove and relocate interior walls on both floors to accommodate for new layout, re-insulate perimeter walls/ceiling, new fixtures/appliances throughout The services of a Structural Engineer may be required, based upon site inspection by the District Building Inspector. | Nelcan Electric Ltd
PP-2023-02131 | 2023-06-16 | 1715 COTTON DRIVE, Vancouver, BC V5N 3V1 | Plumbing Permit | Residential | New | Issued | Residential - Storm sump >BP: Exterior and interior alterations to provide improvements to this single detached house on this site. | Aquaman Plumbing And Heating Ltd
EP-2022-07921 | 2022-09-19 | 1715 COTTON DRIVE, Vancouver, BC V5N 3V1 | Electrical Permit | Residential | Renovation | Expired | Temporary Power - Residential - To provide temporary power. | Nelcan Electric Ltd
EP-2022-03151 | 2022-04-20 | 1804 COTTON DRIVE, Vancouver, BC V5N 3V3 | Electrical Permit | Residential | Renovation | Completed | Installation / Repair - Residential - 200 Service and panel upgrade | Kato Electrical Inc
GP-2022-03973 | 2022-12-13 | 1804 COTTON DRIVE, Vancouver, BC V5N 3V3 | Gas Permit | Residential | New | Completed | Residential - replacement of furnace and hot water tank | Royal Pro Heating Ltd
MP-2023-00182 | NULL | 1829 COTTON DRIVE, Vancouver, BC V5N 3V4 | Mechanical Permit | NULL | NULL | Cancelled | NULL | Reliance Comfort Limited Partnership
GP-2023-01160 | 2023-04-05 | 1829 COTTON DRIVE, Vancouver, BC V5N 3V4 | Gas Permit | Residential | Renovation | Completed | Residential - FURNACE RE/RE | Reliance Comfort Limited Partnership
EP-2023-03022 | 2023-04-18 | 1829 COTTON DRIVE, Vancouver, BC V5N 3V4 | Electrical Permit | Residential | Addition | Issued | Installation / Repair - Residential - AC - INSTALLATION MP-2023-00504 | Reliance Comfort Limited Partnership
MP-2023-00504 | 2023-03-27 | 1829 COTTON DRIVE, Vancouver, BC V5N 3V4 | Mechanical Permit | NULL | NULL | Issued | NULL | Reliance Comfort Limited Partnership
GP-2024-00074 | 2024-01-09 | 1835 COTTON DRIVE, Vancouver, BC V5N 3V4 | Gas Permit | Residential | Renovation - Dwelling Unit(s) only | Completed | Residential - water heater replacement | Eco Pro Heating & Cooling Ltd
EP-2022-01100 | 2022-02-11 | 1835 COTTON DRIVE, Vancouver, BC V5N 3V4 | Electrical Permit | Residential | Renovation | Completed | Installation / Repair - Residential - Service upgrade to 200 Amp from 70 Amp . Dip service from the private pole to house. Add new panel and sub feed the existing panel. | IES ELECTRICAL SYSTEMS LTD
GP-2022-02982 | 2022-10-04 | 6288 CARNARVON STREET, Vancouver, BC V6N 1K3 | Gas Permit | Residential | Tenant Improvement | Completed | Residential - replace gas fireplace | Campbell Care Plumbing, Heating & Air Ltd.
GP-2022-00546 | 2022-02-22 | 6292 CARNARVON STREET, Vancouver, BC V6N 1K3 | Gas Permit | Residential | New | Completed | Residential - Thermador 36" range top | Han Appliances & Refrigeration Ltd
GP-2023-02882 | NULL | 7325 CARNARVON STREET, Vancouver, BC V6N 1K6 | Gas Permit | Residential | New | Application Incomplete | Residential - Piping and connection to a natural gas powered generator | Schmidt Bros Mechanical Ltd
GP-2022-03110 | 2022-10-12 | 7455 CARNARVON STREET, Vancouver, BC V6N 1K6 | Gas Permit | Residential | Renovation | Completed | Residential - Re&re Furnace ( BTU 90.000) | Milani Plumbing Heating & Air Conditioning Ltd
EP-2023-01413 | 2023-02-23 | 7455 CARNARVON STREET, Vancouver, BC V6N 1K6 | Electrical Permit | Residential | Renovation | Completed | Installation / Repair - Residential - Electrical supply for A/C *MP-2023-00223 | Milani Electric Limited
MP-2023-00223 | 2023-02-17 | 7455 CARNARVON STREET, Vancouver, BC V6N 1K6 | Mechanical Permit | NULL | NULL | Completed | NULL | Milani Electric Limited
EP-2023-00920 | 2023-02-03 | 2142 CAROLINA STREET, Vancouver, BC V5T 3S2 | Electrical Permit | Commercial | Tenant Improvement | Completed | Installation / Repair - Commercial - Provide new LED fixtures c/w wire guards in the elevator machine room and pit. Provide GFCI receptacles in the machine room and pit. Replace existing main electrical disconnect and cab light disconnects in the elevator machine room, including the associated electrical feeders. Power feed upgrade from the main electrical disconnect to the elevator machine room. | Action Electric Ltd
GP-2022-02998 | 2022-10-06 | 2323 CAROLINA STREET, Vancouver, BC V5T 3S4 | Gas Permit | Commercial | New | Completed | Commercial - Replacing an old cast iron boiler with a new high efficiency boiler. | Ryan Arthur James
GP-2022-01879 | 2022-06-21 | 3085 CHARLES STREET, Vancouver, BC V5K 3B6 | Gas Permit | Residential | New | Completed | Residential - Replace natural gas hot water tank | Tak Heating & Cooling Ltd
EP-2022-06824 | 2022-08-16 | 2023 CHARLES STREET, Vancouver, BC V5L 2V1 | Electrical Permit | Residential | Renovation | Completed | Installation / Repair - Residential - Dedicated Circuit for AC install. Note: A mechanical permit is required. MP-2022-00385: Completed | Pacific Star Electric Inc
MP-2022-00385 | 2022-10-12 | 2023 CHARLES STREET, Vancouver, BC V5L 2V1 | Mechanical Permit | NULL | NULL | Completed | NULL | Reliance Comfort Limited Partnership
GP-2022-01230 | 2022-04-25 | 2068 CHARLES STREET, Vancouver, BC V5L 2T9 | Gas Permit | Residential | Renovation | Completed | Residential - Replacement of Tankless Domestic Hot Water Unit | Montalbano Plumbing Services Ltd
GP-2022-03186 | 2022-10-17 | 2127 CHARLES STREET, Vancouver, BC V5L 2V2 | Gas Permit | Residential | Addition | Completed | Residential - TO INSTALL 1 FURNACE | BC Care Heating Services Ltd
GP-2022-00266 | 2022-02-14 | 2130 CHARLES STREET, Vancouver, BC V5L 2V3 | Gas Permit | Residential | Renovation | Completed | Residential - replace tankless water heater. It was a Bosch tankless and Bosch gas furnace | BNA Systems Inc and/or Kirkland Metal Shop Ltd
EP-2024-00667 | 2024-01-25 | 2169 CHARLES STREET, Vancouver, BC V5L 2V2 | Electrical Permit | Residential | New | Issued | Temporary Power - Residential - To provide temporary power. | SWIFT ELECTRIC LTD
PP-2022-03709 | 2022-10-17 | 2215 CHARLES STREET, Vancouver, BC V5L 2V4 | Plumbing Permit | Residential | Renovation | Completed | Residential - Sump | Vancouver Excavating and Contracting Ltd
PP-2022-03571 | 2022-10-07 | 2215 CHARLES STREET, Vancouver, BC V5L 2V4 | Plumbing Permit | Residential | Renovation | Completed | Residential - Supply and install plumbing fixtures >DB: Exterior and interior alterations to provide a new foundation and slab, alter the main floor, replace the existing roof with a new roof for this existing three storey one family dwelling on this inside with lane site. Work to include the lowering of the existing house to create two storey with basement and new detached 20.5'x22' accessory buidling (garage) at the rear of this one-family dwelling site. | Skyview Mechanical Ltd
MP-2023-00062 | 2023-01-16 | 2215 CHARLES STREET, Vancouver, BC V5L 2V4 | Mechanical Permit | NULL | NULL | Completed | NULL | Skyview Mechanical Ltd
SP-2023-00072 | 2023-01-16 | 2215 CHARLES STREET, Vancouver, BC V5L 2V4 | Sprinkler Permit | Residential | New | Completed | Residential - Install a new fire sprinkler system in an existing house >BP: Exterior and interior alterations to provide a new foundation and slab, alter the main floor, replace the existing roof with a new roof for this existing three storey one family dwelling on this inside with lane site. Work to include the lowering of the existing house to create two storey with basement and new detached 20.5'x22' accessory buidling (garage) at the rear of this one-family dwelling site. The entire building to be sprinklered to NFPA-13D Structural and Geotechnical schedule B signed and sealed by Antony Wang, 604.618.6236 Renovation energy upgrade proposal prepared by Scott Silverthorn, 604.787.1952 | WS Fire Protection Ltd
EP-2022-07046 | 2022-08-24 | 2215 CHARLES STREET, Vancouver, BC V5L 2V4 | Electrical Permit | Residential | Renovation | Expired | Temporary Power - Residential - To provide temporary power. -New 100 amp temporary service | RBM Electric Ltd
EP-2023-01106 | 2023-02-10 | 2215 CHARLES STREET, Vancouver, BC V5L 2V4 | Electrical Permit | Residential | Addition | Issued | Installation / Repair - Residential - ¦ 1FD- RENO/ 200A SERVICE UPGRADE ¦ Complete SFD renovation 1 complete SFD renovation done to the studs. Complete new wiring meeting code requirements. Some pot lights. No suite. No laneway. Simple layout. 2 new 200 amp service to garage so new grounding at that point plus has bonding. >BP: Exterior and interior alterations to provide a new foundation and slab, alter the main floor, replace the existing roof with a new roof for this existing three storey one family dwelling on this inside with lane site. Work to include the lowering of the existing house to create two storey with basement and new detached 20.5'x22' accessory buidling (garage) at the rear of this one-family dwelling site. The entire building to be sprinklered to NFPA-13D Structural and Geotechnical schedule B signed and sealed by Antony Wang, 604.618.6236 Renovation energy upgrade proposal prepared by Scott Silverthorn, 604.787.1952 | RBM Electric Ltd
GP-2023-00451 | 2023-02-08 | 2215 CHARLES STREET, Vancouver, BC V5L 2V4 | Gas Permit | Residential | Renovation | Completed | Residential - Complete : combi boiler, range and bbq. >BP: Exterior and interior alterations to provide a new foundation and slab, alter the main floor, replace the existing roof with a new roof for this existing three storey one family dwelling on this inside with lane site. Work to include the lowering of the existing house to create two storey with basement and new detached 20.5'x22' accessory buidling (garage) at the rear of this one-family dwelling site. | A & J GAS SERVICES LTD
EP-2023-09085 | 2023-10-23 | 5942 CLARENDON STREET, Vancouver, BC V5R 3K6 | Electrical Permit | Residential | Renovation - Dwelling Unit(s) only | Issued | Installation / Repair - Residential - ¦ 1FD- 100A DISCONNECT/ RE-CONNECT ¦ main house service Re and Re due to new laneway house construction . ( 100amp) | Shuming Electric Ltd
PP-2022-01311 | 2022-04-19 | 6567 CLARENDON STREET, Vancouver, BC V5S 2K2 | Plumbing Permit | Residential | New | Completed | Residential - 1FD+SS - #1 & #2 - One outside sump To construct a 2 storey one-family dwelling with a secondary suite located in the Basement with an open parking pad, providing 1 parking space, having vehicular access from the 20' Lane. 1. Covenant registered at the Land Title Office under CA9163352 2. No Strata Titling permitted 3. Entire building to be sprinklered 13D 4. A/C proposed – Exterior component located in rear yard, Interior component located in upper floor closet 5. Bar sink located in recreation room | East West Excavating 2022 ltd
PP-2022-01163 | 2022-04-06 | 6567 CLARENDON STREET, Vancouver, BC V5S 2K2 | Plumbing Permit | Residential | New | Cancelled | Residential - 1FD+SS- #1 & #2 - One outside sump To construct a 2 storey one-family dwelling with a secondary suite located in the Basement with an open parking pad, providing 1 parking space, having vehicular access from the 20' Lane. 1. Covenant registered at the Land Title Office under CA9163352 2. No Strata Titling permitted 3. Entire building to be sprinklered 13D 4. A/C proposed – Exterior component located in rear yard, Interior component located in upper floor closet 5. Bar sink located in recreation room | East West Excavating 2022 ltd
PP-2022-02042 | 2022-06-14 | 6567 CLARENDON STREET, Vancouver, BC V5S 2K2 | Plumbing Permit | Residential | New | Completed | Residential - Plumbing Work Done >BP: To construct a 2 storey one-family dwelling with a secondary suite located in the Basement ($778,310) with an open parking pad, providing 1 parking space, having vehicular access from the 20' Lane. 1. Covenant registered at the Land Title Office under CA9163352 2. No Strata Titling permitted 3. Entire building to be sprinklered 13D 4. A/C proposed – Exterior component located in rear yard, Interior component located in upper floor closet 5. Bar sink located in recreation room 6. Schedule B: (Vishnu Suresh) P.Eng (778.522.1559) Structural 7. Schedule B: (Zhao Guan) P.Eng (778.868.5635) Geotechnical 8. HPO: Residential Builder- Rajesh Joshi Note: This is a 2 storey building pursuant to the Zoning and Development By-Law Address Information: Principle Dwelling: #1-6567 Clarendon St Secondary Suite: #2-6567 Clarendon St Laneway home: #3-6567 Clarendon St Address and suite numbers assigned as per approved plans for Fire and Emergency response. The address number is to be posted to the building to be visible from the street and the suite numbers are to be posted at the suite entries in accordance with the Building By-law prior to final inspection. **THIS PERMIT HAS BEEN ISSUED UNDER THE REQUIREMENTS OF VBBL #12511 (2019) ** | RAHELU PLUMBING & HEATING LTD.
SP-2022-01356 | 2022-08-23 | 6567 CLARENDON STREET, Vancouver, BC V5S 2K2 | Sprinkler Permit | Residential | New | Completed | Residential - Install Sprinkler heads >BP: To construct a 2 storey one-family dwelling with a secondary suite located in the Basement ($778,310) with an open parking pad, providing 1 parking space, having vehicular access from the 20' Lane. 1. Covenant registered at the Land Title Office under CA9163352 2. No Strata Titling permitted 3. Entire building to be sprinklered 13D 4. A/C proposed – Exterior component located in rear yard, Interior component located in upper floor closet 5. Bar sink located in recreation room 6. Schedule B: (Vishnu Suresh) P.Eng (778.522.1559) Structural 7. Schedule B: (Zhao Guan) P.Eng (778.868.5635) Geotechnical 8. HPO: Residential Builder- Rajesh Joshi Note: This is a 2 storey building pursuant to the Zoning and Development By-Law | RAHELU PLUMBING & HEATING LTD.
EP-2022-07333 | 2022-08-31 | 6567 CLARENDON STREET, Vancouver, BC V5S 2K2 | Electrical Permit | Residential | New | Completed | Installation / Repair - Residential - 1FD+SS - #1 & #2 - Low Voltage: Alarm system, intercom, Cameras speakers, data, tel,tv, Vacuum, COMPLET SECURITY ALARM SYSTEM installation. Contact Ray 778-834-1264 >DB: To construct a 2 storey one-family dwelling with a secondary suite located in the Basement with an open parking pad, providing 1 parking space, having vehicular access from the 20' Lane. 1. Covenant registered at the Land Title Office under CA9163352 2. No Strata Titling permitted 3. Entire building to be sprinklered 13D 4. A/C proposed – Exterior component located in rear yard, Interior component located in upper floor closet 5. Bar sink located in recreation room | Ads Security Systems Ltd
EP-2022-07516 | 2022-09-08 | 6567 CLARENDON STREET, Vancouver, BC V5S 2K2 | Electrical Permit | Residential | New | Completed | Installation / Repair - Residential - 1FD+SS - New wiring of single family dwelling with secondary suite. Three electric meters. Main consumer's service: 200 amps. Main house service: 125 amps. Secondary suite service: 60 amps. Laneway house service: 100 amps. >DB: To construct a 2 storey one-family dwelling with a secondary suite located in the Basement with an open parking pad, providing 1 parking space, having vehicular access from the 20' Lane. 1. Covenant registered at the Land Title Office under CA9163352 2. No Strata Titling permitted 3. Entire building to be sprinklered 13D 4. A/C proposed – Exterior component located in rear yard, Interior component located in upper floor closet 5. Bar sink located in recreation room | Apaar Electrical Ltd
GP-2022-02920 | 2022-09-29 | 6567 CLARENDON STREET, Vancouver, BC V5S 2K2 | Gas Permit | Residential | New | Completed | Residential - 1FD+SS - #1 & #2 - Gas Piping Works >DB: To construct a 2 storey one-family dwelling with a secondary suite located in the Basement with an open parking pad, providing 1 parking space, having vehicular access from the 20' Lane. 1. Covenant registered at the Land Title Office under CA9163352 2. No Strata Titling permitted 3. Entire building to be sprinklered 13D 4. A/C proposed – Exterior component located in rear yard, Interior component located in upper floor closet 5. Bar sink located in recreation room | RAHELU PLUMBING & HEATING LTD.
NULL | NULL | 6567 CLARENDON STREET, Vancouver, BC V5S 2K2 | Sprinkler Permit | Residential | New | Withdrawn | Residential - Install sprinkler heads | RAHELU PLUMBING & HEATING LTD.
EP-2022-07751 | 2022-09-15 | 6567 CLARENDON STREET, Vancouver, BC V5S 2K2 | Electrical Permit | Residential | New | Expired | Temporary Power - Residential - To provide temporary power. -renewal of EP-2021-06689 -valid: Sept. 9, 2022 - Sept. 8, 2023 | Apaar Electrical Ltd
GP-2022-02947 | 2022-10-03 | 6685 CLARENDON STREET, Vancouver, BC V5S 2K2 | Gas Permit | Residential | Renovation | Completed | Residential - replacement furnace and water heater | Green Breeze Heating and Cooling Ltd
GP-2022-01848 | 2022-06-17 | 7058 CLARENDON STREET, Vancouver, BC V5S 2K4 | Gas Permit | Residential | Renovation | Completed | Residential - Hot Water Tank Replacement | Hillcrest Plumbing & Heating (1991) Ltd
PP-2023-04070 | 2023-11-20 | 7065 CLARENDON STREET, Vancouver, BC V5S 2K5 | Plumbing Permit | Residential | New | Issued | Residential - 1FD+SS - #1 & #2 - two sumps without pump | Bhullar Excavating and Demolition
EP-2023-08622 | 2023-09-23 | 7065 CLARENDON STREET, Vancouver, BC V5S 2K5 | Electrical Permit | Residential | New | Issued | Temporary Power - Residential - To provide temporary power. | AULAKH ELECTRICAL CORPORATION
PP-2024-00076 | 2024-01-10 | 7065 CLARENDON STREET, Vancouver, BC V5S 2K5 | Plumbing Permit | Residential | New | Issued | Residential - to install new plumbing fixtures in main house >BP: To construct a 2 storey single detached house with a secondary suite located in the Basement ($1,021,935.00) with an open parking pad, providing 1 parking space, having vehicular access from the 20' Lane. 1. Covenant registered at the Land Title Office under CB684311 2. Mechanical unit proposed – Exterior component located in rear yard, Interior component located in upper floor laundry room. 3. Bar sink located in Rec Room 4. Schedule B: (J.J.S. Hui) P.Eng (778.319.3403) Structural & Geotechnical 5. HPO: Residential Builder - Trans Pacific Homes Inc. | ACME PLUMBING HEATING & GAS LTD.
GP-2023-03128 | 2023-10-18 | 7105 CLARENDON STREET, Vancouver, BC V5S 2K5 | Gas Permit | Residential | Renovation | Completed | Residential - re re of furnace | Resilient Plumbing & Heating Inc
EP-2022-10074 | 2022-11-30 | 1641 COMMERCIAL DRIVE, Vancouver, BC V5L 3Y3 | Electrical Permit | Commercial | New | Completed | Installation / Repair - Commercial - UNIT# 1070 Install customer supplied data rack and electronics. Route data to office locations as required. Terminate and test in new equipment as required. | Houle Electric Limited
NULL | NULL | 1791 COMMERCIAL DRIVE, Vancouver, BC V5N 4A4 | Gas Permit | Commercial | Renovation | Withdrawn | Commercial - install gas line from meter to cook line. connect appliances at final stage. | Mainland Plumbing & Heating
EP-2022-04393 | 2022-05-26 | 1791 COMMERCIAL DRIVE, Vancouver, BC V5N 4A4 | Electrical Permit | Commercial | Renovation | Completed | Installation / Repair - Commercial - Install new lighting in store front Relocate and install new receptacles as per new layout >BP: Interior and exterior alteration for this existing retail limited food. Scope of work includes new class 1 cooking operation with new hood on the rooftop, mill work and new lighting. Notes: 1. Class-1 cooking operation 2. OK for DB as per CS on June 25, 2021. 3. This permit has been reviewed under the requirements of the VBBL #12511 (2019) Amend: May 31, 2022 Need to add low voltage wiring into my scope of work value is $500 | FOS Electric Systems Ltd
PP-2022-01312 | 2022-04-19 | 1791 COMMERCIAL DRIVE, Vancouver, BC V5N 4A4 | Plumbing Permit | Commercial | Renovation | Completed | Commercial - connect to existing DWV and water lines at ground floor to accomidate plumbing for prep area and hand sinks.suppy one hub drain for combi oven. Interior and exterior alteration for this existing retail limited food. Scope of work includes new class 1 cooking operation with new hood on the rooftop, mill work and new lighting. | Mainland Plumbing & Heating
EP-2022-08045 | 2022-09-26 | 1816 COMMERCIAL DRIVE, Vancouver, BC V5N 4A5 | Electrical Permit | Commercial | Renovation | Completed | Installation / Repair - Commercial - Wire new Sales Center. Interior alterations and a change of use from retail to office use in this existing commercial building on this site. Scope of work includes removal and addition of new partitions, new lighting, plumbing, fixtures and finishes. | Villa Electric (1980) Ltd
EP-2023-01246 | 2023-02-17 | 2730 COMMERCIAL DRIVE, Vancouver, BC V5N 5P4 | Electrical Permit | Commercial | Addition | Completed | Installation / Repair - Commercial - Cat6 Network Upgrade -Only bonding to the network cabinet | Leon Vance Michael Hiebert
EP-2023-05891 | 2023-06-29 | 2730 COMMERCIAL DRIVE, Vancouver, BC V5N 5P4 | Electrical Permit | Commercial | Tenant Improvement | Completed | Installation / Repair - Commercial - Install of new outlets and data wiring, relocation of existing light fixtures. >BP: Interior alterations to provide tenant improvements for a new office tenant on the 2nd floor (#201) in this existing commercial building on this site. Scope of work: construct new partition walls, relocate existing lights and electrical work. TENANT: MOSAIC OK for Office TI Energy checklist is currently no longer required with your Building Permit (BP) application. Some supporting documents are still required at BP stage, specifically Envelope and HVAC, if applicable. Service Water Heating and Lighting supporting documents, if applicable, must be submitted with your related trades permits (e.g. electrical and plumbing). | Clear Energy Solutions Inc
EP-2022-09024 | 2022-10-25 | 2836 COMMERCIAL DRIVE, Vancouver, BC V5N 4C6 | Electrical Permit | Commercial | Renovation | Completed | Installation / Repair - Commercial - Remove all existing tenant improvements. Make safe all existing wiring. Return unit to Base Building for future rental. Install Exit/Em Light. Replace damaged baseboard heaters. -All Existing tenant improvements have been removed including Tbar and TBar drop in fluorescents. Existing exterior sign lighting was removed and terminated as it was not code compliant. It is only a big empty room now with temporary LED lights installed until a future tenant does their own improvements. | Lonsdale Electric Ltd
EP-2022-09070 | 2022-10-25 | 5365 CHAMBERS STREET, Vancouver, BC V5R 3M2 | Electrical Permit | Residential | New | Expired | Temporary Power - Residential - 2FD - TEMPORARY POWER POLE VALID: OCT 25/2022 TO OCT 24/2023 To provide temporary power. | MILKYWAY INDUSTRY LTD
PP-2023-02440 | 2023-07-11 | 5365 CHAMBERS STREET, Vancouver, BC V5R 3M2 | Plumbing Permit | Commercial | New | Issued | Commercial - Plumbing for: New Duplex >BP: To construct a two-storey duplex ($636,500), with a detached accessory building (garage) at the rear providing 2 parking spaces, having vehicular access from the lane. Note: This is a 2 storey building pursuant to the Zoning and Development By-Law. 1. A/C units proposed in the rear yard 2. Bar sinks proposed in the basement 3. Schedule B: Yongkang Deng (604.505.6816) Structural & Geotechnical 4. BC Housing Residential Builder – Admiral Operations 5. The entire building to be sprinklered to 2 x NFPA 13D | L G PLUMBING AND HEATING LTD
SP-2023-01273 | 2023-07-18 | 5365 CHAMBERS STREET, Vancouver, BC V5R 3M2 | Sprinkler Permit | Residential | New | Issued | Residential - new sprinkler system >BP: To construct a two-storey duplex with a detached accessory building (garage) at the rear providing 2 parking spaces, having vehicular access from the lane. Note: This is a 2 storey building pursuant to the Zoning and Development By-Law. 1. A/C units proposed in the rear yard 2. Bar sinks proposed in the basement 3. Schedule B: Yongkang Deng (604.505.6816) Structural & Geotechnical 4. BC Housing Residential Builder – Admiral Operations 5. The entire building to be sprinklered to 2 x NFPA 13D | Haven Fire Protection Ltd
EP-2023-04686 | 2023-07-25 | 5365 CHAMBERS STREET, Vancouver, BC V5R 3M2 | Electrical Permit | Residential | New | Issued | Installation / Repair - Residential - wiring new duplex *An approved mechanical permit is required for the installation of air conditioning or heat pump unit at the time of installation before an electrical inspection will be performed >BP: To construct a two-storey duplex ($636,500), with a detached accessory building (garage) at the rear providing 2 parking spaces, having vehicular access from the lane. Note: This is a 2 storey building pursuant to the Zoning and Development By-Law. 1. A/C units proposed in the rear yard 2. Bar sinks proposed in the basement 3. Schedule B: Yongkang Deng (604.505.6816) Structural & Geotechnical 4. BC Housing Residential Builder – Admiral Operations 5. The entire building to be sprinklered to 2 x NFPA 13D Address and suite numbers assigned as per approved plans for Fire and Emergency response. The address numbers are to be posted on the building and to be visible from the street and the suite numbers are to be posted at the suite entries in accordance with the Building By-law prior to final inspection. ***This permit is issued under the VBBL 2019, with updated energy requirements as per bylaw # 12997 effective Jan 01, 2022.*** | MILKYWAY INDUSTRY LTD
PP-2023-00677 | 2023-02-28 | 5365 CHAMBERS STREET, Vancouver, BC V5R 3M2 | Plumbing Permit | Residential | New | Issued | Residential - 2FD - Install one sump without pump | Van-City Excavating Ltd
PP-2023-01201 | 2023-04-05 | 5365 CHAMBERS STREET, Vancouver, BC V5R 3M2 | Plumbing Permit | Residential | New | Issued | Residential - Install one sump without pump >BP: To construct a two-storey duplex , with a detached accessory building (garage) at the rear providing 2 parking spaces, having vehicular access from the lane. | Van-City Excavating Ltd
EP-2023-09106 | 2023-11-07 | 5365 CHAMBERS STREET, Vancouver, BC V5R 3M2 | Electrical Permit | Residential | New | Issued | Installation / Repair - Residential - Install Low Voltage wiring (networking), Alarm, TV, Data, Tel. Rough-In and Finishing. >BP: To construct a two-storey duplex ($636,500), with a detached accessory building (garage) at the rear providing 2 parking spaces, having vehicular access from the lane. Note: This is a 2 storey building pursuant to the Zoning and Development By-Law. 1. A/C units proposed in the rear yard 2. Bar sinks proposed in the basement 3. Schedule B: Yongkang Deng (604.505.6816) Structural & Geotechnical 4. BC Housing Residential Builder – Admiral Operations 5. The entire building to be sprinklered to 2 x NFPA 13D ***This permit is issued under the VBBL 2019, with updated energy requirements as per bylaw # 12997 effective Jan 01, 2022.*** | Magnificent Security Inc.
MP-2023-02032 | 2023-11-14 | 5365 CHAMBERS STREET, Vancouver, BC V5R 3M2 | Mechanical Permit | NULL | NULL | Issued | NULL | Lumi HVAC Ltd
EP-2023-09851 | 2023-11-01 | 5365 CHAMBERS STREET, Vancouver, BC V5R 3M2 | Electrical Permit | Residential | New | Issued | Temporary Power - Residential - To provide temporary power. Renewal of EP-2022-09070 VALID: OCT 25/2023 TO OCT 24/2024 | MILKYWAY INDUSTRY LTD
GP-2023-02566 | 2023-10-25 | 5435 CHAMBERS STREET, Vancouver, BC V5R 3M3 | Gas Permit | Residential | Renovation | Completed | Residential - Replace old atmospheric boiler with high efficiency boiler | Infinity Pacific Mechanical Ltd
GP-2024-00099 | 2024-01-11 | 5485 CHAMBERS STREET, Vancouver, BC V5R 3M3 | Gas Permit | Residential | Renovation | Completed | Residential - hwt re&re | Ferenc Nagy
EP-2022-04130 | 2022-05-19 | 2222 CAMBRIDGE STREET, Vancouver, BC V5L 1E6 | Electrical Permit | Commercial | Renovation | Issued | Installation / Repair - Commercial - Install a 6" inline fan which will be controlled by a humidistat inside the laundry room. 6" duct will be run from laundry room to exterior wall. (CF-2022-005177) | 0772832 BC LTD.
EP-2023-07127 | 2023-08-08 | 2222 CAMBRIDGE STREET, Vancouver, BC V5L 1E6 | Electrical Permit | Commercial | Renovation | Completed | Installation / Repair - Commercial - Installing two new receptacles. One in main lobby intended for a parcel safe. The other in the laundry room, intended for a card reader. | Rightway Electric Inc
NULL | NULL | 2255 CAMBRIDGE STREET, Vancouver, BC V5L 1E5 | Electrical Permit | Commercial | NULL | Draft | Annual / Operating - REGULAR MAINTENCE, | Grand Electric Ltd
EP-2022-03059 | 2022-04-19 | 2255 CAMBRIDGE STREET, Vancouver, BC V5L 1E5 | Electrical Permit | Commercial | NULL | Expired | Annual / Operating - Annual operating permit - Maintenance of fire alarm system. | Fina Electrical Systems Ltd
EP-2022-00276 | 2022-01-17 | 2255 CAMBRIDGE STREET, Vancouver, BC V5L 1E5 | Electrical Permit | Commercial | Renovation | Completed | Installation / Repair - Commercial - Maintenance replacement of fire alarm. Replacement of the control unit and indicating devices; smokes detectors only. This permit will be under bulletin 2018-004- BU/EL 2018-004- BU/EL category #1, explanatory requirement C. | Fina Electrical Systems Ltd
NULL | NULL | 2469 CHARLES STREET, Vancouver, BC V5K 5G2 | Gas Permit | Residential | Tenant Improvement | Withdrawn | Residential - Replacement boiler | NULL
GP-2022-00657 | 2022-03-02 | 2469 CHARLES STREET, Vancouver, BC V5K 5G2 | Gas Permit | Residential | Tenant Improvement | Completed | Residential - RE N RE - Replacement boiler | DELTA PLUMBING & HEATING LTD
GP-2022-03145 | 2022-10-14 | 2528 CHARLES STREET, Vancouver, BC V5K 3A3 | Gas Permit | Residential | Addition | Completed | Residential - TO INSTALL 1 COMBI BOILER | BC Care Heating Services Ltd
GP-2023-02807 | 2023-09-26 | 2550 CHARLES STREET, Vancouver, BC V5K 3A3 | Gas Permit | Residential | Addition | Issued | Residential - Installation of 1 gas fireplace - venting and hook up only. | Urban Fireplaces Ltd
EP-2023-08127 | 2023-09-18 | 2550 CHARLES STREET, Vancouver, BC V5K 3A3 | Electrical Permit | Residential | Renovation | Completed | Installation / Repair - Residential - ¦ 1FD- 200A SERVICE UPGRADE ¦ We are doing a service upgrade to the house to 200 amps >Permit Amendment Nov 07, 2023 (2) 15 AMP Circuits for Kitchen (1) 20 AMP Circuit for kitchen (1) 30 AMP Circuit for Oven (1) 30 AMP Circuit for a EV (1) 40 AMO Circuit for Heat Pump (1) 15 AMP Circuit for Blower Motor Removing (1) 40 AMP Circuit from the legal suite downstairs which was for the Range *Document(s) uploaded to "Application Documents" tab for Electrical Inspector review. Documents are at pending status at time of permit amendment approval | BC1196168 Ltd
GP-2022-01205 | 2022-04-18 | 2564 CHARLES STREET, Vancouver, BC V5K 3A3 | Gas Permit | Residential | New | Completed | Residential - gas range re/re | Super Tech Appliances Installation Ltd
GP-2022-00290 | 2022-01-31 | 2569 CHARLES STREET, Vancouver, BC V5K 3A2 | Gas Permit | Residential | Renovation | Completed | Residential - Decommission and remove existing furnace and hot water tank, clean room and disposal/recycle, Install new high efficiency furnace, Install new On demand water heater | Ashton Service Group/Ashton Mechanical Ltd.
PP-2022-00170 | 2022-01-21 | 3011 E 20TH AVENUE, Vancouver, BC V5M 2V3 | Plumbing Permit | Residential | New | Completed | Residential - 2FD - sump placing To construct a two-storey and half storey two-family dwelling, with a detached garage providing 2 parking spaces, having vehicular access from the lane. Note: This is a 2 storey building pursuant to the Zoning and Development By-Law 1. A/C units proposed in the rear yard by garage | Metro Contracting Ltd
PP-2022-01042 | 2022-03-28 | 3011 E 20TH AVENUE, Vancouver, BC V5M 2V3 | Plumbing Permit | Residential | New | Completed | Residential - 2FD - FRONT UNIT - 3011 E 20TH AV BACK UNIT - 3013 E 20TH AV New Construction To construct a two-storey and half storey two-family dwelling with a detached garage providing 2 parking spaces, having vehicular access from the lane. Note: This is a 2 storey building pursuant to the Zoning and Development By-Law 1. A/C units proposed in the rear yard by garage | AQUA KING MECHANICAL LTD
EP-2022-03072 | 2022-04-14 | 3011 E 20TH AVENUE, Vancouver, BC V5M 2V3 | Electrical Permit | Residential | New | Completed | Installation / Repair - Residential - Extra Low Voltage Rough-wiring and Finishing .. >BP: To construct a two-storey and half storey two-family dwelling with a detached garage providing 2 parking spaces, having vehicular access from the lane. Note: This is a 2 storey building pursuant to the Zoning and Development By-Law 1. A/C units proposed in the rear yard by garage 2. Schedule B: Jason Hui P. Eng (778.319.3403) Structural & Geotechnical 3. HPO: Residential Builder - CAV Enterprises Inc. Address Note: FRONT UNIT 3011 E 20th Av - One Family Dwelling (basement - 3rd floor) BACK UNIT 3013 E 20th Av - One Family Dwelling (basement - 3rd floor) Address numbers assigned as per approved plans for Fire and Emergency response. The address numbers are to be posted to the building to be visible from the street and in accordance with the Building By-law prior to final inspection. ****ALL PROJECT COORINATOR NOTES HAS BEEN ACCEPTED BY THE APPLICANT**** ******THIS PERMIT HAS BEEN ISSUED UNDER THE REQUIREMENTS OF VBBL #12511 (2019)****** Amend: May 12, 2022 amendments to my permit application for Alarm Systems Completion. | Karma Communications Ltd.
SP-2022-00683 | 2022-05-05 | 3011 E 20TH AVENUE, Vancouver, BC V5M 2V3 | Sprinkler Permit | Residential | New | Completed | Residential - Install sprinklers in Duplex >To construct a two-storey and half storey two-family dwelling ($636,500), with a detached garage providing 2 parking spaces, having vehicular access from the lane. Note: This is a 2 storey building pursuant to the Zoning and Development By-Law 1. A/C units proposed in the rear yard by garage 2. Schedule B: Jason Hui P. Eng (778.319.3403) Structural & Geotechnical 3. HPO: Residential Builder - CAV Enterprises Inc. Address Note: FRONT UNIT 3011 E 20th Av - One Family Dwelling (basement - 3rd floor) BACK UNIT 3013 E 20th Av - One Family Dwelling (basement - 3rd floor) Address numbers assigned as per approved plans for Fire and Emergency response. The address numbers are to be posted to the building to be visible from the street and in accordance with the Building By-law prior to final inspection. ****ALL PROJECT COORINATOR NOTES HAS BEEN ACCEPTED BY THE APPLICANT**** ******THIS PERMIT HAS BEEN ISSUED UNDER THE REQUIREMENTS OF VBBL #12511 (2019)****** | Gold Key Fire Protection Ltd
EP-2022-03669 | 2022-05-11 | 3011 E 20TH AVENUE, Vancouver, BC V5M 2V3 | Electrical Permit | Residential | New | Completed | Installation / Repair - Residential - Electrical installation ….. >BP: To construct a two-storey and half storey two-family dwelling ($636,500), with a detached garage providing 2 parking spaces, having vehicular access from the lane. Note: This is a 2 storey building pursuant to the Zoning and Development By-Law 1. A/C units proposed in the rear yard by garage 2. Schedule B: Jason Hui P. Eng (778.319.3403) Structural & Geotechnical 3. HPO: Residential Builder - CAV Enterprises Inc. Address Note: FRONT UNIT 3011 E 20th Av - One Family Dwelling (basement - 3rd floor) BACK UNIT 3013 E 20th Av - One Family Dwelling (basement - 3rd floor) Address numbers assigned as per approved plans for Fire and Emergency response. The address numbers are to be posted to the building to be visible from the street and in accordance with the Building By-law prior to final inspection. ****ALL PROJECT COORINATOR NOTES HAS BEEN ACCEPTED BY THE APPLICANT**** ******THIS PERMIT HAS BEEN ISSUED UNDER THE REQUIREMENTS OF VBBL #12511 (2019)****** | Highlight Electrical Ltd
GP-2022-01292 | 2022-04-26 | 3011 E 20TH AVENUE, Vancouver, BC V5M 2V3 | Gas Permit | Residential | New | Completed | Residential - 3011 e20 ave to install 1 boiler 1 range 1 bbq 3013 e20 ave to install 1 boiler 1 range 1 bbq >BP: To construct a two-storey and half storey two-family dwelling ($636,500), with a detached garage providing 2 parking spaces, having vehicular access from the lane. Note: This is a 2 storey building pursuant to the Zoning and Development By-Law 1. A/C units proposed in the rear yard by garage 2. Schedule B: Jason Hui P. Eng (778.319.3403) Structural & Geotechnical 3. HPO: Residential Builder - CAV Enterprises Inc. Address Note: FRONT UNIT 3011 E 20th Av - One Family Dwelling (basement - 3rd floor) BACK UNIT 3013 E 20th Av - One Family Dwelling (basement - 3rd floor) Address numbers assigned as per approved plans for Fire and Emergency response. The address numbers are to be posted to the building to be visible from the street and in accordance with the Building By-law prior to final inspection. ****ALL PROJECT COORINATOR NOTES HAS BEEN ACCEPTED BY THE APPLICANT**** ******THIS PERMIT HAS BEEN ISSUED UNDER THE REQUIREMENTS OF VBBL #12511 (2019)***** | Symbolistic Heating Ltd
GP-2024-00012 | 2024-01-03 | 3028 E 20TH AVENUE, Vancouver, BC V5M 2V2 | Gas Permit | Residential | Renovation | Completed | Residential - hwt re&re | Ferenc Nagy
EP-2022-07219 | 2022-10-07 | 3028 E 20TH AVENUE, Vancouver, BC V5M 2V2 | Electrical Permit | Residential | New | Completed | Installation / Repair - Residential - Service change from house to Laneway. | Maple Leaf Electrical Ltd
EP-2022-01270 | 2022-02-22 | 2572 E 22ND AVENUE, Vancouver, BC V5M 2X5 | Electrical Permit | Residential | Renovation | Completed | Installation / Repair - Residential - To up - Grade the electrical Service from 100amp. to 200amp. and install a 240V 40amp. receptacle in garage for EV Charger -A private pole will be installed on the southwest corner of lot , the new 200amp meter base will be installed on pole (as per BC hydro required ),then have a 250mcm ACWU Service Feeder under ground wiring to mechanical room in house where the main Panel installed, and have a 100amp, branch circuit will connect to existing panel, the existing main Panel will be used as a Sub Panel .also a 3C #6 ACWU under ground wiring from main Panel to Garage for EV Charger receptacle. >>>>>>>> Amend: March 2 -Prepare to provide a 40amp. 240V circuit for future air Conditioning -The air Conditioning Condenser is going to locate at South East Corner of building, off the East property line 8' and Close south back outside wall. | Gou Electric Ltd
EP-2022-10422 | 2022-12-14 | 2586 E 22ND AVENUE, Vancouver, BC V5M 2X5 | Electrical Permit | Residential | Tenant Improvement | Completed | Installation / Repair - Residential - Installation of 40A EV Circuit and NEMA 14-50R receptacle up to 15' away from existing 200A Panel. | MJR Electric Ltd
GP-2022-00440 | 2022-02-10 | 2613 E 22ND AVENUE, Vancouver, BC V5M 2X6 | Gas Permit | Residential | New | Completed | Residential - Disconnected and removed old furnace. Installed new furnace. | Green Breeze Heating and Cooling Ltd
GP-2022-02026 | 2022-07-08 | 2566 E 23RD AVENUE, Vancouver, BC V5R 1A4 | Gas Permit | Residential | Renovation | Completed | Residential - HWT re&re | Ferenc Nagy
EP-2022-07138 | 2022-08-24 | 3156 E 22ND AVENUE, Vancouver, BC V5M 2Y8 | Electrical Permit | Residential | New | Expired | Temporary Power - Residential - To provide temporary power. NOTE: Work authorized by this permit is for placement of a temporary power pole only and does not authorize any site construction and/or excavation. A separate Building Permit will be required prior to commencement of any other work on this site. | Fairley Electric Ltd
EP-2022-10235 | 2022-12-06 | 3156 E 22ND AVENUE, Vancouver, BC V5M 2Y8 | Electrical Permit | Residential | New | Completed | Installation / Repair - Residential - Supply and install electrical for new single family dwelling *DB-2022-01109 has been amended to include "Solar panel proposed" *Permit Amendment Jun 29, 2023 -Rough-in wiring for future solar panels -Rough in for future solar disconnect on outside of house -Rough in 2 circuits and bonding to attic for future solar panels *An additional electrical permit will be required for the installation of electrical equipment >BP: To construct a 2 storey + basement one-family dwelling ($715,125.00) with 1 open surface parking at the rear, having vehicular access from the lane. Note: This Building Permit will remain in a suspended status until the associated (green) Demolition Permit BP-2022-03308 is completed. Note: This is a 2 storey building pursuant to the Zoning and Development By-Law 1- Bar/Sink proposed in the basement 2- Heat pump unit in the rear yard 3- Schedule A: Andrew M. Chad P.Eng. (604-762-7844) 4- Schedule B: Derek Budde, P.Eng. (778-238-6367) Architectural 5- Schedule B: Andrew M. Chad P.Eng. (604-762-7844) Structural 6- Schedule B: Bryan Lui, P.Eng. (604-882-8475) Geotechnical 7- Schedule D-1: Derek Budde, P.Eng. (778-238-6367) Building Envelope 8- HPO: Residential Builder – B Collective Homes Inc 9- The entire building to be sprinklered to NFPA 13D. 10- Designed and to be built to meet passive house standards. 11- Building envelope and environmental separation as per Part 5 design ***This permit has been issued under the VBBL 2019, with updated energy requirements as per bylaw # 12997 effective Jan 01, 2022.*** | Fairley Electric Ltd
PP-2022-04328 | 2022-12-05 | 3156 E 22ND AVENUE, Vancouver, BC V5M 2Y8 | Plumbing Permit | Residential | New | Completed | Residential - Plumbing Rough In and Finishing -Supply and install all plastic ABS drainage, waste and venting to accommodate all fixtures -Supply and install Pex waterpipe to each fixture -Install tubs, showers, valves supplied by others -Supply and install two aquor hose bibs, laundry box, thermal expansion tank, Caleffi PRV with gauge -Attach to water service pipe brought into home by others -Install fixtures, trims, faucets for completion and occupancy (supply of fixtures by others) -Test plumbing systems and coordinate inspections for DWV static test, waterpipe pressure test and final inspection (permits not included) -Pass inspections >BP: To construct a 2 storey + basement one-family dwelling ($715,125.00) with 1 open surface parking at the rear, having vehicular access from the lane. | DISPATCH PLUMBING INC
PP-2022-04019 | 2022-11-22 | 3156 E 22ND AVENUE, Vancouver, BC V5M 2Y8 | Plumbing Permit | Residential | New | Completed | Residential - sump | Octiscapes Site Services Ltd
EP-2023-06540 | 2023-07-20 | 3156 E 22ND AVENUE, Vancouver, BC V5M 2Y8 | Electrical Permit | Residential | New | Completed | Installation / Repair - Residential - Installation of 3.60 kW PV Array mounted on Roof. >BP: To construct a 2 storey + basement one-family dwelling ($715,125.00) with 1 open surface parking at the rear, having vehicular access from the lane. Note: This is a 2 storey building pursuant to the Zoning and Development By-Law 1- Bar/Sink proposed in the basement 2- Heat pump unit in the rear yard 3- Schedule A: Andrew M. Chad P.Eng. (604-762-7844) 4- Schedule B: Derek Budde, P.Eng. (778-238-6367) Architectural 5- Schedule B: Andrew M. Chad P.Eng. (604-762-7844) Structural 6- Schedule B: Bryan Lui, P.Eng. (604-882-8475) Geotechnical 7- Schedule D-1: Derek Budde, P.Eng. (778-238-6367) Building Envelope 8- HPO: Residential Builder – B Collective Homes Inc 9- The entire building to be sprinklered to NFPA 13D. 10- Designed and to be built to meet passive house standards. 11- Building envelope and environmental separation as per Part 5 design 12- Solar panel proposed on roof ***This permit has been issued under the VBBL 2019, with updated energy requirements as per bylaw # 12997 effective Jan 01, 2022.*** | Shift Energy Group Inc
MP-2023-01281 | 2023-07-12 | 3156 E 22ND AVENUE, Vancouver, BC V5M 2Y8 | Mechanical Permit | NULL | NULL | Completed | NULL | DISPATCH PLUMBING INC
NULL | NULL | 3156 E 22ND AVENUE, Vancouver, BC V5M 2Y8 | Mechanical Permit | NULL | NULL | Draft | NULL | DISPATCH PLUMBING INC
EP-2023-04073 | 2023-05-09 | 3156 E 22ND AVENUE, Vancouver, BC V5M 2Y8 | Electrical Permit | Residential | New | Completed | Installation / Repair - Residential - Low voltage including Security, CCTV, Intercom and Structured wiring. >BP: To construct a 2 storey + basement one-family dwelling ($715,125.00) with 1 open surface parking at the rear, having vehicular access from the lane. Note: This Building Permit will remain in a suspended status until the associated (green) Demolition Permit BP-2022-03308 is completed. Note: This is a 2 storey building pursuant to the Zoning and Development By-Law 1- Bar/Sink proposed in the basement 2- Heat pump unit in the rear yard 3- Schedule A: Andrew M. Chad P.Eng. (604-762-7844) 4- Schedule B: Derek Budde, P.Eng. (778-238-6367) Architectural 5- Schedule B: Andrew M. Chad P.Eng. (604-762-7844) Structural 6- Schedule B: Bryan Lui, P.Eng. (604-882-8475) Geotechnical 7- Schedule D-1: Derek Budde, P.Eng. (778-238-6367) Building Envelope 8- HPO: Residential Builder – B Collective Homes Inc 9- The entire building to be sprinklered to NFPA 13D. 10- Designed and to be built to meet passive house standards. 11- Building envelope and environmental separation as per Part 5 design ***This permit has been issued under the VBBL 2019, with updated energy requirements as per bylaw # 12997 effective Jan 01, 2022.*** | Moda Smart Home Inc
SP-2023-00621 | 2023-04-12 | 3156 E 22ND AVENUE, Vancouver, BC V5M 2Y8 | Sprinkler Permit | Residential | New | Completed | Residential - Installation of new fire sprinkler system >BP: To construct a 2 storey + basement one-family dwelling with 1 open surface parking at the rear, having vehicular access from the lane. Note: This is a 2 storey building pursuant to the Zoning and Development By-Law 1- Bar/Sink proposed in the basement 2- Heat pump unit in the rear yard 3- Schedule A: Andrew M. Chad P.Eng. (604-762-7844) 4- Schedule B: Derek Budde, P.Eng. (778-238-6367) Architectural 5- Schedule B: Andrew M. Chad P.Eng. (604-762-7844) Structural 6- Schedule B: Bryan Lui, P.Eng. (604-882-8475) Geotechnical 7- Schedule D-1: Derek Budde, P.Eng. (778-238-6367) Building Envelope 8- HPO: Residential Builder – B Collective Homes Inc 9- The entire building to be sprinklered to NFPA 13D. 10- Designed and to be built to meet passive house standards. 11- Building envelope and environmental separation as per Part 5 design | Fire Busters Inc
NULL | NULL | 3166 E 22ND AVENUE, Vancouver, BC V5M 2Y8 | Electrical Permit | Residential | New | Draft | Temporary Power - Residential - To provide temporary power. | NULL
NULL | NULL | 3174 E 22ND AVENUE, Vancouver, BC V5M 2Y8 | Electrical Permit | Residential | Renovation | Draft | Installation / Repair - Residential - Add smoke detetors | Ulmer Contracting Ltd
EP-2022-00997 | 2022-02-10 | 3174 E 22ND AVENUE, Vancouver, BC V5M 2Y8 | Electrical Permit | Residential | Renovation | Completed | Installation / Repair - Residential - Add smoke detectors >BP: Exterior and interior alterations to change of use of this existing one-family dwelling to a one- family dwelling with secondary suite, with 2 off-street parking space provided in the detached garage, having vehicular access off the rear lane. The scope of work includes: Removing unauthorized aluminum cover on existing deck and replacing GWB for fire and sound separation. Address Note: #1-3174 E 22nd Av - One Family Dwelling (2nd floor and east portion of 1st floor) #2-3174 E 22nd Av - Secondary Suite (west portion of 1st floor) Address and suite numbers assigned as per approved plans for Fire and Emergency response. The address number is to be posted on the building to be visible from the street and the suite numbers are to be posted at the suite entries in accordance with the Building By-law prior to final inspection. OK for field review as per Jamie Zhang Note: 1. This house is sprinklered 2. Impermeable materials site coverage is 68%. Relaxed by David Jung 3. Smoke alarms to be provided outside every bedroom and at least one on every storey (entire house) Related to: CF-2020-010968 - No strata-titling will be permitted - an annual Vancouver business license must be obtained prior to rental of wither the principal dwelling unit or secondary suite | Ulmer Contracting Ltd
SP-2022-00207 | NULL | 3174 E 22ND AVENUE, Vancouver, BC V5M 2Y8 | Sprinkler Permit | Residential | Renovation | Cancelled | Residential - No sprinklers need to be added. Only applying for "sprinkler permit", as per inspector Hermann Gombots. >BP: Exterior and interior alterations to change of use of this existing one-family dwelling to a one- family dwelling with secondary suite, with 2 off-street parking space provided in the detached garage, having vehicular access off the rear lane. The scope of work includes: Removing unauthorized aluminum cover on existing deck and replacing GWB for fire and sound separation. Address Note: #1-3174 E 22nd Av - One Family Dwelling (2nd floor and east portion of 1st floor) #2-3174 E 22nd Av - Secondary Suite (west portion of 1st floor) Address and suite numbers assigned as per approved plans for Fire and Emergency response. The address number is to be posted on the building to be visible from the street and the suite numbers are to be posted at the suite entries in accordance with the Building By-law prior to final inspection. OK for field review as per Jamie Zhang Note: 1. This house is sprinklered 2. Impermeable materials site coverage is 68%. Relaxed by David Jung 3. Smoke alarms to be provided outside every bedroom and at least one on every storey (entire house) Related to: CF-2020-010968 - No strata-titling will be permitted - an annual Vancouver business license must be obtained prior to rental of wither the principal dwelling unit or secondary suite | Ulmer Contracting Ltd
PP-2022-01805 | 2022-05-27 | 3174 E 22ND AVENUE, Vancouver, BC V5M 2Y8 | Plumbing Permit | Residential | Renovation | Completed | Residential - Owner is renovating and needs to ensure that the plumbing is up to code. We will be contacting the plumbing inspector to inspect the existing work and any additions or changes that need to be made will be completed by us. -re: CF-2020-010968 >BP: Exterior and interior alterations to change of use of this existing one-family dwelling to a one- family dwelling with secondary suite, with 2 off-street parking space provided in the detached garage, having vehicular access off the rear lane. The scope of work includes: Removing unauthorized aluminum cover on existing deck and replacing GWB for fire and sound separation. | Flawless Plumbing Heating & Gas Ltd
GP-2023-01772 | 2023-06-07 | 3215 E 22ND AVENUE, Vancouver, BC V5M 2Z1 | Gas Permit | Residential | Renovation | Cancelled | Residential - Tankless water heater | Diyako Khayat o/a Techno-Gas Heating
GP-2023-01145 | 2023-04-04 | 1227 E 27TH AVENUE, Vancouver, BC V5V 2L9 | Gas Permit | Residential | Tenant Improvement | Completed | Residential - Re & Re Combi Boiler | Moore & Russell Heating Ltd
SP-2023-00359 | 2023-03-01 | 3553 E 26TH AVENUE, Vancouver, BC V5R 1M5 | Sprinkler Permit | Residential | New | Completed | Residential - 1FD+SS- #1 & #2 - Install sprinklers in sfd >DB: To construct a 2 storey one-family dwelling with a secondary suite located in the Basement with an open parking pad, providing 1 parking space, having vehicular access from the 20' Lane. 1. Covenant registered at the Land Title Office under CA9497178 2. No Strata Titling permitted 3. A/C proposed – Exterior component located in rear yard, Interior component located in closet on second floor. | Gold Key Fire Protection Ltd
MP-2023-00333 | 2023-03-09 | 3553 E 26TH AVENUE, Vancouver, BC V5R 1M5 | Mechanical Permit | NULL | NULL | Completed | NULL | Lumi HVAC Ltd
EP-2023-01302 | 2023-02-15 | 3553 E 26TH AVENUE, Vancouver, BC V5R 1M5 | Electrical Permit | Residential | New | Completed | Installation / Repair - Residential - Low voltage rough-in wiring and completion of security alarm, tel/data/cable >BP: To construct a 2 storey one-family dwelling with a secondary suite located in the Basement ($638,625.00) with an open parking pad, providing 1 parking space, having vehicular access from the 20' Lane. 1. Covenant registered at the Land Title Office under CA9497178 2. No Strata Titling permitted 3. A/C proposed – Exterior component located in rear yard, Interior component located in closet on second floor. 4. Schedule B: (KE JIAN MA, P.Eng, 604-599-8890) Structural 5. Schedule B: (JIAN ZHONG - 604-362-7021.) Geotechnical 6. HPO: Residential Builder- (Dreamhouse Construction Ltd.) Note: This is a 2 storey building pursuant to the Zoning and Development By-Law ** Laneway house permit under DB-2021-06760.** **THIS PERMIT HAS BEEN ISSUED UNDER THE REQUIREMENTS OF VBBL #12511 (2019) ** | Infinitech Security & Integration Inc.
EP-2023-01043 | 2023-03-02 | 3553 E 26TH AVENUE, Vancouver, BC V5R 1M5 | Electrical Permit | Residential | New | Completed | Installation / Repair - Residential - Rough Wire, Service, and Finishing to be completed. HOUSE BREAKER 125A LANEWAY BREAKER 100A MAIN SERVICE 200A *EV ON DCC10-40A: 9600W *An approved mechanical permit is required for the installation of air conditioning/ heat Pump before an electrical inspection will be performed >BP: To construct a 2 storey one-family dwelling with a secondary suite located in the Basement ($638,625.00) with an open parking pad, providing 1 parking space, having vehicular access from the 20' Lane. 1. Covenant registered at the Land Title Office under CA9497178 2. No Strata Titling permitted 3. A/C proposed – Exterior component located in rear yard, Interior component located in closet on second floor. 4. Schedule B: (KE JIAN MA, P.Eng, 604-599-8890) Structural 5. Schedule B: (JIAN ZHONG - 604-362-7021.) Geotechnical 6. HPO: Residential Builder- (Dreamhouse Construction Ltd.) Note: This is a 2 storey building pursuant to the Zoning and Development By-Law ** Laneway house permit under DB-2021-06760.** **THIS PERMIT HAS BEEN ISSUED UNDER THE REQUIREMENTS OF VBBL #12511 (2019) ** | Bassi Electrical Ltd
GP-2022-03398 | 2022-11-02 | 3553 E 26TH AVENUE, Vancouver, BC V5R 1M5 | Gas Permit | Residential | New | Completed | Residential - Gas fitting for: >BP: To construct a 2 storey one-family dwelling with a secondary suite located in the Basement ($638,625.00) with an open parking pad, providing 1 parking space, having vehicular access from the 20' Lane. 1. Covenant registered at the Land Title Office under CA9497178 2. No Strata Titling permitted 3. A/C proposed – Exterior component located in rear yard, Interior component located in closet on second floor. 4. Schedule B: (KE JIAN MA, P.Eng, 604-599-8890) Structural 5. Schedule B: (JIAN ZHONG - 604-362-7021.) Geotechnical 6. HPO: Residential Builder- (Dreamhouse Construction Ltd.) | KSS Mechanical Ltd
PP-2022-03947 | 2022-11-01 | 3553 E 26TH AVENUE, Vancouver, BC V5R 1M5 | Plumbing Permit | Residential | New | Completed | Residential - New Plumbing for: >BP: To construct a 2 storey one-family dwelling with a secondary suite located in the Basement ($638,625.00) with an open parking pad, providing 1 parking space, having vehicular access from the 20' Lane. 1. Covenant registered at the Land Title Office under CA9497178 2. No Strata Titling permitted 3. A/C proposed – Exterior component located in rear yard, Interior component located in closet on second floor. 4. Schedule B: (KE JIAN MA, P.Eng, 604-599-8890) Structural 5. Schedule B: (JIAN ZHONG - 604-362-7021.) Geotechnical 6. HPO: Residential Builder- (Dreamhouse Construction Ltd.) | KSS Mechanical Ltd
MP-2022-00581 | 2022-11-18 | 3553 E 26TH AVENUE, Vancouver, BC V5R 1M5 | Mechanical Permit | NULL | NULL | Completed | NULL | KSS Mechanical Ltd
NULL | NULL | 3553 E 26TH AVENUE, Vancouver, BC V5R 1M5 | Mechanical Permit | NULL | NULL | Withdrawn | NULL | KSS Mechanical Ltd
PP-2022-02922 | 2022-08-22 | 3553 E 26TH AVENUE, Vancouver, BC V5R 1M5 | Plumbing Permit | Residential | New | Completed | Residential - SUMPS NOTE: Engineering Assurance letter will be submitted to the Plumbing Inspector on the site. Letter shall conform to the requirements of Vancouver Bulletin 2000-008-EL/PL. | East West Excavating 2022 ltd
EP-2022-05804 | 2022-07-11 | 3553 E 26TH AVENUE, Vancouver, BC V5R 1M5 | Electrical Permit | Residential | New | Expired | Temporary Power - Residential - To provide temporary power. | Kooner Electrical Ltd
PP-2022-01281 | 2022-04-14 | 3554 E 26TH AVENUE, Vancouver, BC V5R 1M4 | Plumbing Permit | Residential | Renovation | Completed | Residential - 1FD+SS - #1 & #2 - Drain tile upgrading Exterior and interior alterations and a change of use from one family dwelling to one family dwelling with a secondary suite revision#1 - revise powder room on lower floor to extend wall, and add a shower, reconfigure sink and toilet setup | DDM 1030 Plumbing and Heating Ltd
PP-2022-00915 | 2022-03-18 | 3554 E 26TH AVENUE, Vancouver, BC V5R 1M4 | Plumbing Permit | Residential | Renovation - Dwelling Unit(s) only | Completed | Residential - second suite is added, with kitchen, laundry and bathroom ** Amend 04/19/2022** add Drain Tile around the house Exterior and interior alterations and a change of use from one family dwelling to one family dwelling with a secondary suite OK for Field Review per K. Vogt April 9, 2021 Note to applicant: The services of a structural engineer may be required, based upon site inspection by the District Building Inspector. A Sprinkler permit may be required, as determined by the District Building Inspector. revision#1 - revise powder room on lower floor to extend wall, and add a shower, reconfigure sink and toilet setup | DDM 1030 Plumbing and Heating Ltd
EP-2022-04392 | 2022-05-26 | 3605 E 26TH AVENUE, Vancouver, BC V5R 1M6 | Electrical Permit | Residential | Tenant Improvement | Completed | Installation / Repair - Residential - Electrical install of heat pump. BP not required. No change to existing service | Moore And Russell Heating And Air Conditioning Ltd
EP-2023-04496 | 2023-06-02 | 3645 E 26TH AVENUE, Vancouver, BC V5R 1M6 | Electrical Permit | Residential | Tenant Improvement | Completed | Installation / Repair - Residential - Sub panel from Main house to Garage. | Atlantic Electric Ltd
EP-2023-02863 | 2023-04-13 | 26 E 27TH AVENUE, Vancouver, BC V5V 2K3 | Electrical Permit | Residential | Renovation | Completed | Installation / Repair - Residential - 100 amp service upgrade / relocation. | EVANSON ELECTRIC LTD
EP-2023-11253 | 2024-01-08 | 38 E 27TH AVENUE, Vancouver, BC V5V 2K3 | Electrical Permit | Residential | Renovation | Issued | Installation / Repair - Residential - Permit for illegals pre installed 21 pot lights safety check. CF-2023-000583 >BP: Exterior and interior alterations to renovate the main floor of this existing Single Detached House on this site. the scope includes to remove the unauthorized aluminum cover in the front yard. | SUNSTONE ELECTRIC LTD
PP-2023-03204 | 2023-09-11 | 41 E 27TH AVENUE, Vancouver, BC V5V 2K2 | Plumbing Permit | Residential | New | Issued | Residential - 1FD - Net Zero - New build full plumbing scope >DB: To construct a 2 storey + basement one-family dwelling with an attached accessory building (garage) providing 1 parking space, having vehicular access from E 27th Ave. The entire building, INCLUDING THE ATTACHED GARAGE (if applicable), to be sprinklered to NFPA 13D. Note: This is a 2 storey building pursuant to the Zoning and Development By-Law 1- No bar sink proposed 2- A/C unit proposed at the rear ***This permit is issued under the VBBL 2019, with updated energy requirements as per bylaw # 12997 effective Jan 01, 2022.*** | Cima Mechanical Ltd
SP-2023-01007 | 2023-08-14 | 41 E 27TH AVENUE, Vancouver, BC V5V 2K2 | Sprinkler Permit | Residential | New | Issued | Residential - Installation of new fier sprinkler system >BP: 1FD - Net Zero To construct a 2 storey + basement one-family dwelling with an attached accessory building (garage) providing 1 parking space, having vehicular access from E 27th Ave. The entire building, INCLUDING THE ATTACHED GARAGE (if applicable), to be sprinklered to NFPA 13D. Note: This Building Permit will remain in a suspended status until the associated (green) Demolition Permit BP-2022-02176 is completed. Note: This is a 2 storey building pursuant to the Zoning and Development By-Law 1- No bar sink proposed 2- A/C unit proposed at the rear 3- Schedule B: Carlos Chiu, P. Eng. (604-737-9830) Structural 4- Schedule B: Thanh Van Le, P. Eng. (604-737-9830) Geotechnical 5- BC Housing Residential Builder: Saint Construction Management Ltd. | Fire Busters Inc
PP-2023-02808 | 2023-09-08 | 41 E 27TH AVENUE, Vancouver, BC V5V 2K2 | Plumbing Permit | Residential | New | Issued | Residential - 1FD - storm and sewer hook up | Mash Construction Ltd.
EP-2023-04724 | 2023-07-12 | 61 E 27TH AVENUE, Vancouver, BC V5V 2K2 | Electrical Permit | Residential | New | Issued | Temporary Power - Residential - To provide temporary power. | Beyond Electric Ltd
PP-2023-02992 | 2023-08-23 | 61 E 27TH AVENUE, Vancouver, BC V5V 2K2 | Plumbing Permit | Residential | New | Issued | Residential - Install one outside storm sump | PTL Contracting Ltd
EP-2023-11015 | 2023-12-08 | 61 E 27TH AVENUE, Vancouver, BC V5V 2K2 | Electrical Permit | Residential | New | Issued | Installation / Repair - Residential - New home wiring. >BP: To construct a 2 storey single detached house with an attached garage providing 1 parking space, having vehicular access from the lane. The entire building, INCLUDING THE ATTACHED GARAGE, to be sprinklered to NFPA 13D. Note: This is a 2 storey building pursuant to the Zoning and Development By-Law ******THIS PERMIT HAS BEEN ISSUED UNDER THE REQUIREMENTS OF VBBL 2019****** ***This permit is issued under the VBBL 2019, with updated energy requirements as per bylaw # 12997 effective Jan 01, 2022.*** NFPA 13D 1. A/C unit proposed in rear yard 2. Schedule A D'Arcy Jones AIBC (604-669-2235) 3. Schedule B D'Arcy Jones AIBC (604-669-2235) Architectural 4. Schedule B Richard Herfst P.Eng (604-553-0524) Structural 5. Schedule D Cory Legge, P.Eng (604-445-5385) 6. BC Housing Apple Barn Investments Ltd | Beyond Electric Ltd
MP-2023-02210 | 2023-12-13 | 61 E 27TH AVENUE, Vancouver, BC V5V 2K2 | Mechanical Permit | NULL | NULL | Issued | NULL | Best Look Plumbing & Heating Ltd
PP-2023-03812 | 2023-10-30 | 61 E 27TH AVENUE, Vancouver, BC V5V 2K2 | Plumbing Permit | Residential | New | Issued | Residential - All new plumbing fixtures >BP: To construct a 2 storey single detached house with an attached garage providing 1 parking space, having vehicular access from the lane. The entire building, INCLUDING THE ATTACHED GARAGE, to be sprinklered to NFPA 13D. | Best Look Plumbing & Heating Ltd
MP-2022-00248 | 2022-09-21 | 556 E 19TH AVENUE, Vancouver, BC V5V 1J9 | Mechanical Permit | NULL | NULL | Completed | NULL | Thomson Industries Ltd
EP-2022-08376 | 2022-10-05 | 556 E 19TH AVENUE, Vancouver, BC V5V 1J9 | Electrical Permit | Residential | Renovation | Completed | Installation / Repair - Residential - Dedicated Circuit for Heat Pump and Back up Heat -MP-2022-00248 Amend: Oct 11, 2022 A demand share device is needed for this job DCC12, value $1000 Please amend our permit | Pacific Star Electric Inc
EP-2022-09941 | 2022-12-15 | 609 E 19TH AVENUE, Vancouver, BC V5V 1K1 | Electrical Permit | Residential | Renovation | Completed | Installation / Repair - Residential - 200amp Service upgrade from existing, dedicated circuit for heat pump and EV MP-2022-00678 | Pacific Star Electric Inc
MP-2022-00678 | 2022-12-09 | 609 E 19TH AVENUE, Vancouver, BC V5V 1K1 | Mechanical Permit | NULL | NULL | Completed | NULL | Thomson Industries Ltd
GP-2023-00852 | 2023-03-09 | 630 E 19TH AVENUE, Vancouver, BC V5V 1K2 | Gas Permit | Residential | Renovation | Completed | Residential - Re&re boiler | Milani Plumbing Heating & Air Conditioning Ltd
GP-2023-00146 | 2023-01-17 | 788 E 19TH AVENUE, Vancouver, BC V5V 1K3 | Gas Permit | Residential | New | Completed | Residential - Navien NPE-180A2 tankless water heater installation. Was previously a hot water tank. | Connor F Davis
NULL | NULL | 788 E 19TH AVENUE, Vancouver, BC V5V 1K3 | Gas Permit | Residential | Addition | Withdrawn | Residential - tankless water heater installation | Parlay Mechanical
GP-2023-01408 | 2023-05-01 | 789 E 19TH AVENUE, Vancouver, BC V5V 1K4 | Gas Permit | Residential | Tenant Improvement | Completed | Residential - combi boiler system | Vector Home Services Inc
EP-2023-00835 | 2023-01-31 | 855 E 19TH AVENUE, Vancouver, BC V5V 1K6 | Electrical Permit | Residential | Renovation | Expired | Temporary Power - Residential - To provide temporary power. | Pacific Star Electric Inc
PP-2023-01903 | 2023-05-29 | 855 E 19TH AVENUE, Vancouver, BC V5V 1K6 | Plumbing Permit | Residential | New | Issued | Residential - Storm and sewer >BP: Interior and exterior alterations, addition and to convert this existing one-family dwelling listed on the Vancouver Heritage Registry to a two storey multiple dwelling containing 3 dwelling units and to stratify the lot. ******Reviewed under the provisions of VBBL 2019******** To be sprinklered to NFPA 13R | Mash Construction Ltd.
PP-2023-02389 | 2023-07-14 | 855 E 19TH AVENUE, Vancouver, BC V5V 1K6 | Plumbing Permit | Residential | Renovation | Issued | Residential - Full home plumbing on Reovation/addition >BP: Interior and exterior alterations, addition and to convert this existing one-family dwelling listed on the Vancouver Heritage Registry to a two storey multiple dwelling containing 3 dwelling units ($1,100,000) and to stratify the lot. ******Reviewed under the provisions of VBBL 2019******** To be sprinklered to NFPA 13R Refer to DP-2021-00550 for development permit Refer to BP-2022-03306 for Infill permit | Cima Mechanical Ltd
SP-2023-01234 | 2023-09-15 | 855 E 19TH AVENUE, Vancouver, BC V5V 1K6 | Sprinkler Permit | Commercial | New | Issued | Commercial - For all sprinkler work to the 2019 VBBL; NFPA 13R, 2013; for work to convert this existing one-family dwelling listed on the Vancouver Heritage Registry to a two storey multiple dwelling containing 3 dwelling units and install a new sprinkler system. Engineer of Record: David Killey 604-599-4499 projects@firebusters.com Related Permits: SP-2023-01236 - Infill Building | Fire Busters Inc
EP-2023-05985 | 2023-08-09 | 855 E 19TH AVENUE, Vancouver, BC V5V 1K6 | Electrical Permit | Commercial | Addition | Issued | Installation / Repair - Commercial - ¦ MCD: 3FD/ 125A ¦ Installation of 400amp Single phase service, PMT *An approved mechanical permit is required for the installation of air conditioning or heat pump unit at the time of installation before an electrical inspection will be performed >BP: Interior and exterior alterations, addition and to convert this existing one-family dwelling listed on the Vancouver Heritage Registry to a two storey multiple dwelling containing 3 dwelling units ($1,100,000) and to stratify the lot. ******Reviewed under the provisions of VBBL 2019******** To be sprinklered to NFPA 13R Refer to DP-2021-00550 for development permit Refer to BP-2022-03306 for Infill permit | Pacific Star Electric Inc
GP-2023-03873 | 2023-12-06 | 2830 E 22ND AVENUE, Vancouver, BC V5M 2Y2 | Gas Permit | Residential | Renovation | Issued | Residential - Replacement of 2 direct vent gas fireplaces | Bridge Woodworks Mfg Ltd
EP-2024-00126 | NULL | 2830 E 22ND AVENUE, Vancouver, BC V5M 2Y2 | Electrical Permit | Residential | Addition | Application Incomplete | Installation / Repair - Residential - Service upgrade 100A to 200A. Single meter. | Electrocity Electrical Service Ltd
GP-2022-00866 | 2022-03-18 | 2839 E 22ND AVENUE, Vancouver, BC V5M 2Y1 | Gas Permit | Residential | Renovation | Completed | Residential - Replace boiler | Pioneer Plumbing & Heating Inc
EP-2022-10593 | 2022-12-16 | 2464 E 22ND AVENUE, Vancouver, BC V5M 2X3 | Electrical Permit | Residential | New | Completed | Installation / Repair - Residential - Service upgrade from 100 amp to 200 amp service located on lane way house. | Maple Leaf Electrical Ltd
EP-2023-02320 | 2023-03-24 | 2488 E 22ND AVENUE, Vancouver, BC V5M 2X3 | Electrical Permit | Residential | Addition | Completed | Installation / Repair - Residential - Disconnect and reconnect same day with new ACWU 1 AWG to main house electrical panel *200A main service located on laneway EP-2023-01869: Temp service from private pole EP-2023-01867: Laneway EP-2023-02320: Single Family disconnect/ reconnect | Apaar Electrical Ltd
EP-2022-04377 | 2022-05-30 | 2493 E 22ND AVENUE, Vancouver, BC V5M 2X4 | Electrical Permit | Residential | New | Completed | Installation / Repair - Residential - Wire and Connect NEW Heat Pump | Gerald W Jansen & Jody Jansen
GP-2022-01642 | 2022-05-30 | 2493 E 22ND AVENUE, Vancouver, BC V5M 2X4 | Gas Permit | Residential | Renovation | Completed | Residential - Re&Re tankless water heater BTU 199.000 | Milani Plumbing Heating & Air Conditioning Ltd
MP-2023-02283 | 2023-12-21 | 2498 E 22ND AVENUE, Vancouver, BC V5M 2X3 | Mechanical Permit | NULL | NULL | Completed | NULL | Wespac Mechanical Ltd
EP-2023-07845 | 2023-09-15 | 2503 E 22ND AVENUE, Vancouver, BC V5M 2X4 | Electrical Permit | Residential | Addition | Completed | Installation / Repair - Residential - ¦ 1FD/ DCC/ HP: 12000W ¦ Installation of a new heat pumo outside. Heat pump takes 29A on a 40A breaker with a DCC Load Manager MP-2023-01677: Submitted (Heating and Cooling) | BC1196168 Ltd
MP-2023-01677 | 2023-09-18 | 2503 E 22ND AVENUE, Vancouver, BC V5M 2X4 | Mechanical Permit | NULL | NULL | Completed | NULL | Green Mountain Solutions Inc
GP-2022-00259 | 2022-01-28 | 2561 E 22ND AVENUE, Vancouver, BC V5M 2X4 | Gas Permit | Residential | Renovation | Completed | Residential - Boiler Replacement for heating | Apple Plumbing & Heating Services
PP-2022-00636 | 2022-02-24 | 750 E 23RD AVENUE, Vancouver, BC V5V 1Y1 | Plumbing Permit | Residential | Renovation | Issued | Residential - plumbing work Interior alterations to provide tenant improvements to the existing one family dwelling building. The scope of work includes new interior layout to both floors. | RAHELU PLUMBING & HEATING LTD.
EP-2022-03854 | 2022-05-12 | 750 E 23RD AVENUE, Vancouver, BC V5V 1Y1 | Electrical Permit | Residential | Renovation | Completed | Installation / Repair - Residential - complete basement wiring for outlets and lighting, main floor 2 bedroom lighting, kitchen and living room are existing. -we are doing bonding to the gas line as it was bonded >BP: Interior alterations to provide tenant improvements to the existing one family dwelling building. The scope of work includes new interior layout to both floors. Renovation energy upgrade proposal prepared by Arshdeep Sandhu, 778.317.4850 Note: Floor area of 236sf workshop in the garage is to be counted towards FSR. Two plumbing fixtures (sink and toilet) are proposed in this workshop | 578541 BC Ltd
GP-2023-04204 | 2023-12-27 | 3231 E 22ND AVENUE, Vancouver, BC V5M 2Z1 | Gas Permit | Residential | Renovation | Issued | Residential - re/re of existing furnace with condensing High Efficiency Furnace | 1236318 BC Ltd DBA Aquatech Vancouver
GP-2022-03296 | 2022-11-29 | 3263 E 22ND AVENUE, Vancouver, BC V5M 2Z1 | Gas Permit | Residential | Renovation - Dwelling Unit(s) only | Completed | Residential - RE N RE - FURNACE REPLACEMENT | CoStar Home Energy Ltd
EP-2022-09850 | 2022-12-07 | 3281 E 22ND AVENUE, Vancouver, BC V5M 2Z1 | Electrical Permit | Commercial | Tenant Improvement | Completed | Installation / Repair - Commercial - Fire Alarm work for a Tenant Improvement: Delete 2 smoke alarms, drop 1 smoke alarm to the drop ceiling, install 2 new horns, relocate 1 horn, add monitor module for hood system, add new FA zone to the annunciator for the hood system. | LORE ELECTRIC INC
EP-2022-10304 | 2022-12-09 | 3281 E 22ND AVENUE, Vancouver, BC V5M 2Z1 | Electrical Permit | Commercial | New | Completed | Installation / Repair - Commercial - COMPLETE Security ALARM SYSTEM -APC will install basic wireless alarm system with two doors & two motions. >BP: Interior and exterior alteration for Restaurant Class 1 fit out at an existing commercial residential mixed use building. Separate building permit and sprinkler permit will be required for exterior patio seating. Class 1 Cooking (Grease-Laden Vapours): 1. Class 1 cooking operations (Grease-Laden Vapours). 2. Commercial kitchen exhaust system to NFPA 96 (Type 1 hood). CP First TI - Full Construction - issued June 10, 2022 | APC ALARM CORP
GP-2022-03682 | 2022-11-22 | 3281 E 22ND AVENUE, Vancouver, BC V5M 2Z1 | Gas Permit | Commercial | New | Cancelled | Commercial - Gas works >BP: Interior and exterior alteration for Restaurant Class 1 fit out at an existing commercial residential mixed use building. Separate building permit and sprinkler permit will be required for exterior patio seating. | RAHELU PLUMBING & HEATING LTD.
PP-2022-02822 | 2022-08-23 | 3281 E 22ND AVENUE, Vancouver, BC V5M 2Z1 | Plumbing Permit | Commercial | New | Completed | Commercial - Plumbing for: >BP: Interior and exterior alteration for Restaurant Class 1 fit out at an existing commercial residential mixed use building. Separate building permit and sprinkler permit will be required for exterior patio seating. Class 1 Cooking (Grease-Laden Vapours): 1. Class 1 cooking operations (Grease-Laden Vapours). 2. Commercial kitchen exhaust system to NFPA 96 (Type 1 hood). CP First TI - Full Construction - issued June 10, 2022 Rev 1 - Change of Contractor. - issued July 18, 2022 | RAHELU PLUMBING & HEATING LTD.
EP-2022-06440 | 2022-08-02 | 3281 E 22ND AVENUE, Vancouver, BC V5M 2Z1 | Electrical Permit | Commercial | Renovation | Completed | Installation / Repair - Commercial - Install light fixtures,receptacles,exit light units,EM light units,wiring fire suppression control circuits and walk-in Freezer circuit. Interior and exterior alteration for Restaurant Class 1 fit out at an existing commercial residential mixed use building. Separate building permit and sprinkler permit will be required for exterior patio seating. **Amend 12/19/2022** Uploaded lighting attachment ** Amend 12/20/2022** Lighting Compliance Form has been attached | Myarc Electrical Inc
SP-2022-00200 | 2022-08-05 | 3281 E 22ND AVENUE, Vancouver, BC V5M 2Z1 | Sprinkler Permit | Commercial | Tenant Improvement | Completed | Commercial - For sprinkler system alterations to the 2019 VBBL and NFPA 13, 2013 for the tenant improvements to provide sprinkler alteration for Restaurant Class 1 fit out at an existing commercial residential mixed use building. | Hydroworks Contracting Ltd
GP-2022-01483 | 2022-05-13 | 3426 E 22ND AVENUE, Vancouver, BC V5M 2Z4 | Gas Permit | Residential | New | Completed | Residential - Zero Clearance Gas Fireplace to Existing SFD Vent & Gas Hookup | Encore Fireplaces Ltd
MP-2023-01203 | 2023-06-30 | 2881 E 23RD AVENUE, Vancouver, BC V5R 1A9 | Mechanical Permit | NULL | NULL | Completed | NULL | Tek Climate Heating & Air Conditioning Ltd
NULL | NULL | 2881 E 23RD AVENUE, Vancouver, BC V5R 1A9 | Mechanical Permit | NULL | NULL | Withdrawn | NULL | Tek Climate Heating & Air Conditioning Ltd
EP-2023-04462 | 2023-05-31 | 2881 E 23RD AVENUE, Vancouver, BC V5R 1A9 | Electrical Permit | Residential | Renovation | Completed | Installation / Repair - Residential - Service upgrade to 200A, Overhead entrance, replacement of main panel and circuit breakers, add 30A circuit for heat pump, | Re-Charge Electrical Solutions Inc
SP-2022-00962 | 2022-06-14 | 150 E 27TH AVENUE, Vancouver, BC V5V 2K4 | Sprinkler Permit | Residential | New | Completed | Residential - Install new fire sprinkler system | CENTRE LINE FIRE SPRINKLERS LTD
GP-2022-02369 | 2022-08-12 | 150 E 27TH AVENUE, Vancouver, BC V5V 2K4 | Gas Permit | Residential | Addition | Completed | Residential - Adding one barbeue and replacing one navien hot water tank CF-2021-013986 Exterior and interior alterations to the main and second floors, add a new rear landing and to add to the west elevation of the main and second floors for this existing two storey one family dwelling on this inside with lane site. | National Plumbing & Heating Ltd
EP-2022-06074 | 2022-07-29 | 150 E 27TH AVENUE, Vancouver, BC V5V 2K4 | Electrical Permit | Residential | Renovation | Completed | Installation / Repair - Residential - Remove existing wiring install new wiring & devices replace existing service, -devices are: Plugs, Switches & Lights Install new service 200A 240V 1ph >BP: CF-2021-013986 Exterior and interior alterations to the main and second floors, add a new rear landing and to add to the west elevation of the main and second floors for this existing two storey one family dwelling on this inside with lane site. Structural Schedule B provided by ALAN PRAHALAD, P.ENG 604-831-1431 ENTIRE BUILDING TO BE SPRINKLERED TO NFPA 13D REQUIREMENTS >>> Amend: Sept. 12th -Added EV Charger Receptacle & AC wiring -LOAD CALCULATIONS uploaded -cost of installation increased to $16,000 | IGS Electric Ltd.
PP-2022-02494 | 2022-07-25 | 150 E 27TH AVENUE, Vancouver, BC V5V 2K4 | Plumbing Permit | Residential | Renovation | Completed | Residential - Plumbing RE: CF-2021-013986 Exterior and interior alterations to the main and second floors, add a new rear landing and to add to the west elevation of the main and second floors for this existing two storey one family dwelling on this inside with lane site. | National Plumbing & Heating Ltd
GP-2023-03409 | 2023-11-06 | 3093 E 27TH AVENUE, Vancouver, BC V5R 1P1 | Gas Permit | Residential | Renovation | Completed | Residential - RE&RE hot water tank | Milani Plumbing Heating & Air Conditioning Ltd
EP-2022-03098 | 2022-04-18 | 3224 E 27TH AVENUE, Vancouver, BC V5R 1P6 | Electrical Permit | Residential | New | Expired | Temporary Power - Residential - To provide temporary power. | Dragon Electric Ltd
PP-2022-02635 | 2022-07-28 | 3224 E 27TH AVENUE, Vancouver, BC V5R 1P6 | Plumbing Permit | Residential | New | Completed | Residential - Sump | Trust Excavation & Demolition Ltd
EP-2022-10581 | 2022-12-15 | 3224 E 27TH AVENUE, Vancouver, BC V5R 1P6 | Electrical Permit | Residential | New | Completed | Installation / Repair - Residential - low voltage Rough-in and completion of alarm system, tel/data/cable | Infinitech Security & Integration Inc.
SP-2023-00087 | 2023-01-17 | 3224 E 27TH AVENUE, Vancouver, BC V5R 1P6 | Sprinkler Permit | Residential | New | Completed | Residential - 2FD - FRONT - 3224 E 27TH AV BACK - 3222 E 27TH AV Install sprinklers in duplex >DB: To construct a two-storey two-family dwelling, with a detached accessory building (garage) at the rear providing 2 parking spaces, having vehicular access from the lane. Note: This is a 2 storey building pursuant to the Zoning and Development By-Law 1. A/C units proposed in rear yard. | Gold Key Fire Protection Ltd
GP-2023-00207 | 2023-01-17 | 3224 E 27TH AVENUE, Vancouver, BC V5R 1P6 | Gas Permit | Residential | New | Completed | Residential - 2FD - FRONT - 3224 E 27TH AV BACK - 3222 E 27TH AV Gas fitting To construct a two-storey two-family dwelling, with a detached accessory building (garage) at the rear providing 2 parking spaces, having vehicular access from the lane. Note: This is a 2 storey building pursuant to the Zoning and Development By-Law 1. A/C units proposed in rear yard. | KSS Mechanical Ltd
MP-2022-00479 | 2022-10-26 | 3224 E 27TH AVENUE, Vancouver, BC V5R 1P6 | Mechanical Permit | NULL | NULL | Completed | NULL | KSS Mechanical Ltd
PP-2022-04032 | 2022-11-08 | 3224 E 27TH AVENUE, Vancouver, BC V5R 1P6 | Plumbing Permit | Residential | New | Completed | Residential - 2FD - to install 1 gravity sump | Trust Excavation & Demolition Ltd
EP-2022-09387 | 2022-11-07 | 3224 E 27TH AVENUE, Vancouver, BC V5R 1P6 | Electrical Permit | Residential | New | Completed | Installation / Repair - Residential - Duplex Wiring >BP: To construct a two-storey two-family dwelling ($704,250), with a detached accessory building (garage) at the rear providing 2 parking spaces, having vehicular access from the lane. Note: This is a 2 storey building pursuant to the Zoning and Development By-Law 1. A/C units proposed in rear yard. 2. Schedule B: Jason Hui, (778.319.3403) Structural & Geotechnical 3. HPO: Residential Builder - Empire West Construction Ltd ******THIS PERMIT HAS BEEN ISSUED UNDER THE REQUIREMENTS OF VBBL #12511 (2019)****** | L.H. ELECTRIC LTD
PP-2022-03723 | 2022-10-19 | 3224 E 27TH AVENUE, Vancouver, BC V5R 1P6 | Plumbing Permit | Residential | New | Completed | Residential - New Plumbing for: >BP: To construct a two-storey two-family dwelling ($704,250), with a detached accessory building (garage) at the rear providing 2 parking spaces, having vehicular access from the lane. Note: This is a 2 storey building pursuant to the Zoning and Development By-Law 1. A/C units proposed in rear yard. 2. Schedule B: Jason Hui, (778.319.3403) Structural & Geotechnical 3. HPO: Residential Builder - Empire West Construction Ltd | KSS Mechanical Ltd
PP-2022-03724 | 2022-10-19 | 3224 E 27TH AVENUE, Vancouver, BC V5R 1P6 | Plumbing Permit | Residential | New | Completed | Residential - Plumbing for: >BP: To construct a two-storey two-family dwelling ($704,250), with a detached accessory building (garage) at the rear providing 2 parking spaces, having vehicular access from the lane. Note: This is a 2 storey building pursuant to the Zoning and Development By-Law 1. A/C units proposed in rear yard. 2. Schedule B: Jason Hui, (778.319.3403) Structural & Geotechnical 3. HPO: Residential Builder - Empire West Construction Ltd | KSS Mechanical Ltd
EP-2022-00435 | 2022-01-31 | 3108 E 20TH AVENUE, Vancouver, BC V5M 2V5 | Electrical Permit | Residential | Renovation | Completed | Installation / Repair - Residential - Bonding the gas line to ground, relocating the furnace switch, repairing an existing AC exterior cable. -only replacing a damaged exterior cable to it. Amend Feb 14, 2022 Cooper pigtail repairs in all devices | Wirechief Electric Ltd
EP-2022-00317 | NULL | 3108 E 20TH AVENUE, Vancouver, BC V5M 2V5 | Electrical Permit | Residential | Renovation | Withdrawn | Installation / Repair - Residential - Gas line bonding to ground, furnace switch relocation to the outside wall, AC cable repair, basement stove cancellation. | Wirechief Electric Ltd
EP-2023-07846 | 2023-09-12 | 3108 E 20TH AVENUE, Vancouver, BC V5M 2V5 | Electrical Permit | Residential | Addition | Completed | Installation / Repair - Residential - Wer are doing a service upgrade with a new mast, meter base, panel and grounding, along with new CB's >Permit Amendment Oct 05, 203 -"We would like to amend this permit top include a car charger in it as well" *Document(s) uploaded to "Application Documents" tab for Electrical Inspector review. Documents are at pending status at time of permit amendment approval | BC1196168 Ltd
MP-2024-00106 | 2024-01-24 | 3134 E 20TH AVENUE, Vancouver, BC V5M 2V5 | Mechanical Permit | NULL | NULL | Issued | NULL | Power Cool Electrical & Refrigeration Mech Ltd
EP-2022-07849 | 2022-09-16 | 3134 E 20TH AVENUE, Vancouver, BC V5M 2V5 | Electrical Permit | Residential | New | Expired | Temporary Power - Residential - To provide temporary power. | Bijan Valagohar
PP-2022-03260 | 2022-09-15 | 3134 E 20TH AVENUE, Vancouver, BC V5M 2V5 | Plumbing Permit | Residential | New | Issued | Residential - Sump | Hands On Demolition & Excavating Ltd
EP-2023-03948 | 2023-05-05 | 3134 E 20TH AVENUE, Vancouver, BC V5M 2V5 | Electrical Permit | Residential | New | Completed | Installation / Repair - Residential - Security Alarm, telephone, tv, entry. >BP: To construct a 2.5-storey two-family dwelling with a detached accessory building (garage) at the rear providing 2 parking spaces, having vehicular access from the lane. | Best Built-In Centre Ltd
EP-2023-05682 | 2023-07-12 | 3134 E 20TH AVENUE, Vancouver, BC V5M 2V5 | Electrical Permit | Residential | New | Completed | Installation / Repair - Residential - repair poorly installed Under ground low voltage pipes done by others without permit. pvc underground conduits low voltage (tel &cable)race ways. -reference: CF-2023-006234 >BP: To construct a 2.5-storey two-family dwelling with a detached accessory building (garage) at the rear providing 2 parking spaces, having vehicular access from the lane. | AC / BC Electric Ltd
GP-2023-00988 | 2023-03-22 | 3134 E 20TH AVENUE, Vancouver, BC V5M 2V5 | Gas Permit | Residential | New | Completed | Residential - 2 Range, 2 Boiler & 2 BBQ new gas works >BP: To construct a 2.5-storey two-family dwelling with a detached accessory building (garage) at the rear providing 2 parking spaces, having vehicular access from the lane. | Lucky Five Eight Plumbing & Heating Ltd
EP-2023-02864 | 2023-04-18 | 3134 E 20TH AVENUE, Vancouver, BC V5M 2V5 | Electrical Permit | Residential | New | Completed | Installation / Repair - Residential - new Electrical wiring for: >BP: To construct a 2.5-storey two-family dwelling with a detached accessory building (garage) at the rear providing 2 parking spaces, having vehicular access from the lane. The entire building to be sprinklered to 2x NFPA 13D. NOTE: To achieve the required FSR a floor space exclusion of 2% has been applied to this application as per section 10.11.1 of the district schedule, to accommodate improved building performance. 1. A/C units proposed in rear yard 2. No bar sink 3. Schedule B Saeid Sadeghi P.Eng (604-913-6604) Structural 4. Schedule B Farid Emadi P.Eng (778-358-7481) Geotechnical 5. BC Housing Axent Project Ltd | AC / BC Electric Ltd
MP-2023-00327 | 2023-03-09 | 3134 E 20TH AVENUE, Vancouver, BC V5M 2V5 | Mechanical Permit | NULL | NULL | Issued | NULL | Lucky Five Eight Plumbing & Heating Ltd
SP-2023-00366 | 2023-03-02 | 3134 E 20TH AVENUE, Vancouver, BC V5M 2V5 | Sprinkler Permit | Residential | New | Completed | Residential - 2FD - FRONT - 3134 E 20TH AV BACK - 3132 E 20TH AV New sprinkler system >DB: To construct a 2.5-storey two-family dwelling with a detached accessory building (garage) at the rear providing 2 parking spaces, having vehicular access from the lane. The entire building to be sprinklered to 2x NFPA 13D. 1. A/C units proposed in rear yard 2. No bar sink | Haven Fire Protection Ltd
PP-2023-00697 | 2023-03-02 | 3134 E 20TH AVENUE, Vancouver, BC V5M 2V5 | Plumbing Permit | Residential | New | Completed | Residential - new plumbing works >BP: To construct a 2.5-storey two-family dwelling with a detached accessory building (garage) at the rear providing 2 parking spaces, having vehicular access from the lane. The entire building to be sprinklered to 2x NFPA 13D. NOTE: To achieve the required FSR a floor space exclusion of 2% has been applied to this application as per section 10.11.1 of the district schedule, to accommodate improved building performance. 1. A/C units proposed in rear yard 2. No bar sink 3. Schedule B Saeid Sadeghi P.Eng (604-913-6604) Structural 4. Schedule B Farid Emadi P.Eng (778-358-7481) Geotechnical 5. BC Housing Axent Project Ltd | Lucky Five Eight Plumbing & Heating Ltd
GP-2022-02375 | 2022-08-12 | 785 E 23RD AVENUE, Vancouver, BC V5V 1Y2 | Gas Permit | Residential | Tenant Improvement | Completed | Residential - Decommissioning and removal of gas furnace | 0994152 BC Ltd
MP-2022-00106 | 2022-08-16 | 785 E 23RD AVENUE, Vancouver, BC V5V 1Y2 | Mechanical Permit | NULL | NULL | Completed | NULL | 0994152 BC Ltd
EP-2022-06804 | NULL | 785 E 23RD AVENUE, Vancouver, BC V5V 1Y2 | Electrical Permit | Residential | Tenant Improvement | Applicant Revisions | Installation / Repair - Residential - Electrical to Heat pump -This is a ground-mounted heat pump located in the rear yard and the customer has a previous 200 amp service with tons of panel space for the future. We are running our electrical to our disconnect and Mitsubishi Heat pump *MP-2022-00106 | 0994152 BC Ltd
EP-2022-06214 | 2022-07-22 | 786 E 23RD AVENUE, Vancouver, BC V5V 1Y1 | Electrical Permit | Residential | New | Expired | Temporary Power - Residential - To provide temporary power. | Samreet Electrical Services Ltd
PP-2023-00144 | 2023-01-16 | 786 E 23RD AVENUE, Vancouver, BC V5V 1Y1 | Plumbing Permit | Residential | New | Completed | Residential - Sump | Kingsman Excavating Ltd.
PP-2023-01111 | 2023-03-30 | 786 E 23RD AVENUE, Vancouver, BC V5V 1Y1 | Plumbing Permit | Residential | New | Completed | Residential - 2FD+2SS - WEST - 786 E 23RD AV - #1 & #2 EAST - 788 E 23RD AV - #1 & #2 To install piping and fixtures for a new duplex. >DB: To construct a 2 storey two-family dwelling with 2 secondary suite) located in the Basement with a detached accessory building (garage) at the rear providing 2 parking spaces, having vehicular access from the lane. Note: The entire building, INCLUDING THE ATTACHED GARAGE (if applicable), to be sprinklered to 2 x NFPA 13D 1. Covenant to be registered prior sheathing inspections. 2. A/C proposed – Exterior component located in Rear, Interior component located in Basement | Skyway Plumbing & gas Ltd
MP-2023-00640 | 2023-04-14 | 786 E 23RD AVENUE, Vancouver, BC V5V 1Y1 | Mechanical Permit | NULL | NULL | Completed | NULL | Skyway Plumbing & gas Ltd
SP-2023-00825 | 2023-05-12 | 786 E 23RD AVENUE, Vancouver, BC V5V 1Y1 | Sprinkler Permit | Residential | New | Completed | Residential - To install piping and fixtures for a new duplex. >BP: To construct a 2 storey two-family dwelling with 2 secondary suite) located in the Basement with a detached accessory building (garage) at the rear providing 2 parking spaces, having vehicular access from the lane. Note: The entire building, INCLUDING THE ATTACHED GARAGE (if applicable), to be sprinklered to 2 x NFPA 13D 1. Covenant registered at the Land Title Office under CB386973-CB386974 2. A/C proposed – Exterior component located in Rear, Interior component located in Basement 3. Schedule B: (A.D.A Prahalad) P.Eng (604.831.1431) Structural & Geotechnical 4. HPO: Residential Builder-Modern Style Home Ltd | Skyway Plumbing & gas Ltd
MP-2023-00901 | 2023-05-21 | 786 E 23RD AVENUE, Vancouver, BC V5V 1Y1 | Mechanical Permit | NULL | NULL | Completed | NULL | FAST ROUTE PLUMBING & REFRIGERATION MECHANICAL LTD
EP-2023-04738 | 2023-05-30 | 786 E 23RD AVENUE, Vancouver, BC V5V 1Y1 | Electrical Permit | Residential | New | Completed | Installation / Repair - Residential - Tv, telephone, alarm prewire and complete. >BP: To construct a 2 storey two-family dwelling with 2 secondary suite) located in the Basement ($1,057,500) with a detached accessory building (garage) at the rear providing 2 parking spaces, having vehicular access from the lane. Note: The entire building, INCLUDING THE ATTACHED GARAGE (if applicable), to be sprinklered to 2 x NFPA 13D 1. Covenant registered at the Land Title Office under CB386973-CB386974 2. A/C proposed – Exterior component located in Rear, Interior component located in Basement 3. Schedule B: (A.D.A Prahalad) P.Eng (604.831.1431) Structural & Geotechnical 4. HPO: Residential Builder-Modern Style Home Ltd Note: This is a 2 storey building pursuant to the Zoning and Development By-Law **THIS PERMIT HAS BEEN ISSUED UNDER THE REQUIREMENTS OF VBBL #12511 (2019)** | Tvisha Technologies Ltd
EP-2023-04782 | 2023-06-09 | 786 E 23RD AVENUE, Vancouver, BC V5V 1Y1 | Electrical Permit | Residential | New | Completed | Installation / Repair - Residential - New duplex house with basement Main service:200 amp Volt : 120/240 Phase: single phase three wire Main panel each side :125 amp full load walloven in load calculations (5760) *MP-2023-00901: Issued (Heating and Cooling) >BP: To construct a 2 storey two-family dwelling with 2 secondary suite) located in the Basement ($1,057,500) with a detached accessory building (garage) at the rear providing 2 parking spaces, having vehicular access from the lane. Note: The entire building, INCLUDING THE ATTACHED GARAGE (if applicable), to be sprinklered to 2 x NFPA 13D 1. Covenant registered at the Land Title Office under CB386973-CB386974 2. A/C proposed – Exterior component located in Rear, Interior component located in Basement 3. Schedule B: (A.D.A Prahalad) P.Eng (604.831.1431) Structural & Geotechnical 4. HPO: Residential Builder-Modern Style Home Ltd Note: This is a 2 storey building pursuant to the Zoning and Development By-Law **THIS PERMIT HAS BEEN ISSUED UNDER THE REQUIREMENTS OF VBBL #12511 (2019)** | Samreet Electrical Services Ltd
GP-2023-01653 | 2023-05-26 | 786 E 23RD AVENUE, Vancouver, BC V5V 1Y1 | Gas Permit | Residential | New | Completed | Residential - 2 Ranges, 2 Fireplaces, Boilers, 2 Dryers & 2 BBQ Complete Installation Fireplaces - Piping Only >BP: To construct a 2 storey two-family dwelling with 2 secondary suites **Amendment- Added 2 Dryers and changed Fireplaces to piping only** | Skyway Plumbing & gas Ltd
GP-2023-01803 | 2023-06-12 | 786 E 23RD AVENUE, Vancouver, BC V5V 1Y1 | Gas Permit | Residential | New | Completed | Residential - 2 Fire Places Venting and hook up only >BP: To construct a 2 storey two-family dwelling with 2 secondary suites | ORAY FIREPLACES LTD
EP-2022-00465 | 2022-02-03 | 796 E 23RD AVENUE, Vancouver, BC V5V 1Y1 | Electrical Permit | Residential | Renovation | Completed | Installation / Repair - Residential - upgrade service to 200 amp rewire kitchen and dining areas misc cleanup in home >BP: Interior alterations only to provide improvements to existing single family dwelling on this site. Scope of work to include replacing of the existing furnace with heat pump and hot water tank with on-demand. | Jonkman Electric Ltd
PP-2022-00425 | 2022-02-09 | 796 E 23RD AVENUE, Vancouver, BC V5V 1Y1 | Plumbing Permit | Residential | Renovation | Completed | Residential - Plumbing Interior alterations only to provide improvements to existing single family dwelling on this site. Scope of work to include replacing of the existing furnace with heat pump and hot water tank with on-demand. | Avante Plumbing & Heating Ltd
GP-2022-03098 | 2022-11-22 | 796 E 23RD AVENUE, Vancouver, BC V5V 1Y1 | Gas Permit | Residential | Renovation | Completed | Residential - Gas | Avante Plumbing & Heating Ltd
EP-2022-03915 | 2022-05-11 | 803 E 23RD AVENUE, Vancouver, BC V5V 1Y3 | Electrical Permit | Residential | New | Expired | Temporary Power - Residential - To provide temporary power. | Reliable Electrical Contracting Ltd
PP-2022-00158 | 2022-01-19 | 804 E 23RD AVENUE, Vancouver, BC V5V 1Y4 | Plumbing Permit | Residential | Renovation | Completed | Residential - Install one outside sump without pump Interior alterations to provide improvements to this existing One-Family Dwelling on this site. Scope of work: - Kitchen & bathroom updates, new appliances, millwork, new bedrooms and bathroom on lower level, interior walls & doors, replace & relocate windows, plumbing fixtures & electrical work, new flooring & painting throughout. | Octiscapes Site Services Ltd
GP-2022-01254 | 2022-04-21 | 710 E 22ND AVENUE, Vancouver, BC | Gas Permit | Residential | Renovation | Completed | Residential - new combi boiler replacement | Pro Ace Heating & Air Conditioning Services Ltd
GP-2023-00284 | 2023-01-24 | 740 E 22ND AVENUE, Vancouver, BC V5V 1V6 | Gas Permit | Residential | Tenant Improvement | Completed | Residential - Remove old furnace and install new natural gas furnace | DISPATCH PLUMBING INC
EP-2022-00473 | 2022-01-24 | 749 E 22ND AVENUE, Vancouver, BC V5V 1V5 | Electrical Permit | Residential | Renovation | Completed | Installation / Repair - Residential - - Replace main lug sub panel with new 100 amp load centre with main breaker. Wires in old sub panel have breakers that are being double tapped in panel. Wires are connected to the wrong size breaker. -Replace closet fixtures with caged light fixtures. ** Amend 02/14/2022** Correct address from 748 E 22nd To 749 E 22 | Skyview Electrical Ltd
GP-2023-04032 | 2023-12-14 | 755 E 22ND AVENUE, Vancouver, BC V5V 1V5 | Gas Permit | Residential | Renovation - Dwelling Unit(s) only | Issued | Residential - Installing gas furnace | Reid Brothers Plumbing & Heating Ltd
MP-2023-01638 | 2023-09-07 | 771 E 22ND AVENUE, Vancouver, BC V5V 1V5 | Mechanical Permit | NULL | NULL | Issued | NULL | 0994152 BC Ltd
EP-2023-08126 | 2023-09-15 | 771 E 22ND AVENUE, Vancouver, BC V5V 1V5 | Electrical Permit | Residential | Tenant Improvement | Issued | Installation / Repair - Residential - ¦ 1FD- HP ¦ Electrical to outdoor unit. *MP-2023-01638: Issued (Heating and Cooling) | 0994152 BC Ltd
EP-2023-10842 | 2023-12-13 | 3066 E 23RD AVENUE, Vancouver, BC V5R 1B3 | Electrical Permit | Residential | Addition | Completed | Installation / Repair - Residential - Install 2-smoke alarm and replace tamper proof receptacles in main floor 2 - bed room. Install emergency light. Electrical work required for IA-2023-00194. | Silver Star Electric Ltd
PP-2023-00838 | 2023-03-13 | 3105 E 23RD AVENUE, Vancouver, BC V5R 1B4 | Plumbing Permit | Residential | Renovation | Completed | Residential - plumbing Related to CF-2022-004220 >BP: To alter the interior of this existing one-family dwelling to restore the attached carport and to remove the kitchen on the main floor. March 29/2023-AMEND to add a bathtub and laundry as requested by the inspector | WDR CONTRACTING LTD
GP-2023-01395 | 2023-05-01 | 3105 E 23RD AVENUE, Vancouver, BC V5R 1B4 | Gas Permit | Residential | Renovation | Completed | Residential - Furnace >BP: Related to CF-2022-004220 To alter the interior of this existing one-family dwelling to restore the attached carport and to remove the kitchen on the main floor. | WDR CONTRACTING LTD
EP-2023-00066 | 2023-01-05 | 3105 E 23RD AVENUE, Vancouver, BC V5R 1B4 | Electrical Permit | Residential | Renovation | Completed | Installation / Repair - Residential - Remove electrical range outlet and relocate dryer and washer outlet Install receptacles , lighting fixtures wiring and install smoke alarms >BP: Related to CF-2022-004220 To alter the interior of this existing one-family dwelling to restore the attached carport and to remove the kitchen on the main floor. | Allone Electric Ltd
NULL | NULL | 3105 E 23RD AVENUE, Vancouver, BC V5R 1B4 | Plumbing Permit | Residential | Addition | Draft | Residential - Add a laundry sink | NKO EVA Plumbing Ltd
EP-2022-00407 | 2022-01-21 | 3105 E 23RD AVENUE, Vancouver, BC V5R 1B4 | Electrical Permit | Residential | Renovation | Completed | Installation / Repair - Residential - Upgrade service to 200A. Install new 200A main breaker panel. | Oscar Electric Ltd
GP-2022-01563 | 2022-05-19 | 3158 E 23RD AVENUE, Vancouver, BC V5R 1B5 | Gas Permit | Residential | Tenant Improvement | Cancelled | Residential - Re Re Furnace | Moore & Russell Heating Ltd
GP-2023-02643 | 2023-09-11 | 3279 E 23RD AVENUE, Vancouver, BC V5R 1B6 | Gas Permit | Residential | New | Completed | Residential - Install new combi-boiler to replace boiler and hot water tank. | Platinum Mechanical Systems Ltd
GP-2023-03418 | 2023-11-07 | 3255 E 27TH AVENUE, Vancouver, BC V5R 1P5 | Gas Permit | Residential | New | Completed | Residential - Furnace Installation | Pro Ace Heating & Air Conditioning Services Ltd
GP-2022-01362 | 2022-05-03 | 3285 E 27TH AVENUE, Vancouver, BC V5R 1P5 | Gas Permit | Residential | New | Completed | Residential - Venting & Hookup Only | REAL LIGHTING & FIREPLACES LTD
GP-2022-01277 | 2022-04-25 | 3285 E 27TH AVENUE, Vancouver, BC V5R 1P5 | Gas Permit | Residential | New | Completed | Residential - Gas Piping for Boiler, Stove, BBQ and a Fireplace | Ask Plumbing Heating and Gas Fitting Ltd
SP-2022-00600 | 2022-04-25 | 3285 E 27TH AVENUE, Vancouver, BC V5R 1P5 | Sprinkler Permit | Residential | New | Completed | Residential - Fire Sprinkler for a New Build To construct a 2 storey + basement one-family dwelling with a secondary suite located in the basement and open parking pad, providing 1 parking space, having vehicular access from the lane. Note: This is a 2 storey building pursuant to the Zoning and Development By-Law 1. Covenant registered at the Land Title Office under CA8832850 2. No Strata Titling permitted 3. A/C unit proposed in Rear yard 4. Schedule B: Beerinder Sidhu P.Eng (604.339.0034) Structural & Geotechnical | Ask Plumbing Heating and Gas Fitting Ltd
EP-2022-03480 | 2022-05-05 | 3285 E 27TH AVENUE, Vancouver, BC V5R 1P5 | Electrical Permit | Residential | New | Completed | Installation / Repair - Residential - New construction. >BP: To construct a 2 storey + basement one-family dwelling with a secondary suite ($626,000) located in the basement and open parking pad, providing 1 parking space, having vehicular access from the lane. Note: Parking for the site has been provided under DB-2021-01630 (Laneway House) Note: This is a 2 storey building pursuant to the Zoning and Development By-Law 1. Covenant registered at the Land Title Office under CA8832850 2. No Strata Titling permitted 3. A/C unit proposed in Rear yard 4. Schedule B: Beerinder Sidhu P.Eng (604.339.0034) Structural & Geotechnical | Best Choice Electrical Ltd
EP-2022-03767 | 2022-05-09 | 3285 E 27TH AVENUE, Vancouver, BC V5R 1P5 | Electrical Permit | Residential | New | Completed | Installation / Repair - Residential - tv,telephone,alarm prewire and complete >BP: To construct a 2 storey + basement one-family dwelling with a secondary suite ($626,000) located in the basement and open parking pad, providing 1 parking space, having vehicular access from the lane. Note: Parking for the site has been provided under DB-2021-01630 (Laneway House) Note: This is a 2 storey building pursuant to the Zoning and Development By-Law 1. Covenant registered at the Land Title Office under CA8832850 2. No Strata Titling permitted 3. A/C unit proposed in Rear yard 4. Schedule B: Beerinder Sidhu P.Eng (604.339.0034) Structural & Geotechnical Address Note: Address and suite numbers assigned as per approved plans for Fire and Emergency response. The address number is to be posted on the building to be visible from the street and the suite numbers are to be posted at the suite entries in accordance with the Building By-law prior to final inspection. ******THIS PERMIT HAS BEEN ISSUED UNDER THE REQUIREMENTS OF VBBL #12511 (2019)****** | Tvisha Technologies Ltd
PP-2022-00921 | 2022-03-18 | 3285 E 27TH AVENUE, Vancouver, BC V5R 1P5 | Plumbing Permit | Residential | New | Completed | Residential - 1FD+SS - #1 & #2 - Plumbing for Main house To construct a 2 storey + basement one-family dwelling with a secondary suite located in the basement and open parking pad, providing 1 parking space, having vehicular access from the lane. Note: Parking for the site has been provided under DB-2021-01630 (Laneway House) Note: This is a 2 storey building pursuant to the Zoning and Development By-Law 1. Covenant registered at the Land Title Office under CA8832850 2. No Strata Titling permitted 3. A/C unit proposed in Rear yard | Ask Plumbing Heating and Gas Fitting Ltd
PP-2022-00192 | 2022-01-26 | 3285 E 27TH AVENUE, Vancouver, BC V5R 1P5 | Plumbing Permit | Residential | New | Completed | Residential - 1FD+SS - #1 & #2 - 2 sump no pump To construct a 2 storey + basement one-family dwelling with a secondary suite located in the basement and open parking pad, providing 1 parking space, having vehicular access from the lane. Note: Parking for the site has been provided under DB-2021-01630 (Laneway House) Note: This is a 2 storey building pursuant to the Zoning and Development By-Law 1. Covenant registered at the Land Title Office under CA8832850 2. No Strata Titling permitted 3. A/C unit proposed in Rear yard | Canadian Excavating Ltd
EP-2022-09086 | 2022-10-26 | 3295 E 27TH AVENUE, Vancouver, BC V5R 1P5 | Electrical Permit | Residential | Addition | Completed | Installation / Repair - Residential - Upgrade and relocate existing service to 200A duplex meter base 125A - Laneway main switch 100A - Main house switch Upgrade new underground service feeder | AMTEK Electric Ltd
PP-2022-02510 | 2022-07-19 | 3295 E 27TH AVENUE, Vancouver, BC V5R 1P5 | Plumbing Permit | Residential | New | Completed | Residential - Storm and sanitary connections for new Laneway home | Canstar Excavating & Landscaping Ltd
PP-2022-00251 | 2022-01-26 | 1924 E 1ST AVENUE, Vancouver, BC V5N 1B4 | Plumbing Permit | Residential | Renovation | Completed | Residential - 1FD+SS - #1 & #2 - all new plumbing Exterior and interior alterations and a change of use from a one-family dwelling to a one family dwelling with secondary suite on the main floor for this existing building on this inside with lane site. | PG Precision Gas & Mechanical Inc
EP-2022-02381 | 2022-03-24 | 1924 E 1ST AVENUE, Vancouver, BC V5N 1B4 | Electrical Permit | Residential | Renovation - Dwelling Unit(s) only | Completed | Installation / Repair - Residential - -Full reno in basement with secondary suite. new 200amps service. lighting, branch circuits. heat pump, -minor reno upper bath. relocate switch location, new bath fan, lights >BP: Exterior and interior alterations and a change of use from a one-family dwelling to a one family dwelling with secondary suite on the main floor for this existing building on this inside with lane site. Letter of assurance provided by: Ron Bijok, Architect AIBC, CP, 604-551-9376, Sched A & B (Arch) ; Kosta Marcakis, P.Eng, Struct Eng, 604-254-0868, Sched B (Structural); Address: #1 - 1924 E 1st Av - 2nd storey (1FD) #2 - 1924 E 1st Av - 1st storey (sec suite) Addresses assigned per the approved plans, Fire and Emergency street access (walkway) to the secondary suite is from the West side. Street access must be provided & maintained at all times and the building addresses posted to be visible from the street in accordance with the Building By-law prior to Final Inspection. Revision #1 To install Metal Juliet Awning above rear entrance instead of a wood-framed roof cover, New footing underpinning and single footings and post and beam per structural, and replace slab-on-grade per structural, Landscaping at the rear yard with water drainage connected to existing perimeter drain tile, Change window type (Sliders), Remove entry door to the principal dwelling unit (north at porch) from the scope of work, Retain existing gas fire water heater, Add "Glass doors, sidelights, transparent panels" notes on sheet A-1.5, deleted wall type P3 interior drywall partition as submitted by Architect Ron Bijok from Radiant City Architecture Inc. | Beyond Electric Ltd
GP-2022-01086 | 2022-04-07 | 1924 E 1ST AVENUE, Vancouver, BC V5N 1B4 | Gas Permit | Residential | Renovation | Completed | Residential - Furnace RE+RE plus Heat pump add gas dryer. Exterior and interior alterations and a change of use from a one-family dwelling to a one family dwelling with secondary suite on the main floor for this existing building on this inside with lane site. | PG Precision Gas & Mechanical Inc
GP-2022-00273 | 2022-01-28 | 1666 E 22ND AVENUE, Vancouver, BC V5N 2P4 | Gas Permit | Residential | New | Completed | Residential - Supply and install new hi-efficient gas furnace. | LION MECHANICAL
EP-2022-09444 | 2022-11-07 | 3542 E 22ND AVENUE, Vancouver, BC V5M 2Z6 | Electrical Permit | Residential | New | Completed | Installation / Repair - Residential - Falling tree in backyard took out the Power lines. Install new Meterbase, and run acwu to refeed existing Panel. Relocate weatherhead wiring to better suit new Hydro connections. May have new groundplate. EMERGENCY REPAIRS - Trees hit overhead lines. Residents of home do not have power. Assess and repair to restore power. | Roussos Electric Ltd
EP-2022-10506 | 2022-12-13 | 1727 E 22ND AVENUE, Vancouver, BC V5N 2P6 | Electrical Permit | Residential | New | Expired | Temporary Power - Residential - To provide temporary power to this site. | OPTIMUM ELECTRICAL LTD
EP-2021-02503 | 2022-04-04 | 1727 E 22ND AVENUE, Vancouver, BC V5N 2P6 | Electrical Permit | Residential | New | Completed | Installation / Repair - Residential - Building #1 - rough wiring and finishing, main service is 600 amps each 4 units are 150 amps. >Building #1, To alter, add and convert the existing one-family dwelling to a 2-storey plus basement Multiple Conversion Dwelling with three units, sharing a built-in 3-car parking garage with a 2-storey infill building, having vehicular access from the lane. Building Review Branch Notes: - Building Permit for DP-2019-00480 - Value of project for Building #1: - Main permit for two buildings on this lot - Sprinkler to NFPA 13R, commitment letter or SP number required. - Reviewed as per VBBL 2019 and during pandemic crisis 2020 | OPTIMUM ELECTRICAL LTD
SP-2022-00040 | 2022-08-05 | 1727 E 22ND AVENUE, Vancouver, BC V5N 2P6 | Sprinkler Permit | Commercial | Addition | Completed | Commercial - BP: Building #1, To install sprinkler to NFPA 13R 2013 in this Multiple Conversion Dwelling with three units, sharing a built-in 3-car parking garage with a 2-storey infill building, having vehicular access from the lane. | Haven Fire Protection Ltd
GP-2022-01034 | 2022-04-04 | 1727 E 22ND AVENUE, Vancouver, BC V5N 2P6 | Gas Permit | Commercial | New | Completed | Commercial - Three complete boiler and piping only for three stoves and three bbq. Building #1, To alter, add and convert the existing one-family dwelling to a 2-storey plus basement Multiple Conversion Dwelling with three units, sharing a built-in 3-car parking garage with a 2-storey infill building, having vehicular access from the lane. | Ultra Mechanical Ltd
EP-2022-03266 | 2022-04-25 | 1727 E 22ND AVENUE, Vancouver, BC V5N 2P6 | Electrical Permit | Residential | Addition | Completed | Installation / Repair - Residential - extra low voltage >BP: Building #1, To alter, add and convert the existing one-family dwelling to a 2-storey plus basement Multiple Conversion Dwelling with three units, sharing a built-in 3-car parking garage with a 2-storey infill building, having vehicular access from the lane. Building Review Branch Notes: - Building Permit for DP-2019-00480 - Value of project for Building #1: - Main permit for two buildings on this lot - Sprinkler to NFPA 13R, commitment letter or SP number required. - Reviewed as per VBBL 2019 and during pandemic crisis 2020 | RAJNESH RAJU DBA: OPTIMUS SECURITY SYSTEMS
EP-2022-08832 | 2022-10-18 | 793 E 22ND AVENUE, Vancouver, BC V5V 1V5 | Electrical Permit | Residential | Addition | Completed | Installation / Repair - Residential - relocate existing 200 amp dual meter bae service from private pole to new garage. install panel in garage, minimal circuits & lighting to suit garage. No changes to main house panel or suite panel. >BP: To construct a detached 12' by 23'10" accessory building (one car garage) at the rear of this existing one family dwelling with secondary suite to provide one parking space with vehicular access from the rear lane. OK for SIPS per W.Wong Letters of assurance submitted: Sch B (Struc): George Beck, P.Eng., 604.535.1507 | JRGreene Electric Ltd
NULL | NULL | 765 E 24TH AVENUE, Vancouver, BC V5V 2A6 | Gas Permit | Residential | Renovation | Draft | Residential - AN AMERISTAR FURNACE TO BE INSTALLED | Superstar Plumbing Heating & Sprinkler Supplies Ltd
NULL | NULL | 765 E 24TH AVENUE, Vancouver, BC V5V 2A6 | Gas Permit | Residential | Renovation | Draft | Residential - RE & RE AN AMERISTAR FURNACE | Superstar Plumbing Heating & Sprinkler Supplies Ltd
GP-2023-00341 | 2023-01-27 | 765 E 24TH AVENUE, Vancouver, BC V5V 2A6 | Gas Permit | Residential | Addition | Completed | Residential - REPLACE AND INSTALL AN AMERISTAR FURNACE | Superstar Plumbing Heating & Sprinkler Supplies Ltd
GP-2023-03408 | 2023-11-06 | 3328 E 23RD AVENUE, Vancouver, BC V5R 1B9 | Gas Permit | Residential | Renovation | Completed | Residential - RE&RE hot water tank | Milani Plumbing Heating & Air Conditioning Ltd
EP-2022-09159 | 2022-10-27 | 315 E 23RD AVENUE, Vancouver, BC V5V 1X6 | Electrical Permit | Commercial | Addition | Completed | Installation / Repair - Commercial - Installation of a ULC listed dialer for the monitoring of the fire panel only >BP: Interior and exterior alteration to existing 3-storey noncombustible, except gable roof, school building (Blocks 1, 2 & 3), and existing 1-storey combustible building (Block 4). Existing portable building (Block 5) has no interior or exterior work proposed. Scope of work includes: 1. Block 1, 2 & 3: Voluntary seismic and fire protection upgrade and associated Arch, Mech, Elec, Civil and Landscape scope. Voluntary accessibility upgrades include new elevator, new hand/guardrails, new accessible washrooms and interior ramp. Minor modifications at Block 1 & 2 includes relocation of multi-purpose room and new 1st storey corridor outside the library to provide accessible path of travel. No further upgrades required. 2. Block 4: New accessibility upgrades include new door and hardware, exterior ramp, exterior exit stair and accessible universal toilet room. This permit has been reviewed under the 2019 Vancouver Building By-law (#12511). Reviewed during the 2020 pandemic crisis. | Chubb Fire & Security Canada Corp
PP-2022-02138 | 2022-06-23 | 315 E 23RD AVENUE, Vancouver, BC V5V 1X6 | Plumbing Permit | Commercial | Renovation | Completed | Commercial - Civil Site Services. 39m of 150mm DI Water Main, 10m of 250mm Storm & 3 Manholes, 1 Catch Basin Sump >BP: Interior and exterior alteration to existing 3-storey noncombustible, except gable roof, school building (Blocks 1, 2 & 3), and existing 1-storey combustible building (Block 4). Existing portable building (Block 5) has no interior or exterior work proposed. Scope of work includes: 1. Block 1, 2 & 3: Voluntary seismic and fire protection upgrade and associated Arch, Mech, Elec, Civil and Landscape scope. Voluntary accessibility upgrades include new elevator, new hand/guardrails, new accessible washrooms and interior ramp. Minor modifications at Block 1 & 2 includes relocation of multi-purpose room and new 1st storey corridor outside the library to provide accessible path of travel. No further upgrades required. 2. Block 4: New accessibility upgrades include new door and hardware, exterior ramp, exterior exit stair and accessible universal toilet room. This permit has been reviewed under the 2019 Vancouver Building By-law (#12511). Reviewed during the 2020 pandemic crisis. | Bayline Construction Ltd
EP-2022-08007 | 2022-09-23 | 315 E 23RD AVENUE, Vancouver, BC V5V 1X6 | Electrical Permit | Commercial | Renovation | Completed | Installation / Repair - Commercial - Voice & data cabling - low voltage | 4th Utility Inc
EP-2022-07648 | 2022-09-13 | 3049 E 26TH AVENUE, Vancouver, BC V5R 1L5 | Electrical Permit | Residential | New | Issued | Installation / Repair - Residential - 1FD+SS - #1 & #2 - ROUGH WIRING AND FINISHING 31-750V . 200 AMPS MAIN consumer's SERVICE. 125 AMPS service TO HOUSE WITH 60 AMPS SUB PANEL TO SUITE. LANEWAY WILL HAVE 125 AMP service. >DB: To construct a 2 storey one-family dwelling with a secondary suite located in the Basement with an open parking pad, providing 1 parking space, having vehicular access from the 20' Lane. Note: The entire building, INCLUDING THE ATTACHED GARAGE (if applicable), to be sprinklered to NFPA 13D 1. Covenant registered at the Land Title Office under CA9222595 2. A/C proposed – Exterior component located in Rear, Interior component located in Second Floor 3. No Bar sink located | Simplex Electrical Ltd
PP-2022-04081 | 2022-11-15 | 3049 E 26TH AVENUE, Vancouver, BC V5R 1L5 | Plumbing Permit | Residential | New | Cancelled | Residential - Installing (3) sumps, (2) for the storm system and (1) for the sewer system serving the basement NOTE: Engineering Assurance letter will be submitted to the Plumbing Inspector on the site. Letter shall conform to the requirements of Vancouver Bulletin 2000-008-EL/PL. >>>>AMEND Nov 23/22 To cancel this permit as another contractor has pulled there own permit for the work to be completed. Please let me know what the required steps are into cancelling this permit. Permit was issued to the other contractor is PP-2022-04083 (Kingsman Excavating LTD.) | 20-20 Solutions Mechanical Ltd
PP-2022-04083 | 2022-11-15 | 3049 E 26TH AVENUE, Vancouver, BC V5R 1L5 | Plumbing Permit | Residential | New | Issued | Residential - 1FD+SS - #1 & #2 - sump installation 1 OS + 1 OS W/PUMP | Kingsman Excavating Ltd.
EP-2023-01487 | 2023-02-21 | 3049 E 26TH AVENUE, Vancouver, BC V5R 1L5 | Electrical Permit | Residential | New | Issued | Temporary Power - Residential - To provide temporary power. | Simplex Electrical Ltd
PP-2023-01260 | 2023-04-12 | 3049 E 26TH AVENUE, Vancouver, BC V5R 1L5 | Plumbing Permit | Residential | New | Issued | Residential - 1FD+SS - #1 & #2 - Complete plumbing system installation for new build >DB: To construct a 2 storey one-family dwelling with a secondary suite located in the Basement with an open parking pad, providing 1 parking space, having vehicular access from the 20' Lane. Note: The entire building, INCLUDING THE ATTACHED GARAGE (if applicable), to be sprinklered to NFPA 13D 1. Covenant registered at the Land Title Office under CA9222595 2. A/C proposed – Exterior component located in Rear, Interior component located in Second Floor 3. No Bar sink located | 20-20 Solutions Mechanical Ltd
MP-2023-00749 | 2023-05-01 | 3049 E 26TH AVENUE, Vancouver, BC V5R 1L5 | Mechanical Permit | NULL | NULL | Issued | NULL | 20-20 Solutions Mechanical Ltd
SP-2023-01369 | 2023-07-27 | 3049 E 26TH AVENUE, Vancouver, BC V5R 1L5 | Sprinkler Permit | Residential | New | Issued | Residential - To install fire sprinkler system in the SFD >BP: To construct a 2 storey one-family dwelling with a secondary suite located in the Basement with an open parking pad, providing 1 parking space, having vehicular access from the 20' Lane. Note: The entire building, INCLUDING THE ATTACHED GARAGE (if applicable), to be sprinklered to NFPA 13D 1. Covenant registered at the Land Title Office under CA9222595 2. A/C proposed – Exterior component located in Rear, Interior component located in Second Floor 3. No Bar sink located 4. Schedule B: (A.C.M Wang) P.Eng (604.618.6236) Structural & Geotechnical 5. HPO: Residential Builder- Raunek Construction Ltd | Max Fire Pro Ltd
EP-2023-06790 | 2023-07-26 | 3049 E 26TH AVENUE, Vancouver, BC V5R 1L5 | Electrical Permit | Residential | New | Issued | Installation / Repair - Residential - Rough wiring of security system, tv, tel, data and completion of security alarm system. >BP: To construct a 2 storey one-family dwelling with a secondary suite located in the Basement ($657,507) with an open parking pad, providing 1 parking space, having vehicular access from the 20' Lane. Note: The entire building, INCLUDING THE ATTACHED GARAGE (if applicable), to be sprinklered to NFPA 13D 1. Covenant registered at the Land Title Office under CA9222595 2. A/C proposed – Exterior component located in Rear, Interior component located in Second Floor 3. No Bar sink located 4. Schedule B: (A.C.M Wang) P.Eng (604.618.6236) Structural & Geotechnical 5. HPO: Residential Builder- Raunek Construction Ltd Note: The entire building, INCLUDING THE ATTACHED GARAGE (if applicable), to be sprinklered to NFPA 13D Note: This is a 2 storey building pursuant to the Zoning and Development By-Law **THIS PERMIT HAS BEEN ISSUED UNDER THE REQUIREMENTS OF VBBL #12511 (2019) ** | Supersonic Security System Inc.
GP-2023-02124 | 2023-07-19 | 3049 E 26TH AVENUE, Vancouver, BC V5R 1L5 | Gas Permit | Residential | New | Issued | Residential - 1 Range, 1 Boiler & 1 BBQ >BP: To construct a 2 storey one-family dwelling with a secondary suite | 20-20 Solutions Mechanical Ltd
EP-2022-01222 | 2022-02-16 | 3049 E 26TH AVENUE, Vancouver, BC V5R 1L5 | Electrical Permit | Residential | New | Expired | Temporary Power - Residential - To provide temporary power. NOTE: Work authorized by this permit is for placement of a temporary power pole only and does not authorize any site construction and/or excavation. A separate Building Permit will be required prior to commencement of any other work on this site. | Simplex Electrical Ltd
GP-2022-04134 | 2022-12-27 | 3229 E 26TH AVENUE, Vancouver, BC V5R 1L8 | Gas Permit | Residential | Addition | Completed | Residential - TO INSTALL 1 COMBI BOILER | BC Care Heating Services Ltd
EP-2022-09993 | 2022-11-25 | 336 E 23RD AVENUE, Vancouver, BC V5V 1X5 | Electrical Permit | Residential | Renovation - Dwelling Unit(s) only | Completed | Installation / Repair - Residential - Replace Main Breaker of the Laneway House Main Breaker Replacement. Laneway house breaker is sparking, and is off. Hydro says I need a permit before they will pull meter | TCA Industries Ltd
GP-2022-02338 | 2022-08-09 | 435 E 23RD AVENUE, Vancouver, BC V5V 1X7 | Gas Permit | Residential | Addition | Completed | Residential - re and re hot water tank | Christopher Sterling
NULL | NULL | 971 E 26TH AVENUE, Vancouver, BC V5V 2J3 | Gas Permit | Residential | New | Withdrawn | Residential - Gas line for BBQ box | Drips & Drains Plumbing and Heating Ltd
GP-2023-01695 | 2023-06-01 | 971 E 26TH AVENUE, Vancouver, BC V5V 2J3 | Gas Permit | Residential | New | Completed | Residential - Installation of gas line located on the upper tier deck | Drips & Drains Plumbing and Heating Ltd
GP-2022-00797 | 2022-03-11 | 2070 E 26TH AVENUE, Vancouver, BC V5N 2W4 | Gas Permit | Residential | Renovation | Completed | Residential - Re and re | Super Tech Appliances Installation Ltd
GP-2023-00150 | 2023-01-13 | 2428 E 26TH AVENUE, Vancouver, BC V5R 1K7 | Gas Permit | Residential | Tenant Improvement | Completed | Residential - RE and RE the furnace | Moore & Russell Heating Ltd
MP-2023-00064 | 2023-01-16 | 2951 E 25TH AVENUE, Vancouver, BC V5R 1J1 | Mechanical Permit | NULL | NULL | Completed | NULL | BRAR PLUMBING & HEATING LTD
PP-2023-00091 | 2023-01-10 | 2951 E 25TH AVENUE, Vancouver, BC V5R 1J1 | Plumbing Permit | Residential | New | Completed | Residential - Plumbing work for duplex units. >BP: To construct a two-story two-family dwelling with two secondary suites located in the basement, with a detached accessory building (garage) and 2 open parking pads at the rear providing 4 parking spaces, having vehicular access from the lane. 1. Covenant registered at the Land Title Office under CA9656580 2. No strata titling of the secondary suites is permitted 3. A/C units proposed in the rear yard 4. No bar sinks proposed 5. Schedule B: YATENDRA KUMAR SHARMA - 778-863-7076 Structural & Geotechnical 6. BC Housing Residential Builder – Crown Pacific Development Ltd. 7. The entire building to be sprinklered to 2 x NFPA 13D | BRAR PLUMBING & HEATING LTD
PP-2022-04176 | 2022-11-21 | 2951 E 25TH AVENUE, Vancouver, BC V5R 1J1 | Plumbing Permit | Residential | New | Completed | Residential - sump Feb 1/23- AMEND - adding additional sump for the garage 2 sumps will be in total on site | BigCity Excavation Ltd
EP-2022-08132 | 2022-10-20 | 2951 E 25TH AVENUE, Vancouver, BC V5R 1J1 | Electrical Permit | Residential | New | Completed | Installation / Repair - Residential - New installation - two-family dwelling with two secondary suites. 200 amps main consumer's service. 4 electric meters. 100 amps service to each principal unit. 100 amps service to each secondary suite. 4 EVSE energized outlets and 2 load miser controllers. DB: To construct a two-storey two-family dwelling with two secondary suites located in the basement, with a detached accessory building (garage) and 2 open parking pads at the rear providing 4 parking spaces, having vehicular access from the lane. Note: This is a 2 storey building pursuant to the Zoning and Development By-Law. 1. Covenant registered at the Land Title Office under CA9656580 2. No strata titling of the secondary suites is permitted 3. A/C units proposed in the rear yard 4. No bar sinks proposed 5. Schedule B: YATENDRA KUMAR SHARMA - 778-863-7076 Structural & Geotechnical 6. BC Housing Residential Builder – Crown Pacific Development Ltd. 7. The entire building to be sprinklered to 2 x NFPA 13D | Elixir Electric Ltd
NULL | NULL | 2951 E 25TH AVENUE, Vancouver, BC V5R 1J1 | Electrical Permit | Residential | New | Withdrawn | Installation / Repair - Residential - New installation. 200amp main service. 100amp for each duplex and 100amp for each suites with 4 meters. | Elixir Electric Ltd
PP-2023-01833 | 2023-05-25 | 2951 E 25TH AVENUE, Vancouver, BC V5R 1J1 | Plumbing Permit | Residential | New | Completed | Residential - backflow preventor for lawn irrigation >BP: To construct a two-storey two-family dwelling with two secondary suites located in the basement, with a detached accessory building (garage) and 2 open parking pads at the rear providing 4 parking spaces, having vehicular access from the lane. | Oriental Landscaping & Home Improvement ltd
EP-2023-01716 | 2023-03-02 | 2951 E 25TH AVENUE, Vancouver, BC V5R 1J1 | Electrical Permit | Residential | New | Completed | Installation / Repair - Residential - Low voltage: Data cabling, cameras & security alarm finishing & security alarm completion >BP: To construct a two-storey two-family dwelling with two secondary suites ($1,120,000) located in the basement, with a detached accessory building (garage) and 2 open parking pads at the rear providing 4 parking spaces, having vehicular access from the lane. | Xon Automation Ltd
SP-2023-00172 | 2023-01-30 | 2951 E 25TH AVENUE, Vancouver, BC V5R 1J1 | Sprinkler Permit | Residential | New | Completed | Residential - New sprinkler system >BP: To construct a two-storey two-family dwelling with two secondary suites ($1,120,000) located in the basement, with a detached accessory building (garage) and 2 open parking pads at the rear providing 4 parking spaces, having vehicular access from the lane. Note: This is a 2 storey building pursuant to the Zoning and Development By-Law. 1. Covenant registered at the Land Title Office under CA9656580 2. No strata titling of the secondary suites is permitted 3. A/C units proposed in the rear yard 4. No bar sinks proposed 5. Schedule B: YATENDRA KUMAR SHARMA - 778-863-7076 Structural & Geotechnical 6. BC Housing Residential Builder – Crown Pacific Development Ltd. 7. The entire building to be sprinklered to 2 x NFPA 13D | Haven Fire Protection Ltd
GP-2023-00458 | 2023-02-08 | 2951 E 25TH AVENUE, Vancouver, BC V5R 1J1 | Gas Permit | Residential | New | Completed | Residential - To install 2 boiler 2 range 2 BBQ There is pipping for 2 BBQ >BP: To construct a two-storey two-family dwelling with two secondary suites ($1,120,000) located in the basement, with a detached accessory building (garage) and 2 open parking pads at the rear providing 4 parking spaces, having vehicular access from the lane. | JOT MECHANICAL LTD
EP-2022-03895 | 2022-05-11 | 2951 E 25TH AVENUE, Vancouver, BC V5R 1J1 | Electrical Permit | Residential | New | Expired | Temporary Power - Residential - To provide temporary power. | Elixir Electric Ltd
MP-2022-00413 | 2022-10-14 | 2992 E 25TH AVENUE, Vancouver, BC V5R 1J2 | Mechanical Permit | NULL | NULL | Completed | NULL | Thomson Industries Ltd
EP-2022-08470 | 2022-10-07 | 2992 E 25TH AVENUE, Vancouver, BC V5R 1J2 | Electrical Permit | Residential | Renovation | Completed | Installation / Repair - Residential - Dedicated circuit for Heat pump | Pacific Star Electric Inc
EP-2023-08371 | NULL | 28 E 21ST AVENUE, Vancouver, BC V5V 1P5 | Electrical Permit | Residential | Addition | Application Incomplete | Installation / Repair - Residential - Electrical portion of a Heat Pump install | Miguella Stead & Sam Stead
GP-2022-03013 | 2022-10-05 | 51 E 21ST AVENUE, Vancouver, BC V5V 1P6 | Gas Permit | Residential | Renovation | Completed | Residential - Furnace Re&re | Flame Co Heating Services Ltd
GP-2022-03824 | 2022-12-02 | 2842 E 22ND AVENUE, Vancouver, BC V5M 2Y2 | Gas Permit | Residential | Tenant Improvement | Completed | Residential - Re Re furnace | Moore & Russell Heating Ltd
EP-2023-08881 | 2023-10-03 | 2864 E 22ND AVENUE, Vancouver, BC V5M 2Y2 | Electrical Permit | Residential | Tenant Improvement | Issued | Installation / Repair - Residential - Service upgrade from 100A to 200A. | Vanflow Electrical Ltd
PP-2022-01548 | 2022-05-05 | 2876 E 22ND AVENUE, Vancouver, BC V5M 2Y2 | Plumbing Permit | Residential | New | Completed | Residential - SUMP >BP: To construct a 2 storey two-family dwelling with 2 lock-off units located in the Basement ($690,475.00) with a detached accessory building (garage) at the rear providing 2 parking spaces, having vehicular access from the lane. 1. Covenant registered at the Land Title Office under CA9627778 2. A/C proposed – Exterior component located in the rear yard, Interior component located in closets on the Second Floor. 3. Schedule B: (Jason Hui) P.Eng (778-319-3403) Structural & Geotechnical. 4. HPO: Residential Builder- (Octave Homes Inc.) Note: This is a 2 storey building pursuant to the Zoning and Development By-Law Address Information: FRONT UNIT #1-2876 E 22nd Av - One Family Dwelling (1st - 3rd floor) #2-2876 E 22nd Av - Lock Off Unit (basement) BACK UNIT #1-2878 E 22nd Av - One Family Dwelling (1st - 3rd floor) #2-2878 E 22nd Av - Lock Off Unit (basement) Address and suite numbers assigned as per approved plans for Fire and Emergency response. The address numbers are to be posted on the building to be visible from the street and the suite numbers are to be posted at the suite entries in accordance with the Building By-law prior to final inspection. **THIS PERMIT HAS BEEN ISSUED UNDER THE REQUIREMENTS OF VBBL #12511 (2019)** | Bhullar Excavating and Demolition
PP-2022-02713 | 2022-08-05 | 2876 E 22ND AVENUE, Vancouver, BC V5M 2Y2 | Plumbing Permit | Residential | New | Completed | Residential - 2FD+2LO - FRONT - 2876 E 22ND AV - #1 & #2 BACK - 2878 E 22ND AV - #1 & #2 plumbing To construct a 2 storey two-family dwelling with 2 lock-off units located in the Basement with a detached accessory building (garage) at the rear providing 2 parking spaces, having vehicular access from the lane. 1. Covenant registered at the Land Title Office under CA9627778 2. A/C proposed – Exterior component located in the rear yard, Interior component located in closets on the Second Floor. | Easyway Plumbing & Heating Ltd
SP-2022-01651 | 2022-10-07 | 2876 E 22ND AVENUE, Vancouver, BC V5M 2Y2 | Sprinkler Permit | Residential | New | Completed | Residential - 2FD+2LO - FRONT - 2876 E 22ND AV - #1 & #2 BACK - 2878 E 22ND AV - #1 & #2 To install fire sprinkler system in the duplex >DB: To construct a 2 storey two-family dwelling with 2 lock-off units located in the Basement with a detached accessory building (garage) at the rear providing 2 parking spaces, having vehicular access from the lane. 1. Covenant registered at the Land Title Office under CA9627778 2. A/C proposed – Exterior component located in the rear yard, Interior component located in closets on the Second Floor. | Max Fire Pro Ltd
EP-2022-08399 | 2022-10-20 | 2876 E 22ND AVENUE, Vancouver, BC V5M 2Y2 | Electrical Permit | Residential | New | Completed | Installation / Repair - Residential - duplex house rough wiring and finishing, 200 amp service >BP: To construct a 2 storey two-family dwelling with 2 lock-off units located in the Basement ($690,475.00) with a detached accessory building (garage) at the rear providing 2 parking spaces, having vehicular access from the lane. 1. Covenant registered at the Land Title Office under CA9627778 2. A/C proposed – Exterior component located in the rear yard, Interior component located in closets on the Second Floor. 3. Schedule B: (Jason Hui) P.Eng (778-319-3403) Structural & Geotechnical. 4. HPO: Residential Builder- (Octave Homes Inc.) Note: This is a 2 storey building pursuant to the Zoning and Development By-Law **THIS PERMIT HAS BEEN ISSUED UNDER THE REQUIREMENTS OF VBBL #12511 (2019)** | Bindi Electrical Services Ltd
GP-2022-03617 | 2022-11-18 | 2876 E 22ND AVENUE, Vancouver, BC V5M 2Y2 | Gas Permit | Residential | New | Completed | Residential - gas piping To construct a 2 storey two-family dwelling with 2 lock-off units located in the Basement with a detached accessory building (garage) at the rear providing 2 parking spaces, having vehicular access from the lane. 1. Covenant registered at the Land Title Office under CA9627778 2. A/C proposed – Exterior component located in the rear yard, Interior component located in closets on the Second Floor. 3. Schedule B: (Jason Hui) P.Eng (778-319-3403) Structural & Geotechnical. 4. HPO: Residential Builder- (Octave Homes Inc.) | Easyway Plumbing & Heating Ltd
EP-2022-09600 | 2022-11-15 | 2876 E 22ND AVENUE, Vancouver, BC V5M 2Y2 | Electrical Permit | Residential | New | Completed | Installation / Repair - Residential - 2FD+2LO's - FRONT - 2876 E 22ND AV - #1 & #2 BACK - 2878 E 22ND AV - #1 & #2 extra low voltage data cable setc. COMPLETE SECURITY ALARM SYSTEM To construct a 2 storey two-family dwelling with 2 lock-off units located in the Basement ($690,475.00) with a detached accessory building (garage) at the rear providing 2 parking spaces, having vehicular access from the lane. 1. Covenant registered at the Land Title Office under CA9627778 2. A/C proposed – Exterior component located in the rear yard, Interior component located in closets on the Second Floor. | AJ INTEGRATED SERVICES LTD
EP-2022-09658 | 2022-11-15 | 2876 E 22ND AVENUE, Vancouver, BC V5M 2Y2 | Electrical Permit | Residential | New | Expired | Temporary Power - Residential - To provide temporary power. | Bindi Electrical Services Ltd
EP-2022-04344 | 2022-05-25 | 2898 E 22ND AVENUE, Vancouver, BC V5M 2Y2 | Electrical Permit | Residential | Tenant Improvement | Completed | Installation / Repair - Residential - Provide 2x new GFCI receptacles, provide 3x new LED fixtures c/w wire guards, new #6 ground wire, new telephone line, new 200A fused disconnect c/w time delay fuses, new 30A fused disconnect | Action Electric Ltd
EP-2023-01196 | 2023-06-06 | 2929 E 22ND AVENUE, Vancouver, BC V5M 2Y3 | Electrical Permit | Commercial | Addition | Completed | Installation / Repair - Commercial - Rough-in & Install New for New Rooftop Unit, Supply & Install New 3 Phase 50 Amp Non-Fusible Disconnect Switch Supply & Install New 3 Pole 50 Amp Breaker >BP: Exterior and interior alterations to replace exhaust fan and associated ducting in the chemical storage room for the pool at this existing Community Centre site. OK for DB per B.Dufix OK for Field Review per W.Wong | Santec Electric Inc
MP-2023-00672 | 2023-04-20 | 2929 E 22ND AVENUE, Vancouver, BC V5M 2Y3 | Mechanical Permit | NULL | NULL | Completed | NULL | KERN BSG MANAGEMENT LTD
EP-2023-04670 | 2023-05-30 | 2929 E 22ND AVENUE, Vancouver, BC V5M 2Y3 | Electrical Permit | Commercial | Tenant Improvement | Completed | Installation / Repair - Commercial - Replacing Main panel with Notifier panel in same location, replace remote annunciator with new in same location, replace 1 smoke detector, 4 duct smoke detectors, 9 bells with either bell or horn, 3 strobes. Replace 4 manual stations, replace or remove 7 EOLs. Replace 1 top of shaft heat detector. Note: This fire alarm system upgrade is limited only to the replacement of existing fire alarm panel and devices without altering the existing wiring or outlet boxes. This permit has been issued based on Bulletin 2018-004-BU/EL. | Sasco Contractors Ltd
EP-2023-05184 | 2023-06-12 | 2929 E 22ND AVENUE, Vancouver, BC V5M 2Y3 | Electrical Permit | Commercial | Renovation | Completed | Installation / Repair - Commercial - DDC control and monitoring of new roof top unit. >BP: Exterior and interior alterations to replace exhaust fan and associated ducting in the chemical storage room for the pool at this existing Community Centre site. | Houle Electric Limited
EP-2023-06199 | 2023-07-25 | 2929 E 22ND AVENUE, Vancouver, BC V5M 2Y3 | Electrical Permit | Commercial | Renovation | Completed | Installation / Repair - Commercial - 1) Demo (including making safe all electrical). 2) Lighting - RELOCATE AS PER DRAWING 3) Power requirements 4) Mechanical - electrical requirements as per mechanical schedule >BP: Exterior and interior alterations to replace exhaust fan and associated ducting in the chemical storage room for the pool at this existing Community Centre site. OK for DB per B.Dufix OK for Field Review per W.Wong letters of assurance submitted by: Taio Waldhaus, P.Eng, Schedule A, Electrical Schedule B, Mechanical Schedule B. revision#1 To change the Engineer on record from Taio Waldhaus to Jason Gravanis. (Schedule A, Mechanical Schedule B, Electrical Schedule B) No new drawings needed per David Jung | Sasco Contractors Ltd
SP-2022-01916 | 2022-11-22 | 2969 E 22ND AVENUE, Vancouver, BC | Sprinkler Permit | Commercial | Tenant Improvement | Completed | Commercial - For sprinkler system alterations to the 2019 VBBL and NFPA 13, 2013 for the tenant improvements to allow for the sprinkler main replacement on the parking level. This application does not include any of the following: • Warehouse storage arrangements, or mobile compact storage arrangements. • Changes to the sprinkler system supply piping (e.g. valves, mains, cross-mains, etc.) except as noted on the drawings. • Flexible sprinkler pipe. • Information Technology Equipment Rooms (e.g. IT Rooms, LAN Rooms, etc.). • New alternative solutions and/or modifications to existing alternative solutions. • Change in occupancy and/or hazard classification. Notes: 1. Sprinkler Engineer of record Sandy Chen, P.Eng. of Gisborne Design Services Ltd. E: schen@gisborne.com T: 604-520-7300 2. One set of approved drawings and permit to be available for viewing at the jobsite. | Gisborne Industrial Construction Ltd
EP-2022-09121 | 2022-11-01 | 2990 E 22ND AVENUE, Vancouver, BC V5M 2Y4 | Electrical Permit | Commercial | Renovation | Completed | Installation / Repair - Commercial - Main purpose is just to separate the electrical billing for the commercial area. Adding a 60amp metered subservice panel for an existing electrical room. This will be a house panel for the area. Baseboard and lighting are existing and will be rewired into new panel. It is meant for a 750watt baseboard heater and some lighting. | Benjamin Electric Ltd
PP-2023-04437 | 2024-01-16 | 3053 E 22ND AVENUE, Vancouver, BC V5M 2Y5 | Plumbing Permit | Residential | Renovation | Issued | Residential - 2 new bathrooms and 1 kitchen to be added >BP Interior alterations and change of use to this existing two-storey one-family dwelling to convert to one-family dwelling with secondary suite on main floor. Ok for Field Review as per Thyda King Revision #1: - Kitchen and bathroom layout revision - Closet addition for bedrooms Note: - No strata-titling permitted. - An annual Vancouver Business License must be obtained prior to the rental of this approved one-family dwelling and/or secondary suite on this site. - Dedicated 3'-0" wide firefighting access path with overhead clearance of 2m to be maintained at all times. - Smoke alarms to be installed in conformance with Vancouver Building Bylaw subsections 3.2.4 and 9.10.19. - CO Alarms to be installed in conformance with Vancouver Building Bylaw subsections 6.2.4 and 9.32.4. - All unsafe guards and handrails to be upgraded to the satisfaction of the Chief Building Official. Increase in project value at discretion of District Building Inspector may require additional upgrading as per Table 11.4.3.1 of the VBBL. | DDM 1030 Plumbing and Heating Ltd
GP-2023-03828 | 2023-12-02 | 795 E 24TH AVENUE, Vancouver, BC V5V 2A6 | Gas Permit | Residential | Renovation | Completed | Residential - Replacement furnace | BC Wide Home Services
NULL | NULL | 803 E 24TH AVENUE, Vancouver, BC V5V 2A7 | Mechanical Permit | NULL | NULL | Draft | NULL | Vancouver Gas Fireplaces Ltd
GP-2022-01723 | 2022-06-08 | 803 E 24TH AVENUE, Vancouver, BC V5V 2A7 | Gas Permit | Residential | New | Completed | Residential - Install one natural gas fireplace | Vancouver Gas Fireplaces Ltd
GP-2022-01410 | 2022-05-10 | 803 E 24TH AVENUE, Vancouver, BC V5V 2A7 | Gas Permit | Residential | Renovation | Completed | Residential - running new 2psi gas system ( Gas fireplace is piping only) | SOUTHSIDE GAS SERVICES LTD
EP-2022-03504 | 2022-05-04 | 803 E 24TH AVENUE, Vancouver, BC V5V 2A7 | Electrical Permit | Residential | Renovation | Completed | Installation / Repair - Residential - Full gut renovation of existing home. Secondary suite. New wiring throughout. 200A service with double meter base. 100A to main house, 100A to suite. -Increase of service to 200A 240v single phase 3 wire >BP: Interior/Exterior alterations to this existing MCD with two units and to change of use from MCD to single family dwelling with secondary suite. Scope of work to include: remove existing rear landing/stairs and replace with new deck/stairs; enclose rear porch on main floor; and, convert attic into habitable space by removing walls and re-configuring third floor layout. Amend: May 30, 2022 forgot to add, low voltage wiring (Cable, tel and data wire), no change to the value of job | F & S Electrical Ltd
SP-2022-00503 | 2022-04-08 | 803 E 24TH AVENUE, Vancouver, BC V5V 2A7 | Sprinkler Permit | Residential | New | Completed | Residential - Installation of New fire sprinkler system >BP: Interior/Exterior alterations to this existing MCD with two units and to change of use from MCD to single family dwelling with secondary suite. Scope of work to include: remove existing rear landing/stairs and replace with new deck/stairs; enclose rear porch on main floor; and, convert attic into habitable space by removing walls and re-configuring third floor layout. Addressing notes: 3970 Prince Albert St - Secondary Suite (south portion of basement) Address number assigned as per approved plans for Fire and Emergency response. The address number is to be posted to the building to be visible from the street and in accordance with the Building By-law prior to final inspection. Notes: - No strata-titling will be permitted. - This is a two-storey building pursuant to the Zoning and Development By-law. - An annual Vancouver Business License must be obtained prior to the rental of this approved one-family dwelling and/or secondary suite on this site. ENTIRE BUILDING TO BE SPRINKLERED TO NFPA 13D REQUIREMENTS | Fire Busters Inc
PP-2022-00671 | 2022-02-28 | 803 E 24TH AVENUE, Vancouver, BC V5V 2A7 | Plumbing Permit | Residential | Renovation | Completed | Residential - Install one outside sump, drainage and outflow piping Interior/Exterior alterations to this existing MCD with two units and to change of use from MCD to single family dwelling with secondary suite. Scope of work to include: remove existing rear landing/stairs and replace with new deck/stairs; enclose rear porch on main floor; and, convert attic into habitable space by removing walls and re-configuring third floor layout. | PGC Enterprises Ltd
PP-2022-00402 | 2022-02-08 | 803 E 24TH AVENUE, Vancouver, BC V5V 2A7 | Plumbing Permit | Residential | Renovation | Completed | Residential - 1FD+SS - complete gut of the house with all new plumbing to install Interior/Exterior alterations to this existing MCD with two units and to change of use from MCD to single family dwelling with secondary suite. Scope of work to include: remove existing rear landing/stairs and replace with new deck/stairs; enclose rear porch on main floor; and, convert attic into habitable space by removing walls and re-configuring third floor layout. | Harry Dash Plumbing Ltd
GP-2022-03146 | 2022-10-14 | 2785 E 23RD AVENUE, Vancouver, BC V5R 1A7 | Gas Permit | Residential | Tenant Improvement | Cancelled | Residential - Re Re Furnace and Re Re Tankless Navien HWT | Moore & Russell Heating Ltd
GP-2023-02019 | 2023-07-07 | 2785 E 23RD AVENUE, Vancouver, BC V5R 1A7 | Gas Permit | Residential | Renovation | Completed | Residential - 1 Tankless OnDemand water heater | Johnny Wong DBA JLW Heating & Plumbing
GP-2023-01429 | 2023-05-04 | 910 E 22ND AVENUE, Vancouver, BC V5V 1V9 | Gas Permit | Residential | New | Completed | Residential - installation on one hot water on demand, two fireplaces Piping only for 2 Fireplaces >BP: To alter the exterior and interior of this existing one-family dwelling building to add approximately 108 square feet to the rear, to add a new front and rear covered porch, and new front bay window; to construct a new detached one car garage having vehicular access from the rear lane. **Amend- November 17, 2023- Removed Range (30 000BTU) and added piping only to the 2 fireplaces** | G2 Mechanical Ltd
SP-2023-00666 | 2023-04-18 | 910 E 22ND AVENUE, Vancouver, BC V5V 1V9 | Sprinkler Permit | Residential | New | Completed | Residential - supply and install new sprinkler system >BP: To alter the exterior and interior of this existing one-family dwelling building to add approximately 108 square feet to the rear, to add a new front and rear covered porch, and new front bay window; to construct a new detached one car garage having vehicular access from the rear lane. Building to be sprinklered in accordance with NFPA-13D requirements. A separate Sprinkler Permit is required. | H20 Fire Systems Ltd
GP-2023-01135 | 2023-04-04 | 910 E 22ND AVENUE, Vancouver, BC V5V 1V9 | Gas Permit | Residential | Renovation | Completed | Residential - Installation of 2 gas fireplaces - venting and hook up only. >BP: To alter the exterior and interior of this existing one-family dwelling building to add approximately 108 square feet to the rear, to add a new front and rear covered porch, and new front bay window | Urban Fireplaces Ltd
MP-2023-00377 | 2023-03-15 | 910 E 22ND AVENUE, Vancouver, BC V5V 1V9 | Mechanical Permit | NULL | NULL | Completed | NULL | Arctic Fox Mechanical Ltd
EP-2023-00686 | 2023-01-31 | 910 E 22ND AVENUE, Vancouver, BC V5V 1V9 | Electrical Permit | Residential | Renovation | Completed | Installation / Repair - Residential - 200A service on private pole. Full gut renovation. Full re-wire of single family dwelling. (CF-2022-003620) >BP: To alter the exterior and interior of this existing one-family dwelling building to add approximately 108 square feet to the rear, to add a new front and rear covered porch, and new front bay window; to construct a new detached one car garage having vehicular access from the rear lane. Building to be sprinklered in accordance with NFPA-13D requirements. A separate Sprinkler Permit is required. | F & S Electrical Ltd
EP-2022-09022 | 2022-10-23 | 910 E 22ND AVENUE, Vancouver, BC V5V 1V9 | Electrical Permit | Residential | New | Expired | Temporary Power - Residential - To provide temporary power. | F & S Electrical Ltd
PP-2022-04333 | 2022-12-05 | 910 E 22ND AVENUE, Vancouver, BC V5V 1V9 | Plumbing Permit | Residential | Addition | Completed | Residential - installation of one tub, thee toilets, three basin, one auto washer, one laundry sink, one floor drain, two showers, two kitchen sinks and one dishwasher >BP: To alter the exterior and interior of this existing one-family dwelling building to add approximately 108 square feet to the rear, to add a new front and rear covered porch, and new front bay window; to construct a new detached one car garage having vehicular access from the rear lane. Building to be sprinklered in accordance with NFPA-13D requirements. A separate Sprinkler Permit is required. Structural Schedule B submitted by Carlos Chiu - 604.737.9830 REUP submitted by Peter Cho - City Green Solutions | G2 Mechanical Ltd
PP-2023-00113 | 2023-01-12 | 910 E 22ND AVENUE, Vancouver, BC V5V 1V9 | Plumbing Permit | Residential | Renovation | Completed | Residential - Installing a new storm sump | Max Pottinger
EP-2022-10003 | 2022-12-12 | 916 E 22ND AVENUE, Vancouver, BC V5V 1V9 | Electrical Permit | Residential | Renovation | Completed | Installation / Repair - Residential - upgrade service to 200 amps. Rewiring of house >Permit Amendment Oct 16, 2023 -'Include AC unit in front" -"Special permission form and load calculation also uploaded" *Document(s) uploaded to "Application Documents" tab for Electrical Inspector review. Documents are at pending status at time of permit amendment approval >BP: Interior and exterior alterations to provide improvements for fire repair to this one-family dwelling with a secondary suite building on this site. OK for SIPS per S. Erichsen and S. Dugaro Letter of Assurance Provided By: Schedule B (Structural): Tarek A. El-Amoury, 604-336-5080 Schedule A & B (Plumbing): Nehal H. Patel, P. ENG., 604-210-0021 | STAT ELECTRICS LIMITED
EP-2022-07403 | 2022-09-01 | 916 E 22ND AVENUE, Vancouver, BC V5V 1V9 | Electrical Permit | Residential | Renovation | Expired | Temporary Power - Residential - To provide temporary power. | STAT ELECTRICS LIMITED
PP-2023-00675 | 2023-02-28 | 916 E 22ND AVENUE, Vancouver, BC V5V 1V9 | Plumbing Permit | Residential | Renovation | Completed | Residential - 1FD+SS - One outside Sump without pump | ON TIME EXCAVATING & DEMOLITION LTD
PP-2023-00858 | 2023-03-14 | 916 E 22ND AVENUE, Vancouver, BC V5V 1V9 | Plumbing Permit | Residential | Renovation | Completed | Residential - plumbing work of renovation for whole house >DB: Interior and exterior alterations to provide improvements for fire repair to this one-family dwelling with a secondary suite building on this site. | JPRO PLUMBING & HEATING LTD.
GP-2023-00901 | 2023-03-14 | 916 E 22ND AVENUE, Vancouver, BC V5V 1V9 | Gas Permit | Residential | Renovation | Completed | Residential - add one new furnace, BBQ outlet and gas stove for house renovation >BP: Interior and exterior alterations to provide improvements for fire repair to this one-family dwelling with a secondary suite building on this site. | JPRO PLUMBING & HEATING LTD.
GP-2023-01379 | 2023-04-27 | 916 E 22ND AVENUE, Vancouver, BC V5V 1V9 | Gas Permit | Residential | Addition | Completed | Residential - Replace and re located the furnace | Star Heating and Cooling Ltd.
SP-2023-00769 | 2023-05-04 | 916 E 22ND AVENUE, Vancouver, BC V5V 1V9 | Sprinkler Permit | Residential | New | Completed | Residential - new fire sprinkler installation >BP: Interior and exterior alterations to provide improvements for fire repair to this one-family dwelling with a secondary suite building on this site. | Spectrum Fire Protection Ltd
EP-2023-04144 | 2023-05-23 | 916 E 22ND AVENUE, Vancouver, BC V5V 1V9 | Electrical Permit | Residential | New | Completed | Installation / Repair - Residential - Low voltage wiring, data , coaxial, security wiring , This is just a rough wiring permit. Finishing will be done from another contractor if required >BP: Interior and exterior alterations to provide improvements for fire repair to this one-family dwelling with a secondary suite building on this site. OK for SIPS per S. Erichsen and S. Dugaro Letter of Assurance Provided By: Schedule B (Structural): Tarek A. El-Amoury, 604-336-5080 Schedule A & B (Plumbing): Nehal H. Patel, P. ENG., 604-210-0021 | Electrocity Electrical Service Ltd
NULL | NULL | 916 E 22ND AVENUE, Vancouver, BC V5V 1V9 | Mechanical Permit | NULL | NULL | Draft | NULL | Star Heating and Cooling Ltd.
MP-2023-01884 | 2023-10-19 | 916 E 22ND AVENUE, Vancouver, BC V5V 1V9 | Mechanical Permit | NULL | NULL | Completed | NULL | Star Heating and Cooling Ltd.
GP-2022-01390 | 2022-05-05 | 939 E 22ND AVENUE, Vancouver, BC V5V 1W1 | Gas Permit | Residential | Tenant Improvement | Completed | Residential - Re Re Furnace | Moore & Russell Heating Ltd
GP-2023-02985 | 2023-10-10 | 955 E 22ND AVENUE, Vancouver, BC V5V 1W1 | Gas Permit | Residential | Addition | Completed | Residential - TO INSTALL 1 COMBI BOILER | BC Care Heating Services Ltd
EP-2023-02042 | 2023-03-15 | 1014 E 22ND AVENUE, Vancouver, BC V5V 1W3 | Electrical Permit | Residential | Addition | Completed | Installation / Repair - Residential - Wiring for Mini Split outdoor A/C unit. *MP-2023-00324 | Mountain Point Electrical Inc.
MP-2023-00324 | 2023-03-09 | 1014 E 22ND AVENUE, Vancouver, BC V5V 1W3 | Mechanical Permit | NULL | NULL | Completed | NULL | 1236318 BC Ltd DBA Aquatech Vancouver
GP-2022-02124 | 2022-07-22 | 1070 E 22ND AVENUE, Vancouver, BC V5V 1W3 | Gas Permit | Residential | Renovation | Completed | Residential - Installation of 1 gas fireplace - venting and hook up only | Urban Fireplaces Ltd
SP-2023-01846 | 2023-10-05 | 1075 E 22ND AVENUE, Vancouver, BC V5V 1W2 | Sprinkler Permit | Residential | New | Issued | Residential - 2FD - New sprinkler system >BP: To construct a three-storey Duplex (Building 1) on the South portion of the site and, to construct a two-storey Single Detached House (Building 2) with an attached 3-car garage on the North portion of the site, having vehicular access from the Lane. -Related to DP-2022-00237. See BP-2023-00990 for Building 2. ******THIS PERMIT HAS BEEN REVIEWED & ISSUED UNDER THE REQUIREMENTS OF VBBL 2019 AND AMENDMENT EFFECTIVE March 7, 2023. ******** Building Review Branch Notes: 1. Struct. B and Geo. B are submitted. 2. All dwelling units have separate exterior entrances. 3. Entire building to be sprinklered to NFPA 13D requirements. | Haven Fire Protection Ltd
PP-2023-03759 | 2023-10-25 | 1075 E 22ND AVENUE, Vancouver, BC V5V 1W2 | Plumbing Permit | Residential | New | Issued | Residential - New plumbing for duplex >BP: To construct a three-storey Duplex (Building 1) on the South portion of the site and, to construct a two-storey Single Detached House (Building 2) with an attached 3-car garage on the North portion of the site, having vehicular access from the Lane. -Related to DP-2022-00237. See BP-2023-00990 for Building 2. ******THIS PERMIT HAS BEEN REVIEWED & ISSUED UNDER THE REQUIREMENTS OF VBBL 2019 AND AMENDMENT EFFECTIVE March 7, 2023. ******** Building Review Branch Notes: 1. Struct. B and Geo. B are submitted. 2. All dwelling units have separate exterior entrances. 3. Entire building to be sprinklered to NFPA 13D requirements. | Mann Plumbing and Heating (2019) Ltd
GP-2022-02355 | 2022-08-11 | 1094 E 22ND AVENUE, Vancouver, BC V5V 1W3 | Gas Permit | Residential | Renovation - Dwelling Unit(s) only | Completed | Residential - RE & RE HWT | 484081 BC LTD
NULL | NULL | 1094 E 22ND AVENUE, Vancouver, BC V5V 1W3 | Gas Permit | NULL | Renovation - Dwelling Unit(s) only | Withdrawn | - RE & RE HWT | 484081 BC LTD
GP-2023-00514 | 2023-02-13 | 627 E 23RD AVENUE, Vancouver, BC V5V 1X9 | Gas Permit | Residential | Renovation | Completed | Residential - Hot water tank replacement | Reid Brothers Plumbing & Heating Ltd
GP-2023-01183 | 2023-04-10 | 627 E 23RD AVENUE, Vancouver, BC V5V 1X9 | Gas Permit | Residential | Renovation - Dwelling Unit(s) only | Completed | Residential - Installing gas boiler | Reid Brothers Plumbing & Heating Ltd
GP-2023-03924 | 2023-12-07 | 631 E 23RD AVENUE, Vancouver, BC V5V 1X9 | Gas Permit | Residential | Renovation | Completed | Residential - BOILER RE&RE | Ferenc Nagy
EP-2022-00890 | 2022-02-07 | 3245 E 25TH AVENUE, Vancouver, BC V5R 1J5 | Electrical Permit | Residential | Addition | Completed | Installation / Repair - Residential - Upgrade and relocate existing service to 200A duplex meter base 125A - Laneway main switch 125A - Main house switch Upgrade new underground service feeder | AMTEK Electric Ltd
NULL | NULL | 356 E 24TH AVENUE, Vancouver, BC V5V 1Z9 | Mechanical Permit | NULL | NULL | Draft | NULL | GASIT MECHANICAL
NULL | NULL | 356 E 24TH AVENUE, Vancouver, BC V5V 1Z9 | Mechanical Permit | NULL | NULL | Draft | NULL | GASIT MECHANICAL
SP-2023-01704 | 2023-09-18 | 356 E 24TH AVENUE, Vancouver, BC V5V 1Z9 | Sprinkler Permit | Residential | New | Completed | Residential - Install sprinklers in sfd >BP: To construct a 2 storey one-family dwelling with a secondary suite located in the Basement with an attached garage providing 1 parking spaces, having vehicular access from the street. 1. Covenant registered at the Land Title Office under CB166136 2. No Strata Titling permitted 3. A/C proposed 4. Schedule B: (Jianli Guo) P.Eng (604.518.1098) Structural 5. Schedule B: (Thanh Van Le) P.Eng (604.421.3288) Geotechnical 6. HPO: Residential Builder- Solaris Properties Inc. | Gold Key Fire Protection Ltd
GP-2023-00963 | 2023-03-20 | 356 E 24TH AVENUE, Vancouver, BC V5V 1Z9 | Gas Permit | Residential | New | Completed | Residential - 2 Range & 1 Fireplace new construction gas fixtures Note: fireplace piping only >BP: To construct a 2 storey one-family dwelling with a secondary suite located in the Basement ($659,450.00) with an attached garage providing 1 parking spaces, having vehicular access from the street. | BD Plumbing
PP-2023-00929 | 2023-03-20 | 356 E 24TH AVENUE, Vancouver, BC V5V 1Z9 | Plumbing Permit | Residential | New | Completed | Residential - 1FD+SS - #1 & #2 - new construction plumbing Note: 1 future shower (rough in only) >DB: To construct a 2 storey one-family dwelling with a secondary suite located in the Basement with an attached garage providing 1 parking spaces, having vehicular access from the street. 1. Covenant registered at the Land Title Office under CB166136 2. No Strata Titling permitted 3. A/C proposed AMEND: MAR 29/2023 Add Inside Sanitary Sump | BD Plumbing
EP-2023-02955 | 2023-04-20 | 356 E 24TH AVENUE, Vancouver, BC V5V 1Z9 | Electrical Permit | Residential | New | Completed | Installation / Repair - Residential - Full new house wiring with basement suite. 200A 120/240v service on private pole. Electric baseboard heaters in suite & heat pump for main house. NO MECHANICAL PERMIT AT THIS TIME. >BP: To construct a 2 storey one-family dwelling with a secondary suite located in the Basement ($659,450.00) with an attached garage providing 1 parking spaces, having vehicular access from the street. 1. Covenant registered at the Land Title Office under CB166136 2. No Strata Titling permitted 3. A/C proposed 4. Schedule B: (Jianli Guo) P.Eng (604.518.1098) Structural 5. Schedule B: (Thanh Van Le) P.Eng (604.421.3288) Geotechnical 6. HPO: Residential Builder- Solaris Properties Inc. | F & S Electrical Ltd
PP-2023-00575 | 2023-02-17 | 356 E 24TH AVENUE, Vancouver, BC V5V 1Z9 | Plumbing Permit | Residential | New | Completed | Residential - two new sumps NOTE: Engineering Assurance letter will be submitted to the Plumbing Inspector on the site. Letter shall conform to the requirements of Vancouver Bulletin 2000-008-EL/P | Vancouver Excavating and Contracting Ltd
GP-2023-01598 | 2023-05-19 | 356 E 24TH AVENUE, Vancouver, BC V5V 1Z9 | Gas Permit | Residential | New | Completed | Residential - installation of 1 gas fireplace - venting and hook up only >BP: To construct a 2 storey one-family dwelling with a secondary suite located in the Basement ($659,450.00) with an attached garage providing 1 parking spaces, having vehicular access from the street. | Urban Fireplaces Ltd
EP-2023-04303 | 2023-05-23 | 356 E 24TH AVENUE, Vancouver, BC V5V 1Z9 | Electrical Permit | Residential | New | Completed | Installation / Repair - Residential - Low Voltage (Alarm, Cable, Telephone, Data, Doorbell) Rough In and Finishing. >BP: To construct a 2 storey one-family dwelling with a secondary suite located in the Basement ($659,450.00) with an attached garage providing 1 parking spaces, having vehicular access from the street. 1. Covenant registered at the Land Title Office under CB166136 2. No Strata Titling permitted 3. A/C proposed 4. Schedule B: (Jianli Guo) P.Eng (604.518.1098) Structural 5. Schedule B: (Thanh Van Le) P.Eng (604.421.3288) Geotechnical 6. HPO: Residential Builder- Solaris Properties Inc. Note: This is a 2 storey building pursuant to the Zoning and Development By-Law **THIS PERMIT HAS BEEN ISSUED UNDER THE REQUIREMENTS OF VBBL #12511 (2019)** | Cititech Security & Sound Inc.
EP-2022-09021 | 2022-10-23 | 356 E 24TH AVENUE, Vancouver, BC V5V 1Z9 | Electrical Permit | Residential | New | Expired | Temporary Power - Residential - To provide temporary power. | F & S Electrical Ltd
NULL | NULL | 1319 E 27TH AVENUE, Vancouver, BC V5V 2L9 | Mechanical Permit | NULL | NULL | Draft | NULL | A & J GAS SERVICES LTD
PP-2022-01537 | 2022-05-05 | 1319 E 27TH AVENUE, Vancouver, BC V5V 2L9 | Plumbing Permit | Residential | Renovation | Completed | Residential - Full house renovation & re pipe >BP: Exterior and Interior alterations to renovate the existing 1FD Dwelling on this site. Scope of work includes interior alterations to kitchen layout, to layout of upper and lower floors, and extending closet on lower floor into garage. Exterior alterations include removing 3 windows and replacing all windows with energy efficient windows, installing 3 skylights, and removing side door. Siding to match existing. Schedule B - Structural: David Jung - 604.862.1054 | C S T Mechanical Ltd
GP-2022-01387 | 2022-05-05 | 1319 E 27TH AVENUE, Vancouver, BC V5V 2L9 | Gas Permit | Residential | Renovation | Completed | Residential - New gas lines installed to new appliances **Amend 01/04/2023** piping only to BBQ | C S T Mechanical Ltd
GP-2022-01555 | NULL | 1319 E 27TH AVENUE, Vancouver, BC V5V 2L9 | Gas Permit | Residential | Addition | Cancelled | Residential - Installation of 1 gas fireplace - venting and hook up only | Urban Fireplaces Ltd
GP-2022-01577 | 2022-05-24 | 1319 E 27TH AVENUE, Vancouver, BC V5V 2L9 | Gas Permit | Residential | Renovation | Completed | Residential - Installation of 1 gas fireplace - venting and hook up only | Urban Fireplaces Ltd
EP-2022-02616 | 2022-04-01 | 1319 E 27TH AVENUE, Vancouver, BC V5V 2L9 | Electrical Permit | Residential | Renovation | Completed | Installation / Repair - Residential - Upgrade service to 200 amps new receptacles / lighting upstairs basement - new lighting / refeed plugs as needed for drywall removal >BP: Exterior and Interior alterations to renovate the existing 1FD Dwelling on this site. Scope of work includes interior alterations to kitchen layout, to layout of upper and lower floors, and extending closet on lower floor into garage. Exterior alterations include removing 3 windows and replacing all windows with energy efficient windows, installing 3 skylights, and removing side door. Siding to match existing. Schedule B - Structural: David Jung - 604.862.1054 Amend: Feb 3rd, 2023 Install circuit for Heat pump - no changes to job value BP Has been updated - Revision #1: Include mini-split heat pump in permit scope. | City Spark Electrical Ltd
GP-2022-03207 | 2022-10-18 | 1311 E 26TH AVENUE, Vancouver, BC V5V 2J9 | Gas Permit | Residential | Renovation - Dwelling Unit(s) only | Completed | Residential - Re & Re Furnace | 484081 BC LTD
GP-2023-00438 | 2023-02-07 | 1365 E 26TH AVENUE, Vancouver, BC V5V 2J9 | Gas Permit | Residential | Addition | Completed | Residential - TO INSTALL 1 FURNACE | BC Care Heating Services Ltd
EP-2022-00808 | 2022-02-03 | 1742 E 28TH AVENUE, Vancouver, BC V5N 2X6 | Electrical Permit | Residential | New | Completed | Installation / Repair - Residential - Service upgrade to accomodate New LWH New service to be relocated at upgraded to 200A duplex meter New service feeder to main house Upgrade existing panel to 100A 120/240 | AMTEK Electric Ltd
EP-2022-03198 | 2022-04-21 | 1749 E 28TH AVENUE, Vancouver, BC V5N 2X5 | Electrical Permit | Residential | New | Expired | Temporary Power - Residential - To provide temporary power. NOTE: Work authorized by this permit is for placement of a temporary power pole only and does not authorize any site construction and/or excavation. A separate Building Permit will be required prior to commencement of any other work on this site. | ICAN Electrical Ltd.
EP-2023-03761 | 2023-05-01 | 1749 E 28TH AVENUE, Vancouver, BC V5N 2X5 | Electrical Permit | Residential | New | Issued | Temporary Power - Residential - To provide temporary power. | ICAN Electrical Ltd.
PP-2023-02659 | 2023-07-26 | 1749 E 28TH AVENUE, Vancouver, BC V5N 2X5 | Plumbing Permit | Residential | New | Issued | Residential - plumbing >BP: To construct a two-family dwelling with an attached garage at the front providing 2 parking spaces having vehicular access from 28th Avenue. The entire building, INCLUDING THE ATTACHED GARAGE (if applicable), to be sprinklered to 2x NFPA 13D. Note: This is a 2 storey building pursuant to the Zoning and Development By-Law 1. A/C unit proposed on East SY, int. upper floor closet 2. No bar sink proposed 3. Schedule B: Weizheng Su, P.Eng (604-367-6645) Structural & Geotechnical 4. HPO: Residential Builder, Vanwell Homes Ltd. | M & P Plumbing & Heating Ltd
MP-2023-01440 | 2023-08-05 | 1749 E 28TH AVENUE, Vancouver, BC V5N 2X5 | Mechanical Permit | NULL | NULL | Issued | NULL | M & P Plumbing & Heating Ltd
SP-2022-01330 | 2023-06-29 | 1749 E 28TH AVENUE, Vancouver, BC V5N 2X5 | Sprinkler Permit | Residential | New | Issued | Residential - new sprinkler system installation for duplex The entire building, INCLUDING THE ATTACHED GARAGE (if applicable), to be sprinklered to 2x NFPA 13D. >BP: To construct a two-family dwelling with an attached garage at the front providing 2 parking spaces having vehicular access from 28th Avenue. Note: This is a 2 storey building pursuant to the Zoning and Development By-Law 1. A/C unit proposed on East SY, int. upper floor closet 2. No bar sink proposed 3. Schedule B: Weizheng Su, P.Eng (604-367-6645) Structural & Geotechnical 4. HPO: Residential Builder, Vanwell Homes Ltd. | Spectrum Fire Protection Ltd
EP-2023-11371 | 2024-01-02 | 1749 E 28TH AVENUE, Vancouver, BC V5N 2X5 | Electrical Permit | Residential | New | Issued | Installation / Repair - Residential - security, intercom, camera, tv, tel, data , speaker wiring & completion >BP: To construct a two-family dwelling with an attached garage at the front providing 2 parking spaces having vehicular access from 28th Avenue. | Repel Security Systems Ltd
EP-2023-04702 | 2023-06-02 | 1750 E 28TH AVENUE, Vancouver, BC V5N 2X6 | Electrical Permit | Residential | Renovation | Issued | Installation / Repair - Residential - service relocation from existing house to new LWH that's being built. Main service; 200 amps LWH; 125 amps main house; 100 amps | OPTIMUM ELECTRICAL LTD
SP-2022-00235 | 2022-02-22 | 649 E 22ND AVENUE, Vancouver, BC V5V 1V3 | Sprinkler Permit | Residential | Renovation | Completed | Residential - Change 15 residential sprinklers from semi-recessed type to concealed type Exterior & interior alterations to re-configure exterior rooftop access stairs and improve the existing single family dwelling on this site. work to include: No work to be done in basement and main floor plan Upper Floor plan: - Re-configure access stairs to roof top patio - Renovate kitchen including new appliances - Add 2 pc bathroom (powder room) to upper floor - Adjust sprinkler heads to suite new layout - Upgrade interior finishes & lighting | Major Fire Protection Ltd
EP-2022-00412 | 2022-02-09 | 649 E 22ND AVENUE, Vancouver, BC V5V 1V3 | Electrical Permit | Residential | Renovation | Completed | Installation / Repair - Residential - Renovation of bathrooms, kitchen, lighting -Rough-in wiring only for AC. >BP: Exterior & interior alterations to re-configure exterior rooftop access stairs and improve the existing single family dwelling on this site. work to include: No work to be done in basement and main floor plan Upper Floor plan: - Re-configure access stairs to roof top patio - Renovate kitchen including new appliances - Add 2 pc bathroom (powder room) to upper floor - Adjust sprinkler heads to suite new layout - Upgrade interior finishes & lighting OK for field review per D. Langevin Nov 17, 2021 Letter of assurance provided by: Jeff Allester, P.Eng, 604-228-0518, Schedule B (Structural) Note: REUP - Ke Jiang, Capital Home Energy - 604.562.0387 Energy Upgrade: Minor Air Sealing & Ventilation and Controls update per REUP form. AMEND: MAR 3, 2022 amending permit for correct job value of $35,000. Also needs to include Low voltage wiring | Clear Energy Solutions Inc
PP-2022-00268 | 2022-01-28 | 649 E 22ND AVENUE, Vancouver, BC V5V 1V3 | Plumbing Permit | Residential | Renovation | Completed | Residential - Install plumbing systems for new powder room, re-locate kitchen sink, Install prep sink in kitchen island Exterior & interior alterations to re-configure exterior rooftop access stairs and improve the existing single family dwelling on this site. work to include: No work to be done in basement and main floor plan Upper Floor plan: - Re-configure access stairs to roof top patio - Renovate kitchen including new appliances - Add 2 pc bathroom (powder room) to upper floor - Adjust sprinkler heads to suite new layout - Upgrade interior finishes & lighting | Meridian West Mechanical Ltd
GP-2022-03833 | 2022-12-02 | 649 E 22ND AVENUE, Vancouver, BC V5V 1V3 | Gas Permit | Residential | Renovation | Completed | Residential - Wolf 48" Dual Fuel Range >Exterior & interior alterations to re-configure exterior rooftop access stairs and improve the existing single family dwelling on this site. work to include: No work to be done in basement and main floor plan Upper Floor plan: - Re-configure access stairs to roof top patio - Renovate kitchen including new appliances - Add 2 pc bathroom (powder room) to upper floor - Adjust sprinkler heads to suite new layout - Upgrade interior finishes & lighting Revision #1: To install a new heat pump located in the sunken patio at the rear of this existing building OK for field review per D. Langevin Nov 17, 2021 Letter of assurance provided by: Jeff Allester, P.Eng, 604-228-0518, Schedule B (Structural) Note: REUP - Ke Jiang, Capital Home Energy - 604.562.0387 Energy Upgrade: Minor Air Sealing & Ventilation and Controls update per REUP form. | Han Appliances & Refrigeration Ltd
MP-2023-01355 | 2023-07-25 | 52 E 21ST AVENUE, Vancouver, BC V5V 1P5 | Mechanical Permit | NULL | NULL | Completed | NULL | Pioneer Plumbing & Heating Inc
GP-2023-02225 | 2023-07-26 | 52 E 21ST AVENUE, Vancouver, BC V5V 1P5 | Gas Permit | Residential | Renovation | Completed | Residential - remove and cap gas line to furnace | Pioneer Plumbing & Heating Inc
EP-2022-09093 | 2022-10-25 | 62 E 21ST AVENUE, Vancouver, BC V5V 1P5 | Electrical Permit | Residential | New | Expired | Temporary Power - Residential - To provide temporary power. | SUNSTONE ELECTRIC LTD
SP-2023-02317 | 2024-01-04 | 62 E 21ST AVENUE, Vancouver, BC V5V 1P5 | Sprinkler Permit | Residential | New | Issued | Residential - To Install 26 sprinkler heads >BP: To construct a 2 storey one-family dwelling with a secondary suite located in the Basement with an open parking pad, providing 1 parking space, having vehicular access from the 20' Lane. Note: The entire building, INCLUDING THE ATTACHED GARAGE (if applicable), to be sprinklered to NFPA 13D Note: This is a 2 storey building pursuant to the Zoning and Development By-Law Note: As shown by an asterisk (*) on the building permit floor plans and/or elevations, exit protection is required to be provided in accordance with Articles 9.9.4.4., 9.9.4.6., and/or 9.37.2.8. of the 2019 VBBL. 1. Covenant registered at the Land Title Office under CB9897659 2. Mechanical Unit proposed – Exterior component located in Rear, Interior component located in Second Floor 3. Schedule B: (Makhan S. Dhillon) P.Eng (604.537.6271) Structural & Geotechnical 4. HPO: Residential Builder- Cedar Van Homes Inc | General Sprinkler Systems Ltd
MP-2023-02275 | 2023-12-20 | 62 E 21ST AVENUE, Vancouver, BC V5V 1P5 | Mechanical Permit | NULL | NULL | Issued | NULL | FAST ROUTE PLUMBING & REFRIGERATION MECHANICAL LTD
EP-2023-11251 | 2024-01-08 | 62 E 21ST AVENUE, Vancouver, BC V5V 1P5 | Electrical Permit | Residential | New | Issued | Installation / Repair - Residential - Complete wiring and finishing of new house. Main service-200 amps Main house meter-100 amps Legal suite meter-60 amps Laneway meter-100 amps >BP: To construct a 2 storey one-family dwelling with a secondary suite located in the Basement ($680,925.00) with an open parking pad, providing 1 parking space, having vehicular access from the 20' Lane. 1. Covenant registered at the Land Title Office under CB9897659 2. Mechanical Unit proposed – Exterior component located in Rear, Interior component located in Second Floor 3. Schedule B: (Makhan S. Dhillon) P.Eng (604.537.6271) Structural & Geotechnical 4. HPO: Residential Builder- Cedar Van Homes Inc ***This permit is issued under the VBBL 2019, with updated energy requirements as per bylaw # 12997 effective Jan 01, 2022.*** | SUNSTONE ELECTRIC LTD
EP-2024-00209 | 2024-01-26 | 62 E 21ST AVENUE, Vancouver, BC V5V 1P5 | Electrical Permit | Residential | New | Issued | Installation / Repair - Residential - Installation of Data cabling & security alarm (pre wire & completion). >BP: To construct a 2 storey one-family dwelling with a secondary suite located in the Basement ($680,925.00) with an open parking pad, providing 1 parking space, having vehicular access from the 20' Lane. 1. Covenant registered at the Land Title Office under CB9897659 2. Mechanical Unit proposed – Exterior component located in Rear, Interior component located in Second Floor 3. Schedule B: (Makhan S. Dhillon) P.Eng (604.537.6271) Structural & Geotechnical 4. HPO: Residential Builder- Cedar Van Homes Inc | Xon Automation Ltd
MP-2023-02093 | 2023-11-27 | 62 E 21ST AVENUE, Vancouver, BC V5V 1P5 | Mechanical Permit | NULL | NULL | Issued | NULL | Morteza Shahrvand
GP-2023-03839 | 2023-12-04 | 62 E 21ST AVENUE, Vancouver, BC V5V 1P5 | Gas Permit | Residential | New | Issued | Residential - 2 Boilers, 1 BBQ, 1 Fireplace & 1 Cooktop Gas piping roughing & finishing >BP: To construct a 2 storey one-family dwelling with a secondary suite located in the Basement ($680,925.00) with an open parking pad, providing 1 parking space, having vehicular access from the 20' Lane. | FAST ROUTE PLUMBING & REFRIGERATION MECHANICAL LTD
PP-2023-03633 | 2023-10-16 | 62 E 21ST AVENUE, Vancouver, BC V5V 1P5 | Plumbing Permit | Residential | New | Issued | Residential - 1FD+SS - one sump no pump | CANADIAN EXCAVATING LTD.
NULL | NULL | 62 E 21ST AVENUE, Vancouver, BC V5V 1P5 | Mechanical Permit | NULL | NULL | Draft | NULL | NULL
PP-2023-03947 | 2023-11-08 | 62 E 21ST AVENUE, Vancouver, BC V5V 1P5 | Plumbing Permit | Residential | New | Issued | Residential - 1FD+SS - #1 & #2 - ABS roughing, water piping roughing & finishing >DB: To construct a 2 storey one-family dwelling with a secondary suite located in the Basement with an open parking pad, providing 1 parking space, having vehicular access from the 20' Lane. Note: The entire building, INCLUDING THE ATTACHED GARAGE (if applicable), to be sprinklered to NFPA 13D Note: This is a 2 storey building pursuant to the Zoning and Development By-Law 1. Covenant registered at the Land Title Office under CB9897659 2. Mechanical Unit proposed – Exterior component located in Rear, Interior component located in Second Floor 3. Schedule B: (Makhan S. Dhillon) P.Eng (604.537.6271) Structural & Geotechnical 4. HPO: Residential Builder- Cedar Van Homes Inc ***This permit is issued under the VBBL 2019, with updated energy requirements as per bylaw # 12997 effective Jan 01, 2022.*** | Morteza Shahrvand
EP-2023-10338 | 2023-11-15 | 62 E 21ST AVENUE, Vancouver, BC V5V 1P5 | Electrical Permit | Residential | New | Issued | Temporary Power - Residential - To provide temporary power. | SUNSTONE ELECTRIC LTD
GP-2022-02818 | 2022-09-20 | 83 E 21ST AVENUE, Vancouver, BC V5V 1P6 | Gas Permit | Residential | Renovation | Completed | Residential - Boiler replacement | Maple Furnace Heating & Air Conditioning
EP-2023-03016 | NULL | 196 E 21ST AVENUE, Vancouver, BC V5V 1P8 | Electrical Permit | Residential | New | Withdrawn | Installation / Repair - Residential - construction main service | NULL
EP-2023-03027 | 2023-04-11 | 196 E 21ST AVENUE, Vancouver, BC V5V 1P8 | Electrical Permit | Commercial | Renovation | Completed | Installation / Repair - Commercial - New 60 amp service Lights and plugs in garage | Robert Fuller
GP-2023-00453 | 2023-02-07 | 253 E 21ST AVENUE, Vancouver, BC V5V 1P9 | Gas Permit | Residential | Renovation | Completed | Residential - Removal and replacement of 60 US gallon gas water heater | Pioneer Plumbing & Heating Inc
GP-2023-03282 | 2023-10-30 | 265 E 21ST AVENUE, Vancouver, BC V5V 1P9 | Gas Permit | Residential | New | Issued | Residential - Replacement gas on demand water heater. | Conor Whyte Plumbing And Heating Limited
MP-2023-01150 | 2023-06-22 | 266 E 21ST AVENUE, Vancouver, BC V5V 1R1 | Mechanical Permit | NULL | NULL | Completed | NULL | Errington Mechanical Ltd
EP-2023-05378 | 2023-07-19 | 266 E 21ST AVENUE, Vancouver, BC V5V 1R1 | Electrical Permit | Residential | Renovation | Completed | Installation / Repair - Residential - 30A Heatpump circuit with local non fusible disconnect switch Delete 5500W baseboard heat in rooms that are getting AC to be within the 125A main breaker size. -5500W of baseboard heat was removed from the main house and a 5880W heat pump was added. 1000W of baseboard heat was added to the laneway. *MP-2023-01150: Completed (Heating and Cooling) | Hot Electric Inc.
EP-2022-10332 | 2022-12-09 | 266 E 21ST AVENUE, Vancouver, BC V5V 1R1 | Electrical Permit | Residential | Renovation | Completed | Installation / Repair - Residential - underground from main house to laneway house 125A main house | Hot Electric Inc.
GP-2022-03024 | 2022-10-05 | 273 E 21ST AVENUE, Vancouver, BC V5V 1P9 | Gas Permit | Residential | Renovation | Completed | Residential - Re & re Furnace (BTU 70.000) | Milani Plumbing Heating & Air Conditioning Ltd
GP-2022-03052 | 2022-10-07 | 273 E 21ST AVENUE, Vancouver, BC V5V 1P9 | Gas Permit | Residential | Renovation | Cancelled | Residential - Re&re Tankless (BTU 199.000) | Milani Plumbing Heating & Air Conditioning Ltd
GP-2022-00074 | 2022-01-12 | 2875 E 24TH AVENUE, Vancouver, BC V5R 1E5 | Gas Permit | Residential | Renovation | Completed | Residential - Re and re of gas furnace | Derek Walter Babcock
PP-2022-00601 | 2022-02-22 | 2875 E 24TH AVENUE, Vancouver, BC V5R 1E5 | Plumbing Permit | Residential | Renovation | Completed | Residential - to install 30 meters of drain piping | Adam Kosel
EP-2023-00440 | 2023-01-18 | 2811 E 23RD AVENUE, Vancouver, BC V5R 1A9 | Electrical Permit | Residential | New | Expired | Temporary Power - Residential - To provide temporary power. | SUNSTONE ELECTRIC LTD
SP-2023-00761 | 2023-05-03 | 2811 E 23RD AVENUE, Vancouver, BC V5R 1A9 | Sprinkler Permit | Residential | New | Completed | Residential - 1FD+SS - #1 & #2 - To Install 27 sprinkler heads Note: The entire building, INCLUDING THE ATTACHED GARAGE (if applicable), to be sprinklered to NFPA 13D >DB: To construct a 2 storey one-family dwelling with a secondary suite located in the Basement with an open parking pad, providing 1 parking space, having vehicular access from the lane. 1. Covenant registered at the Land Title Office under CA7603872 2. A/C proposed – Exterior component located in Rear, Interior component located in Second Floor 3. Bar sink located in Basement Note: This is a 2 storey building pursuant to the Zoning and Development By-Law | General Sprinkler Systems Ltd
PP-2023-00443 | 2023-02-09 | 2811 E 23RD AVENUE, Vancouver, BC V5R 1A9 | Plumbing Permit | Residential | New | Completed | Residential - Sump no pump | Bhullar Excavating and Demolition
PP-2023-00625 | 2023-02-22 | 2811 E 23RD AVENUE, Vancouver, BC V5R 1A9 | Plumbing Permit | Residential | New | Completed | Residential - 1FD+SS - #1 & #2 - ABS piping, water piping rough in & finishing >DB: To construct a 2 storey one-family dwelling with a secondary suite located in the Basement with an open parking pad, providing 1 parking space, having vehicular access from the lane. 1. Covenant registered at the Land Title Office under CA7603872 2. A/C proposed – Exterior component located in Rear, Interior component located in Second Floor 3. Bar sink located in Basement | Morteza Shahrvand
GP-2023-01385 | 2023-05-01 | 2811 E 23RD AVENUE, Vancouver, BC V5R 1A9 | Gas Permit | Residential | New | Completed | Residential - Install fireplace only >BP: To construct a 2 storey one-family dwelling with a secondary suite located in the Basement with an open parking pad, providing 1 parking space, having vehicular access from the lane | JOT MECHANICAL LTD
MP-2023-00697 | 2023-04-25 | 2811 E 23RD AVENUE, Vancouver, BC V5R 1A9 | Mechanical Permit | NULL | NULL | Completed | NULL | FAST ROUTE PLUMBING & REFRIGERATION MECHANICAL LTD
EP-2023-03427 | 2023-04-25 | 2811 E 23RD AVENUE, Vancouver, BC V5R 1A9 | Electrical Permit | Residential | New | Completed | Installation / Repair - Residential - Complete wiring and finishing. Main service-200 amps Main house meter-125 amps Legal suite meter-60 amps Laneway meter-100 amps *An approved mechanical permit is required for the installation of air conditioning or heat pump unit at the time of installation before an electrical inspection will be performed >BP: To construct a 2 storey one-family dwelling with a secondary suite located in the Basement($704,052.50) with an open parking pad, providing 1 parking space, having vehicular access from the lane. 1. Covenant registered at the Land Title Office under CA7603872 2. A/C proposed – Exterior component located in Rear, Interior component located in Second Floor 3. Bar sink located in Basement 4. Schedule B: (M.S.Dhillon) P.Eng (604.537.6271) Structural & Geotechnical 5. HPO: Residential Builder- Cedar Van Homes Inc | SUNSTONE ELECTRIC LTD
GP-2023-01288 | 2023-04-21 | 2811 E 23RD AVENUE, Vancouver, BC V5R 1A9 | Gas Permit | Residential | New | Completed | Residential - 1FD+SS - #1 & #2 - Gas piping roughing & finishing Note: The entire building, INCLUDING THE ATTACHED GARAGE (if applicable), to be sprinklered to NFPA 13D >DB: To construct a 2 storey one-family dwelling with a secondary suite located in the Basement with an open parking pad, providing 1 parking space, having vehicular access from the lane. Note: This is a 2 storey building pursuant to the Zoning and Development By-Law 1. Covenant registered at the Land Title Office under CA7603872 2. A/C proposed – Exterior component located in Rear, Interior component located in Second Floor 3. Bar sink located in Basement 4. Schedule B: (M.S.Dhillon) P.Eng (604.537.6271) Structural & Geotechnical 5. HPO: Residential Builder- Cedar Van Homes Inc AMEND: APR 27/2023 Add 1 outlet range legal suite ( range 45000 BTU) | FAST ROUTE PLUMBING & REFRIGERATION MECHANICAL LTD
EP-2022-04178 | 2022-05-20 | 2614 E 24TH AVENUE, Vancouver, BC V5R 1E2 | Electrical Permit | Residential | Renovation | Completed | Installation / Repair - Residential - BC Hydro identified existing meterbase terminal failure. Owner requested service upgrade with this emergency repair shutdown event. Upgrade Service to 200 amps | Roussos Electric Ltd
EP-2022-03655 | 2022-05-26 | 2621 E 24TH AVENUE, Vancouver, BC V5R 1E1 | Electrical Permit | Residential | Renovation | Completed | Installation / Repair - Residential - alarm and data - COMPLETE ALARM SYSTEM (CF-2021-007185) >BP: interior/exterior alterations to this existing one family dwelling. Change of use from one family to one family with secondary suite scope of work: add secondary suite repair flood basement interior alterations to main floor remove carport and add garage in rear Structural Schedule B provided by ALAN PRAHALAD P.ENG 604.831.1431 #1 - 2621 E 24th Av - One Family Dwelling (East side 1st storey and 2nd storey) #2 - 2621 E 24th Av - Secondary Suite (West side 1st storey) Address and suite numbers assigned as per approved plans for Fire and Emergency response. The address number is to be posted to the building to be visible from the street and the suite numbers are to be posted at the suite entries in accordance with the Building By-law prior to final inspection. Note: - No strata-titling will be permitted. - This is a two-storey building pursuant to the Zoning and Development By-law. - An annual Vancouver Business License must be obtained prior to the rental of this approved one-family dwelling and/or secondary suite on this site. - Provide minimum headroom of 6’-6” over 80% of the suite area and all exit routes. - Smoke alarms to be installed in compliance with Subsection 9.10.19., Division B of the Vancouver Building By-law (2019) - Carbon monoxide alarms shall be installed in conformance to Subsections 6.2.4. and 9.32.4., Division B of the Vancouver Building By-law - Energy efficiency upgrade to be in conformance with Table 11.2.1.4. | Sidhu, Bhag Singh DBA: Astech Automation & Security Technologies
GP-2022-01369 | 2022-05-03 | 2621 E 24TH AVENUE, Vancouver, BC V5R 1E1 | Gas Permit | Residential | Addition | Completed | Residential - gas fitting **Amend 05/03/2022** change the BTU for the water heater from 75,000 to 125,000 for the range from 60,000 to 80,000 | R J Gas Ltd
PP-2022-01211 | 2022-04-08 | 2621 E 24TH AVENUE, Vancouver, BC V5R 1E1 | Plumbing Permit | Residential | Renovation | Completed | Residential - Rough-in plumbing and installing fixtures interior/exterior alterations to this existing one family dwelling. Change of use from one family to one family with secondary suite scope of work: add secondary suite repair flood basement interior alterations to main floor remove carport and add garage in rear | Able Heating & Plumbing Ltd
NULL | NULL | 2621 E 24TH AVENUE, Vancouver, BC V5R 1E1 | Plumbing Permit | Residential | Renovation | Draft | Residential - Interior/exterior alternation to existing one family dwelling. Change of use from one family dwelling to one family dwelling with secondary suite. | NULL
EP-2022-01986 | 2022-05-17 | 2621 E 24TH AVENUE, Vancouver, BC V5R 1E1 | Electrical Permit | Residential | Renovation | Completed | Installation / Repair - Residential - Upgrade electrical service 100 amp to 200 amp and some Renovations in side house and new garage wiring and finishing -New sub panel wiring , suit wiring , some new lights, new kitchen wiring, new switch plugs and some new wiring -CF-2021-007185 >BP: Interior/exterior alterations to this existing one family dwelling. Change of use from one family to one family with secondary suite scope of work: add secondary suite repair flood basement interior alterations to main floor remove carport and add garage in rear | E G ELECTRICAL LTD.
PP-2022-00543 | 2022-02-16 | 2621 E 24TH AVENUE, Vancouver, BC V5R 1E1 | Plumbing Permit | Residential | New | Completed | Residential - 1FD+SS - #1 & #2 - sump installation (Re: CF-2021-007185) interior/exterior alterations to this existing one family dwelling. Change of use from one family to one family with secondary suite | Kingsman Excavating Ltd.
SP-2021-01308 | 2022-01-13 | 2621 E 24TH AVENUE, Vancouver, BC V5R 1E1 | Sprinkler Permit | Residential | New | Completed | Residential - new fire sprinkler system installation (reference: CF-2021-007185) >nterior/exterior alterations to this existing one family dwelling. Change of use from one family to one family with secondary suite scope of work: add secondary suite repair flood basement interior alterations to main floor remove carport and add garage in rear Structural Schedule B provided by ALAN PRAHALAD P.ENG 604.831.1431 #1 - 2621 E 24th Av - One Family Dwelling (East side 1st storey and 2nd storey) #2 - 2621 E 24th Av - Secondary Suite (West side 1st storey) Address and suite numbers assigned as per approved plans for Fire and Emergency response. The address number is to be posted to the building to be visible from the street and the suite numbers are to be posted at the suite entries in accordance with the Building By-law prior to final inspection. Note: - No strata-titling will be permitted. - This is a two-storey building pursuant to the Zoning and Development By-law. - An annual Vancouver Business License must be obtained prior to the rental of this approved one-family dwelling and/or secondary suite on this site. - Provide minimum headroom of 6’-6” over 80% of the suite area and all exit routes. - Smoke alarms to be installed in compliance with Subsection 9.10.19., Division B of the Vancouver Building By-law (2019) - Carbon monoxide alarms shall be installed in conformance to Subsections 6.2.4. and 9.32.4., Division B of the Vancouver Building By-law - Energy efficiency upgrade to be in conformance with Table 11.2.1.4. | CENTRE LINE FIRE SPRINKLERS LTD
EP-2022-02635 | 2022-04-01 | 2675 E 24TH AVENUE, Vancouver, BC V5R 1E1 | Electrical Permit | Residential | Addition | Completed | Installation / Repair - Residential - UPGRADE power 100 amp to 200 amp overhead service | E G ELECTRICAL LTD.
GP-2022-03111 | 2022-10-12 | 3015 E 26TH AVENUE, Vancouver, BC V5R 1L5 | Gas Permit | Residential | Renovation | Completed | Residential - Re & re of hot water tank gas | Milani Plumbing Heating & Air Conditioning Ltd
PP-2023-01433 | 2023-04-24 | 2052 E 22ND AVENUE, Vancouver, BC V5N 2R4 | Plumbing Permit | Residential | New | Issued | Residential - 2FD - One Sump No Pump | Canadian Excavating Ltd
EP-2023-03039 | 2023-04-05 | 2052 E 22ND AVENUE, Vancouver, BC V5N 2R4 | Electrical Permit | Residential | New | Issued | Temporary Power - Residential - To provide temporary power. | Aidea Solutions Ltd
NULL | NULL | 2052 E 22ND AVENUE, Vancouver, BC V5N 2R4 | Plumbing Permit | Residential | New | Withdrawn | Residential - dranage,water line,water service, all plumbing fixture | CEN'S MECHANICAL F & C ENTERPRISES LTD
EP-2023-03116 | 2023-04-13 | 2052 E 22ND AVENUE, Vancouver, BC V5N 2R4 | Electrical Permit | Residential | New | Issued | Installation / Repair - Residential - A new duplex wiring, install all outlets, lighting system and electrical equioment. Main Service 200 A, overhead, 2 meters, 125A service for each unit. >BP: To construct a 2.5 storey two-family dwelling ($703,100.00) with a detached accessory building (garage) at the rear providing 2 parking spaces, having vehicular access from the lane. 1. A/C proposed – Exterior component located in rear yard, Interior component located in second floor closets 2. Schedule B: (Henry S.N. Hsu, P.Eng. 604-322-7158) Structural & Geotechnical 3. HPO: Residential Builder- MCCM Residential Ltd. Note: This is a 2.5 storey building pursuant to the Zoning and Development By-Law **THIS PERMIT HAS BEEN ISSUED UNDER THE REQUIREMENTS OF VBBL #12511 (2019) ** | Aidea Solutions Ltd
PP-2023-01262 | 2023-04-12 | 2052 E 22ND AVENUE, Vancouver, BC V5N 2R4 | Plumbing Permit | Residential | New | Issued | Residential - 2FD - drainage, water service, plumbing fixture The entire building to be sprinklered to 2 x NFPA 13D >DB: To construct a 2.5 storey two-family dwelling with a detached accessory building (garage) at the rear providing 2 parking spaces, having vehicular access from the lane. 1. A/C proposed – Exterior component located in rear yard, Interior component located in second floor closets | CEN'S MECHANICAL F & C ENTERPRISES LTD
NULL | NULL | 2052 E 22ND AVENUE, Vancouver, BC V5N 2R4 | Electrical Permit | Residential | New | Withdrawn | Installation / Repair - Residential - new build of duplex house | CSM Electric Ltd
MP-2023-01320 | 2023-07-19 | 2052 E 22ND AVENUE, Vancouver, BC V5N 2R4 | Mechanical Permit | NULL | NULL | Issued | NULL | CEN'S MECHANICAL F & C ENTERPRISES LTD
SP-2023-01728 | 2023-09-20 | 2052 E 22ND AVENUE, Vancouver, BC V5N 2R4 | Sprinkler Permit | Residential | New | Issued | Residential - 2FD - FRONT - 2052 E 22ND AV BACK - 2050 E 22ND AV To Install 40 sprinkler heads >DB: To construct a 2.5 storey two-family dwelling with a detached accessory building (garage) at the rear providing 2 parking spaces, having vehicular access from the lane. 1. A/C proposed – Exterior component located in rear yard, Interior component located in second floor closets **THIS PERMIT HAS BEEN ISSUED UNDER THE REQUIREMENTS OF VBBL #12511 (2019) ** | General Sprinkler Systems Ltd
GP-2023-02564 | 2023-09-06 | 2052 E 22ND AVENUE, Vancouver, BC V5N 2R4 | Gas Permit | Residential | New | Issued | Residential - 2 Ranges, 2 BBQ's & 2 Boilers >BP: To construct a 2.5 storey two-family dwelling ($703,100.00) with a detached accessory building (garage) at the rear providing 2 parking spaces, having vehicular access from the lane. | CEN'S MECHANICAL F & C ENTERPRISES LTD
EP-2023-10826 | 2023-12-04 | 2052 E 22ND AVENUE, Vancouver, BC V5N 2R4 | Electrical Permit | Residential | New | Issued | Installation / Repair - Residential - Data, Intercom Rough-in and Finishing; Security Alarm Rough-In Only. >BP: To construct a 2.5 storey two-family dwelling ($703,100.00) with a detached accessory building (garage) at the rear providing 2 parking spaces, having vehicular access from the lane. | ICove Technology Inc
GP-2022-00165 | 2022-01-21 | 650 E 27TH AVENUE, Vancouver, BC V5V 2K6 | Gas Permit | Residential | Renovation | Completed | Residential - running gas line for bbq box, boiler & range To construct a 2 storey laneway house building with an open parking pad, providing 1 parking space, having vehicular access from the lane. 1. No A/C unit proposed 2. Schedule B: Robert Ihme P. Eng (604-396-8096) Geotechnical Ari Wibowo P.Eng (604-339-6835) Structural 3. HPO: Residential Builder- Owner Builder | Ashton Service Group/Ashton Mechanical Ltd.
EP-2022-05475 | 2022-06-28 | 650 E 27TH AVENUE, Vancouver, BC V5V 2K6 | Electrical Permit | Residential | Renovation | Completed | Installation / Repair - Residential - Move service connection point from main house to laneway, re-feed to main house panel. | Action Electric Ltd
PP-2022-02173 | 2022-06-21 | 741 E 27TH AVENUE, Vancouver, BC V5V 2K8 | Plumbing Permit | Residential | New | Completed | Residential - to install new plumbing Fixtures Exterior and interior alterations to provide improvements to this one family dwelling on this site. Scope of work includes new kitchen, replacement of rear exterior door and window in kitchen with a new sliding door. Replacement of the main bathroom with two new bathrooms. To revert the deck and porch to original layout. | ACME PLUMBING HEATING & GAS LTD.
GP-2022-02036 | 2022-07-11 | 741 E 27TH AVENUE, Vancouver, BC V5V 2K8 | Gas Permit | Residential | Renovation | Completed | Residential - move the location of the range, install one new tankless heater and one bbq piping Exterior and interior alterations to provide improvements to this one family dwelling on this site. Scope of work includes new kitchen, replacement of rear exterior door and window in kitchen with a new sliding door. Replacement of the main bathroom with two new bathrooms. To revert the deck and porch to original layout. | ACME PLUMBING HEATING & GAS LTD.
EP-2022-05758 | 2022-07-08 | 741 E 27TH AVENUE, Vancouver, BC V5V 2K8 | Electrical Permit | Residential | Renovation | Completed | Installation / Repair - Residential - Major alteration. NEW 200 amps DIP service. Removing all existing wiring and existing service. Installing new wiring for complete house. 741 E 27 Avenue Exterior and interior alterations to provide improvements to this one family dwelling on this site. Scope of work includes new kitchen, replacement of rear exterior door and window in kitchen with a new sliding door. Replacement of the main bathroom with two new bathrooms. To revert the deck and porch to original layout. | Ott Electric Ltd
EP-2022-05896 | 2022-07-14 | 741 E 27TH AVENUE, Vancouver, BC V5V 2K8 | Electrical Permit | Residential | Renovation | Completed | Installation / Repair - Residential - Data/communications cat5 wiring and finishing, new dmark wiring >BP: Exterior and interior alterations to provide improvements to this one family dwelling on this site. Scope of work includes new kitchen, replacement of rear exterior door and window in kitchen with a new sliding door. Replacement of the main bathroom with two new bathrooms. To revert the deck and porch to original layout. Schedule B - Structural - Youhai Wang - 604-88-5638 Ok for field review as per Kirat Kang - April 4, 2022 Amend: July 27, 2022 Change job value from 800$ to 2750$ Also change cat5 wiring to cat6. Some speaker wiring added as well. | PLANET SMART HOMES LTD.
GP-2022-02067 | 2022-07-14 | 741 E 27TH AVENUE, Vancouver, BC V5V 2K8 | Gas Permit | Residential | Renovation | Completed | Residential - Replacing a fireplace and installing >Exterior and interior alterations to provide improvements to this one family dwelling on this site. Scope of work includes new kitchen, replacement of rear exterior door and window in kitchen with a new sliding door. Replacement of the main bathroom with two new bathrooms. To revert the deck and porch to original layout. Schedule B - Structural - Youhai Wang - 604-88-5638 Ok for field review as per Kirat Kang - April 4, 2022 | Mainland Fireplaces Inc
EP-2022-01659 | 2022-03-03 | 1338 E 27TH AVENUE, Vancouver, BC V5V 2L8 | Electrical Permit | Residential | Tenant Improvement | Completed | Installation / Repair - Residential - Electrical install of heat pump. | Moore And Russell Heating And Air Conditioning Ltd
GP-2023-03534 | 2023-11-15 | 1338 E 27TH AVENUE, Vancouver, BC V5V 2L8 | Gas Permit | Residential | Addition | Completed | Residential - re and re gas range | Christopher Sterling
EP-2022-02453 | 2022-03-25 | 1419 E 27TH AVENUE, Vancouver, BC V5N 2W6 | Electrical Permit | Residential | New | Expired | Temporary Power - Residential - To provide temporary power. | MSD Electrical Ltd.
EP-2022-02403 | 2022-06-07 | 1433 E 27TH AVENUE, Vancouver, BC V5N 2W6 | Electrical Permit | Residential | Tenant Improvement | Completed | Installation / Repair - Residential - Install new 200 amp service. Add subpanel. NOTE: Not installing AC | BPM Electric Ltd
NULL | NULL | 1433 E 27TH AVENUE, Vancouver, BC V5N 2W6 | Gas Permit | Residential | Renovation - Dwelling Unit(s) only | Withdrawn | Residential - Replace HWT with On-demand Condensing Tankless | Costello and Co. Plumbing Inc
MP-2022-00306 | 2022-10-04 | 1433 E 27TH AVENUE, Vancouver, BC V5N 2W6 | Mechanical Permit | NULL | NULL | Completed | NULL | Titanium HVAC Inc
EP-2022-02879 | 2022-05-09 | 1460 E 27TH AVENUE, Vancouver, BC V5N 2W5 | Electrical Permit | Residential | Renovation | Completed | Installation / Repair - Residential - Remove illegal kitchen in the basement. (CF-2021-016312) (CF-2021-009874) | Bassi Electrical Ltd
EP-2022-07994 | 2022-09-21 | 296 E 21ST AVENUE, Vancouver, BC V5V 1R1 | Electrical Permit | Residential | New | Expired | Temporary Power - Residential - To provide temporary power. | Beyond Electric Ltd
PP-2022-04370 | 2022-12-09 | 296 E 21ST AVENUE, Vancouver, BC V5V 1R1 | Plumbing Permit | Residential | New | Issued | Residential - One outside storm sump DB-2022-03641 | PTL Contracting Ltd
MP-2023-01149 | 2023-06-22 | 296 E 21ST AVENUE, Vancouver, BC V5V 1R1 | Mechanical Permit | NULL | NULL | Issued | NULL | Greenway HVAC Ltd
PP-2023-01846 | 2023-05-25 | 296 E 21ST AVENUE, Vancouver, BC V5V 1R1 | Plumbing Permit | Residential | New | Issued | Residential - New plumbing fixtures >BP: To construct a Net Zero 2 storey + basement one-family dwelling with a detached accessory building (garage), at the rear providing 2 parking spaces, having vehicular access from the lane. Note: This is a 2 storey building pursuant to the Zoning and Development By-Law. 1- No bar/Sink proposed 2- A/C unit proposed in the rear yard 3- Schedule A: D'Arcy Jones (604-669-2235) 4- Schedule B: D'Arcy Jones (604-669-2235) Architectural 5- Schedule B: Clinton Yiu (604-255-7670) Structural 6- Schedule B: Ward Phillips, P.Eng. (604-716-8881) Geotechnical 7- Schedule D: Cory Legge, P.L.Eng. (604-445-5385) 8- BC Housing Residential Builder - Apple Barn Investments Ltd. | Best Look Plumbing & Heating Ltd
EP-2023-05171 | 2023-06-26 | 296 E 21ST AVENUE, Vancouver, BC V5V 1R1 | Electrical Permit | Residential | Addition | Issued | Installation / Repair - Residential - ¦ 1FD/ 200A ¦ underground service cable from house to garage -This is partial value of the total project cost. We just want to apply the permit so we can get underground inspection. I will make amendments later when we have full cost value. There is Only temporary construction service for this site.. So we are not relocating/reconnecting *Permit Amendment Jul 10, 2023 -Service -grounding, bonding -branch circuits, conductors, cables, cords -EV ¦ DCC: 7680W -AC/heat pump -fixtures, fittings, equip >BP: 1 FD (NetZero) To construct a Net Zero 2 storey + basement one-family dwelling ($804,250) with a detached accessory building (garage), at the rear providing 2 parking spaces, having vehicular access from the lane. Note: This is a 2 storey building pursuant to the Zoning and Development By-Law. 1- No bar/Sink proposed 2- A/C unit proposed in the rear yard 3- Schedule A: D'Arcy Jones (604-669-2235) 4- Schedule B: D'Arcy Jones (604-669-2235) Architectural 5- Schedule B: Clinton Yiu (604-255-7670) Structural 6- Schedule B: Ward Phillips, P.Eng. (604-716-8881) Geotechnical 7- Schedule D: Cory Legge, P.L.Eng. (604-445-5385) 8- BC Housing Residential Builder - Apple Barn Investments Ltd. ***This permit is issued under the VBBL 2019, with updated energy requirements as per bylaw # 12997 effective Jan 01, 2022.*** | Beyond Electric Ltd
EP-2023-08950 | 2023-10-05 | 296 E 21ST AVENUE, Vancouver, BC V5V 1R1 | Electrical Permit | Residential | New | Issued | Installation / Repair - Residential - TV, data, tel, camera, alarm, speaker, all rough in only. >BP: To construct a Net Zero 2 storey + basement one-family dwelling ($804,250) with a detached accessory building (garage), at the rear providing 2 parking spaces, having vehicular access from the lane. Note: This Building Permit will remain in a suspended status until the associated (green) Demolition Permit BP-2022-03844 is completed. Note: This is a 2 storey building pursuant to the Zoning and Development By-Law. 1- No bar/Sink proposed 2- A/C unit proposed in the rear yard 3- Schedule A: D'Arcy Jones (604-669-2235) 4- Schedule B: D'Arcy Jones (604-669-2235) Architectural 5- Schedule B: Clinton Yiu (604-255-7670) Structural 6- Schedule B: Ward Phillips, P.Eng. (604-716-8881) Geotechnical 7- Schedule D: Cory Legge, P.L.Eng. (604-445-5385) 8- BC Housing Residential Builder - Apple Barn Investments Ltd. Note: All new buildings in the development must meet the requirements of the Guidelines for the Administration of Variances for Zero Emission Buildings in RS, RT and RA Districts (amended by Council on July 20, 2021) including the requirements for labeling under the CHBA Net Zero standard, or an alternate zero emissions standard approved by the Director of Sustainability. The applicant will be required to demonstrate that the development is on track to achieve the above requirements at each stage of the process. ***This permit is issued under the VBBL 2019, with updated energy requirements as per bylaw # 12997 effective Jan 01, 2022.*** | Jingwei Security Systems Ltd
EP-2023-08585 | NULL | 296 E 21ST AVENUE, Vancouver, BC V5V 1R1 | Electrical Permit | Residential | New | Application Incomplete | Installation / Repair - Residential - low voltage, security alarm, cameras rough in only, doorbell, speakers, tel/tv/data >BP: To construct a Net Zero 2 storey + basement one-family dwelling ($804,250) with a detached accessory building (garage), at the rear providing 2 parking spaces, having vehicular access from the lane. Note: This is a 2 storey building pursuant to the Zoning and Development By-Law. 1- No bar/Sink proposed 2- A/C unit proposed in the rear yard 3- Schedule A: D'Arcy Jones (604-669-2235) 4- Schedule B: D'Arcy Jones (604-669-2235) Architectural 5- Schedule B: Clinton Yiu (604-255-7670) Structural 6- Schedule B: Ward Phillips, P.Eng. (604-716-8881) Geotechnical 7- Schedule D: Cory Legge, P.L.Eng. (604-445-5385) 8- BC Housing Residential Builder - Apple Barn Investments Ltd. Note: All new buildings in the development must meet the requirements of the Guidelines for the Administration of Variances for Zero Emission Buildings in RS, RT and RA Districts (amended by Council on July 20, 2021) including the requirements for labeling under the CHBA Net Zero standard, or an alternate zero emissions standard approved by the Director of Sustainability. The applicant will be required to demonstrate that the development is on track to achieve the above requirements at each stage of the process. ***This permit is issued under the VBBL 2019, with updated energy requirements as per bylaw # 12997 effective Jan 01, 2022.*** | SIGHTLINE TECHNOLOGY LTD.
SP-2023-01818 | 2023-09-29 | 296 E 21ST AVENUE, Vancouver, BC V5V 1R1 | Sprinkler Permit | Residential | New | Issued | Residential - To Install 44 sprinkler heads >BP: 1 FD (NetZero) To construct a Net Zero 2 storey + basement one-family dwelling with a detached accessory building (garage), at the rear providing 2 parking spaces, having vehicular access from the lane. Note: This is a 2 storey building pursuant to the Zoning and Development By-Law. 1- No bar/Sink proposed 2- A/C unit proposed in the rear yard 3- Schedule A: D'Arcy Jones (604-669-2235) 4- Schedule B: D'Arcy Jones (604-669-2235) Architectural 5- Schedule B: Clinton Yiu (604-255-7670) Structural 6- Schedule B: Ward Phillips, P.Eng. (604-716-8881) Geotechnical 7- Schedule D: Cory Legge, P.L.Eng. (604-445-5385) 8- BC Housing Residential Builder - Apple Barn Investments Ltd. | General Sprinkler Systems Ltd
EP-2023-08211 | 2023-09-12 | 296 E 21ST AVENUE, Vancouver, BC V5V 1R1 | Electrical Permit | Residential | New | Issued | Installation / Repair - Residential - Installation of a 13.825 kW Solar Grid Tie System for net zero house. >BP: 1 FD (NetZero) To construct a Net Zero 2 storey + basement one-family dwelling ($804,250) with a detached accessory building (garage), at the rear providing 2 parking spaces, having vehicular access from the lane. Note: This Building Permit will remain in a suspended status until the associated (green) Demolition Permit BP-2022-03844 is completed. Note: This is a 2 storey building pursuant to the Zoning and Development By-Law. 1- No bar/Sink proposed 2- A/C unit proposed in the rear yard 3- Schedule A: D'Arcy Jones (604-669-2235) 4- Schedule B: D'Arcy Jones (604-669-2235) Architectural 5- Schedule B: Clinton Yiu (604-255-7670) Structural 6- Schedule B: Ward Phillips, P.Eng. (604-716-8881) Geotechnical 7- Schedule D: Cory Legge, P.L.Eng. (604-445-5385) 8- BC Housing Residential Builder - Apple Barn Investments Ltd. Note: All new buildings in the development must meet the requirements of the Guidelines for the Administration of Variances for Zero Emission Buildings in RS, RT and RA Districts (amended by Council on July 20, 2021) including the requirements for labeling under the CHBA Net Zero standard, or an alternate zero emissions standard approved by the Director of Sustainability. The applicant will be required to demonstrate that the development is on track to achieve the above requirements at each stage of the process. ***This permit is issued under the VBBL 2019, with updated energy requirements as per bylaw # 12997 effective Jan 01, 2022.*** | Terratek Energy Solutions Inc
EP-2023-08827 | 2023-11-03 | 375 E 21ST AVENUE, Vancouver, BC V5V 1R2 | Electrical Permit | Residential | New | Issued | Installation / Repair - Residential - ¦ 1FD + 1SS- 200A ¦ Main house ,legal suite rough wiring finishing and service complete Main house. Breaker size 200A Suite. Breaker size100A -Divvee40: EV: 7680W/ Range: 6000W *An approved mechanical permit is required for the installation of air conditioning or heat pump unit at the time of installation before a final electrical inspection will be performed >BP: To construct a 2 storey one-family dwelling with a secondary suite located in the Basement ($711,000.00) with a detached accessory building (garage) ($10,000), at the rear providing 2 parking spaces, having vehicular access from the lane. 1. Covenant registered at the Land Title Office under CA9962180 2. No Strata Titling permitted 3. A/C proposed – Exterior component located in rear yard, Interior component located in upper floor closet 4. Bar sink located in not proposed. 5. Schedule B: (ALAN PRAHALAD) P.Eng (604-831-1431) Structural + Geotechnical 6. HPO: Residential Builder- Dryden Development Ltd. Note: This is a 2 storey building pursuant to the Zoning and Development By-Law ***This permit is issued under the VBBL 2019, with updated energy requirements as per bylaw # 12997 effective Jan 01, 2022.*** | Kooner Electrical Ltd
SP-2023-01529 | 2023-08-22 | 375 E 21ST AVENUE, Vancouver, BC V5V 1R2 | Sprinkler Permit | Residential | New | Issued | Residential - installation of a new fire sprinkler system >BP: To construct a 2 storey one-family dwelling with a secondary suite located in the Basement with a detached accessory building (garage) , at the rear providing 2 parking spaces, having vehicular access from the lane. 1. Covenant registered at the Land Title Office under CA9962180 2. No Strata Titling permitted 3. A/C proposed – Exterior component located in rear yard, Interior component located in upper floor closet 4. Bar sink located in not proposed. 5. Schedule B: (ALAN PRAHALAD) P.Eng (604-831-1431) Structural + Geotechnical 6. HPO: Residential Builder- Dryden Development Ltd. | CENTRE LINE FIRE SPRINKLERS LTD
EP-2023-09404 | 2023-10-18 | 375 E 21ST AVENUE, Vancouver, BC V5V 1R2 | Electrical Permit | Residential | New | Issued | Installation / Repair - Residential - Low Voltage (Security Alarm, Cable, Telephone, Data, Doorbell) Prewire and Finishing. >BP: To construct a 2 storey one-family dwelling with a secondary suite located in the Basement ($711,000.00) with a detached accessory building (garage) ($10,000), at the rear providing 2 parking spaces, having vehicular access from the lane. 1. Covenant registered at the Land Title Office under CA9962180 2. No Strata Titling permitted 3. A/C proposed – Exterior component located in rear yard, Interior component located in upper floor closet 4. Bar sink located in not proposed. 5. Schedule B: (ALAN PRAHALAD) P.Eng (604-831-1431) Structural + Geotechnical 6. HPO: Residential Builder- Dryden Development Ltd. Note: This is a 2 storey building pursuant to the Zoning and Development By-Law ***This permit is issued under the VBBL 2019, with updated energy requirements as per bylaw # 12997 effective Jan 01, 2022.*** | Cititech Security & Sound Inc.
GP-2023-03732 | 2023-11-27 | 375 E 21ST AVENUE, Vancouver, BC V5V 1R2 | Gas Permit | Residential | New | Issued | Residential - 1 BBQ Box New gas line >BP: To construct a 2 storey one-family dwelling with a secondary suite located in the Basement ($711,000.00) with a detached accessory building (garage) ($10,000), at the rear providing 2 parking spaces, having vehicular access from the lane. | Zenith Plumbing & Gas Fitting Ltd.
GP-2023-03649 | 2023-11-23 | 375 E 21ST AVENUE, Vancouver, BC V5V 1R2 | Gas Permit | Residential | New | Issued | Residential - 1 Fireplace Venting and hookup only >BP: To construct a 2 storey one-family dwelling with a secondary suite located in the Basement ($711,000.00) with a detached accessory building (garage) ($10,000), at the rear providing 2 parking spaces, having vehicular access from the lane. | REAL LIGHTING & FIREPLACES LTD
PP-2023-01579 | 2023-05-04 | 375 E 21ST AVENUE, Vancouver, BC V5V 1R2 | Plumbing Permit | Residential | New | Issued | Residential - 1FD+SS - 2 sump with pump 1 sump no pump | Bhullar Excavating and Demolition
PP-2023-02420 | 2023-07-13 | 375 E 21ST AVENUE, Vancouver, BC V5V 1R2 | Plumbing Permit | Residential | New | Issued | Residential - Plumbing >BP: To construct a 2 storey one-family dwelling with a secondary suite located in the Basement ($711,000.00) with a detached accessory building (garage) ($10,000), at the rear providing 2 parking spaces, having vehicular access from the lane. 1. Covenant registered at the Land Title Office under CA9962180 2. No Strata Titling permitted 3. A/C proposed – Exterior component located in rear yard, Interior component located in upper floor closet 4. Bar sink located in not proposed. 5. Schedule B: (ALAN PRAHALAD) P.Eng (604-831-1431) Structural + Geotechnical 6. HPO: Residential Builder- Dryden Development Ltd. | Zenith Plumbing & Gas Fitting Ltd.
MP-2023-01324 | 2023-07-20 | 375 E 21ST AVENUE, Vancouver, BC V5V 1R2 | Mechanical Permit | NULL | NULL | Issued | NULL | Zenith Plumbing & Gas Fitting Ltd.
EP-2022-09997 | 2022-11-28 | 375 E 21ST AVENUE, Vancouver, BC V5V 1R2 | Electrical Permit | Residential | New | Expired | Temporary Power - Residential - To provide temporary power. NOTE: Work authorized by this permit is for placement of a temporary power pole only and does not authorize any site construction and/or excavation. A separate Building Permit will be required prior to commencement of any other work on this site. | Bassi Electrical Ltd
GP-2023-03249 | 2023-10-26 | 403 E 21ST AVENUE, Vancouver, BC V5V 1R3 | Gas Permit | Residential | Renovation | Completed | Residential - RE&RE furnace and tankless water heater | Milani Plumbing Heating & Air Conditioning Ltd
GP-2023-00663 | 2023-02-23 | 944 E 20TH AVENUE, Vancouver, BC V5V 1N6 | Gas Permit | Residential | Renovation | Completed | Residential - HWT re&re | Ferenc Nagy
GP-2023-00326 | 2023-01-26 | 1042 E 20TH AVENUE, Vancouver, BC V5V 1N8 | Gas Permit | Residential | Renovation | Completed | Residential - replace furnace | Pioneer Plumbing & Heating Inc
EP-2023-05986 | 2023-11-15 | 1927 E 22ND AVENUE, Vancouver, BC V5N 2R2 | Electrical Permit | Residential | Renovation | Issued | Installation / Repair - Residential - BASEMENT FINISHING, BASIC LIGHTING, WASHER, DRYER AND BATHROOM HOOK UP (CF-2023-000353) >BP: Interior alterations to the basement of this existing Single Detached House on this site. Scope of work include to remove the unauthorized suite and reinstate the interconnecting stairs between basement and main floor. ReUP: required 2 pts, provided 2 pts: Minor air sealing (10% ACH improvement) & Doors (replace 2 ext. doors w USI < 1.64) Sch B (Struct): Sharat Chande, 604-723-7534, Kontrol Engineering >>>Amend: Nov. 17, 2023 To add primary FSR: Hesam Bahrami: CEL000235969/ Class B and (remove FSR: Cyrus Parasei) | Troico Home Solutions & Manufacturing Inc
PP-2023-03056 | 2023-08-29 | 1927 E 22ND AVENUE, Vancouver, BC V5N 2R2 | Plumbing Permit | Residential | Renovation | Completed | Residential - Basement >BP: Interior alterations to the basement of this existing Single Detached House on this site. Scope of work include to remove the unauthorized suite and reinstate the interconnecting stairs between basement and main floor. | Vancity Plumbing & Heating Ltd
GP-2023-02651 | 2023-09-11 | 1927 E 22ND AVENUE, Vancouver, BC V5N 2R2 | Gas Permit | Residential | Addition | Issued | Residential - 1 BBQ >BP: Interior alterations to the basement of this existing Single Detached House on this site. Scope of work include to remove the unauthorized suite and reinstate the interconnecting stairs between basement and main floor. **Amendment - February 06, 2024 - added 1 additional re/re appliance** | Vancity Plumbing & Heating Ltd
GP-2022-01634 | 2022-05-27 | 1957 E 22ND AVENUE, Vancouver, BC V5N 2R2 | Gas Permit | Residential | Renovation | Completed | Residential - Hot Water Tank Replacement | Hillcrest Plumbing & Heating (1991) Ltd
EP-2023-10306 | 2023-12-01 | 823 E 24TH AVENUE, Vancouver, BC V5V 2A7 | Electrical Permit | Residential | New | Issued | Installation / Repair - Residential - wiring of new construction 2 storey + basement single detached house with a secondary suite ($700,000) To construct a 2 storey + basement single detached house with a secondary suite ($700,000) located in the basement with a detached accessory building (LWH), at the rear providing an open parking pad, having vehicular access from the lane. | JR ELECTRIC LTD.
PP-2023-03973 | 2023-11-20 | 823 E 24TH AVENUE, Vancouver, BC V5V 2A7 | Plumbing Permit | Residential | New | Issued | Residential - Sump installation | Kingsman Excavating Ltd.
SP-2023-01829 | 2023-11-21 | 823 E 24TH AVENUE, Vancouver, BC V5V 2A7 | Sprinkler Permit | Residential | New | Issued | Residential - 1FD+SS - #1 & #2 - New sprinkler system >DB: To construct a 2 storey + basement single detached house with a secondary suite located in the basement with a detached accessory building (LWH), at the rear providing an open parking pad, having vehicular access from the lane. Note: This is a 2 storey building pursuant to the Zoning and Development By-Law 1- Covenant registered at the Land Title Office under CB787030 2- No strata titling permitted 3- Bar sink proposed 4- External mechanical unit proposed ******THIS PERMIT HAS BEEN ISSUED UNDER THE REQUIREMENTS OF VBBL #12511 (2019)****** ***This permit is issued under the VBBL 2019, with updated energy requirements as per bylaw # 12997 effective Jan 01, 2022.*** | Haven Fire Protection Ltd
EP-2023-10620 | 2023-11-24 | 823 E 24TH AVENUE, Vancouver, BC V5V 2A7 | Electrical Permit | Residential | New | Issued | Installation / Repair - Residential - security, intercom, tel, tv data, camera , speaker rough in & completion >BP: To construct a 2 storey + basement single detached house with a secondary suite ($700,000) located in the basement with a detached accessory building (LWH), at the rear providing an open parking pad, having vehicular access from the lane. Note: This is a 2 storey building pursuant to the Zoning and Development By-Law 1- Covenant registered at the Land Title Office under CB787030 2- No strata titling permitted 3- Bar sink proposed 4- External mechanical unit proposed 5- Schedule B: Alan Prahalad, P.Eng (604.831.1431) Structural & Geotechnical 6- HPO: Residential Builder – Asani Development Ltd 7- As shown by an asterisk (*) on the building permit floor plans and/or elevations, exit protection is required to be provided in accordance with Articles 9.9.4.4., 9.9.4.6., and/or 9.37.2.8. of the 2019 VBBL ******THIS PERMIT HAS BEEN ISSUED UNDER THE REQUIREMENTS OF VBBL #12511 (2019)****** ***This permit is issued under the VBBL 2019, with updated energy requirements as per bylaw # 12997 effective Jan 01, 2022.*** | Repel Security Systems Ltd
EP-2023-06420 | 2023-07-17 | 823 E 24TH AVENUE, Vancouver, BC V5V 2A7 | Electrical Permit | Residential | New | Issued | Temporary Power - Residential - To provide temporary power. NOTE: Work authorized by this permit is for placement of a temporary power pole only and does not authorize any site construction and/or excavation. A separate Building Permit will be required prior to commencement of any other work on this site. | JR ELECTRIC LTD.
EP-2022-02922 | 2022-05-12 | 41 E 23RD AVENUE, Vancouver, BC V5V 1W8 | Electrical Permit | Residential | Addition | Completed | Installation / Repair - Residential - Installation of EV Charger -Service will not change. Site has secondary suite separately metered. New 30A EV Charger to be Added - This is the project | P Freeman Electric Corporation
EP-2022-00634 | 2022-01-28 | 1131 E 23RD AVENUE, Vancouver, BC V5V 1Y8 | Electrical Permit | Residential | New | Completed | Installation / Repair - Residential - Tv,data, doorbell, alarm , telephone,networking >BP: To construct a two-storey, two-family dwelling with a detached accessory building (garage) at the rear providing two parking spaces having vehicular access from the rear lane. The entire building to be sprinklered to 2 NFPA 13D. 1. No A/C units proposed 2. No additional bar sink 3. Schedule B Tsung-Hua Yang P.Eng (604-729-0585) Structural 4. Schedule B J. Troy Issigonis P.Eng (604-770-0355) Geotechnical 5. BC Housing Brightwood Homes Ltd Note: This is a 2 storey building pursuant to the Zoning and Development By-Law "Combustible projections or roof soffits on an exposing building face shall not project to less than .45m from the property line and shall be in compliance with VBBL 2019 9.10.15.5.(9)" ******THIS PERMIT HAS BEEN ISSUED UNDER THE REQUIREMENTS OF VBBL 2019****** 1131 E 23rd Av will be retained for the front dwelling unit access to the rear dwelling unit is from the West side, proposed addressing is as follows: 1131 E 23rd Av - Front Unit (South portion of 1st & 2nd floor) 1129 E 23rd Av - Back Unit (North portion of 1st & 2nd floor) | Deallight Security Ltd
GP-2022-00218 | 2022-01-25 | 1131 E 23RD AVENUE, Vancouver, BC V5V 1Y8 | Gas Permit | Residential | New | Completed | Residential - To install 2 boiler 2 range 2 BBQ there is pipping for 2 BBQ This is duplex house each house has 1 boiler 1 range 1 BBQ To construct a two-storey, two-family dwelling with a detached accessory building (garage) at the rear providing two parking spaces having vehicular access from the rear lane. The entire building to be sprinklered to 2 NFPA 13D. 1. No A/C units proposed 2. No additional bar sink 3. Schedule B Tsung-Hua Yang P.Eng (604-729-0585) Structural 4. Schedule B J. Troy Issigonis P.Eng (604-770-0355) Geotechnical 5. BC Housing Brightwood Homes Ltd | JOT MECHANICAL LTD
NULL | NULL | 1131 E 23RD AVENUE, Vancouver, BC V5V 1Y8 | Sprinkler Permit | Residential | New | Withdrawn | Residential - fire sprinkler installation | Ecofire Sprinklers Ltd
SP-2022-00127 | 2022-02-03 | 1131 E 23RD AVENUE, Vancouver, BC V5V 1Y8 | Sprinkler Permit | Residential | New | Completed | Residential - fire sprinkler installation >BP: To construct a two-storey, two-family dwelling with a detached accessory building (garage) at the rear providing two parking spaces having vehicular access from the rear lane. The entire building to be sprinklered to 2 NFPA 13D. 1. No A/C units proposed 2. No additional bar sink 3. Schedule B Tsung-Hua Yang P.Eng (604-729-0585) Structural 4. Schedule B J. Troy Issigonis P.Eng (604-770-0355) Geotechnical 5. BC Housing Brightwood Homes Ltd Note: This is a 2 storey building pursuant to the Zoning and Development By-Law "Combustible projections or roof soffits on an exposing building face shall not project to less than .45m from the property line and shall be in compliance with VBBL 2019 9.10.15.5.(9)" ******THIS PERMIT HAS BEEN ISSUED UNDER THE REQUIREMENTS OF VBBL 2019****** 1131 E 23rd Av will be retained for the front dwelling unit access to the rear dwelling unit is from the West side, proposed addressing is as follows: 1131 E 23rd Av - Front Unit (South portion of 1st & 2nd floor) 1129 E 23rd Av - Back Unit (North portion of 1st & 2nd floor) | Ecofire Sprinklers Ltd
GP-2022-04022 | 2022-12-19 | 1142 E 23RD AVENUE, Vancouver, BC V5V 1Y7 | Gas Permit | Residential | Addition | Completed | Residential - Remove and replace natural draft natural gas hot water tank and install tank pan seismic strapping and expansion tank (40,000 BTU) | Take the Plunge Mechanical Ltd.
GP-2022-03121 | 2022-10-12 | 3249 E 26TH AVENUE, Vancouver, BC V5R 1L8 | Gas Permit | Residential | Renovation | Completed | Residential - Re & re for gas hot water tank | Milani Plumbing Heating & Air Conditioning Ltd
GP-2022-00067 | 2022-01-11 | 1185 E 26TH AVENUE, Vancouver, BC V5V 2J8 | Gas Permit | Residential | Renovation | Completed | Residential - FURNACE RE/RE | Reliance Comfort Limited Partnership
GP-2022-02259 | 2022-08-02 | 2088 E 25TH AVENUE, Vancouver, BC V5N 2V6 | Gas Permit | Residential | Tenant Improvement | Completed | Residential - Re Re Furnace | Moore & Russell Heating Ltd
GP-2022-00853 | 2022-03-17 | 2231 E 25TH AVENUE, Vancouver, BC V5N 2V7 | Gas Permit | Residential | Renovation | Completed | Residential - Re and Re | Airlink Heating and Plumbing Ltd
EP-2023-06090 | 2023-07-06 | 2260 E 25TH AVENUE, Vancouver, BC V5N 2V8 | Electrical Permit | Residential | New | Issued | Temporary Power - Residential - To provide temporary power. | Hallmark Electrical Contractors (2016) Ltd
EP-2023-10649 | 2023-12-12 | 2260 E 25TH AVENUE, Vancouver, BC V5N 2V8 | Electrical Permit | Residential | New | Issued | Installation / Repair - Residential - ALL ELECTRICAL WORK ROUGH WIRING, FINISHING AND LOW VOLTAGE >BP: To construct a 2 and a half storey, two-family dwelling ($600,000) with a detached accessory building (garage) at the rear providing 2 parking spaces and 1 open parking space, having vehicular access from the lane. The entire building, INCLUDING THE ATTACHED GARAGE (if applicable), to be sprinklered to 2 x NFPA 13D. Note: This is a 2 and a half storey building pursuant to the Zoning and Development By-Law 1. A/C unit proposed in the rear yard 2. No bar sink proposed 3. Schedule B: S Dulay, P.Eng. (604-603-7254) Structural & Geotechnical 4. HPO: Dhinsa Ventures Corp. | Hallmark Electrical Contractors (2016) Ltd
MP-2024-00065 | 2024-01-14 | 2260 E 25TH AVENUE, Vancouver, BC V5N 2V8 | Mechanical Permit | NULL | NULL | Issued | NULL | Profix Mechanical Ltd
SP-2023-02329 | 2024-01-03 | 2260 E 25TH AVENUE, Vancouver, BC V5N 2V8 | Sprinkler Permit | Residential | New | Issued | Residential - NEW HOME >BP: To construct a 2 and a half storey, two-family dwelling with a detached accessory building (garage) at the rear providing 2 parking spaces and 1 open parking space, having vehicular access from the lane. The entire building, INCLUDING THE ATTACHED GARAGE (if applicable), to be sprinklered to 2 x NFPA 13D. Note: This is a 2 and a half storey building pursuant to the Zoning and Development By-Law 1. A/C unit proposed in the rear yard 2. No bar sink proposed 3. Schedule B: S Dulay, P.Eng. (604-603-7254) Structural & Geotechnical 4. HPO: Dhinsa Ventures Corp. | SBMS Construction Ltd
GP-2024-00013 | 2024-01-03 | 2260 E 25TH AVENUE, Vancouver, BC V5N 2V8 | Gas Permit | Residential | New | Issued | Residential - 2 Dryers, 2 Ranges & 1 BBQ's >BP: To construct a 2 and a half storey, two-family dwelling ($600,000) with a detached accessory building (garage) at the rear providing 2 parking spaces and 1 open parking space, having vehicular access from the lane. | Koolmax Heating and Cooling Ltd
MP-2023-02016 | 2023-11-10 | 2260 E 25TH AVENUE, Vancouver, BC V5N 2V8 | Mechanical Permit | NULL | NULL | Issued | NULL | Ekam Plumbing & Heating Ltd
NULL | NULL | 2260 E 25TH AVENUE, Vancouver, BC V5N 2V8 | Plumbing Permit | Residential | New | Draft | Residential - New plumbing | Ekam Plumbing & Heating Ltd
PP-2023-03469 | 2023-09-29 | 2260 E 25TH AVENUE, Vancouver, BC V5N 2V8 | Plumbing Permit | Residential | New | Issued | Residential - 2FD - FRONT - 2260 E 25TH AV - #1 BACK- 2260 E 25TH AV - #2 New plumbing >DB: To construct a 2 and a half storey, two-family dwelling with a detached accessory building (garage) at the rear providing 2 parking spaces and 1 open parking space, having vehicular access from the lane. The entire building, INCLUDING THE ATTACHED GARAGE (if applicable), to be sprinklered to 2 x NFPA 13D. Note: This is a 2 and a half storey building pursuant to the Zoning and Development By-Law 1. A/C unit proposed in the rear yard 2. No bar sink proposed ***This permit is issued under the VBBL 2019, with updated energy requirements as per bylaw # 12997 effective Jan 01, 2022.*** | Ekam Plumbing & Heating Ltd
EP-2023-09012 | 2023-10-06 | 2270 E 25TH AVENUE, Vancouver, BC | Electrical Permit | Commercial | NULL | Issued | Annual / Operating - Annual Operating Permit Renewal of EP-2022-07876 Valid Sept 21,2023 - Sept 20, 2024 | Fina Electrical Systems Ltd
PP-2023-03533 | NULL | 2270 E 25TH AVENUE, Vancouver, BC | Plumbing Permit | Commercial | Renovation | Withdrawn | Commercial - Repipe small section of backgrading sewer pipe in the hallway | High Mark Mechanical Services Ltd
PP-2023-03684 | 2023-10-19 | 2270 E 25TH AVENUE, Vancouver, BC | Plumbing Permit | Commercial | Renovation | Completed | Commercial - We had to replace a main drain in the common hallway **No Building alterations or Building work otherwise a BP will be required | Lillie Family Heating & Plumbing (2014) Ltd
EP-2022-07876 | 2022-09-21 | 2270 E 25TH AVENUE, Vancouver, BC | Electrical Permit | Commercial | NULL | Expired | Annual / Operating - Annual Operating Permit Valid Sept 21,2022 - Sept 20, 2023 | Fina Electric Services Group Ltd
PP-2022-01214 | 2022-04-26 | 2270 E 25TH AVENUE, Vancouver, BC | Plumbing Permit | Commercial | New | Completed | Commercial - Installing sanitary lines for buildings A,B,C,D,E | Heidelberg Construction Ltd
GP-2022-01388 | 2022-05-05 | 3090 E 25TH AVENUE, Vancouver, BC V5R 1J4 | Gas Permit | Residential | Tenant Improvement | Completed | Residential - Remove the existing atmospheric boiler and storage tank and replacing a high-efficient comb boiler | MIDCITY PLUMBERS INC
GP-2022-02927 | 2022-09-29 | 3216 E 25TH AVENUE, Vancouver, BC V5R 1J6 | Gas Permit | Residential | Addition | Completed | Residential - Gas fireplace installation | Vaglio Fireplace LTD
GP-2023-01872 | 2023-06-20 | 1258 E 27TH AVENUE, Vancouver, BC V5V 2L8 | Gas Permit | Residential | New | Issued | Residential - 2 Ranges, 2 Boilers & 2 BBQ's >BP: To construct a 2-storey two-family dwelling | Century Twenty One Gas & Heating Co. Ltd
SP-2023-01421 | 2023-08-03 | 1258 E 27TH AVENUE, Vancouver, BC V5V 2L8 | Sprinkler Permit | Residential | New | Issued | Residential - New sprinkler system >BP To construct a 2-storey two-family dwelling, with a detached accessory building (garage) at the rear providing 2 parking spaces, having vehicular access from the lane. Note: This is a 2 storey building pursuant to the Zoning and Development By-Law The entire building, INCLUDING THE ATTACHED GARAGE (if applicable), to be sprinklered to 2X NFPA 13D. 1. A/C unit proposed in rear, inter. upper floor 2. No 8’ bar sink proposed 3. Schedule B: David Jung, P.Eng (604) 762-1054 Structural & Geotechnical 4. HPO: Residential Builder, Karan Jai Construction Ltd. | Haven Fire Protection Ltd
PP-2023-01769 | 2023-05-18 | 1258 E 27TH AVENUE, Vancouver, BC V5V 2L8 | Plumbing Permit | Residential | New | Issued | Residential - Installation of plumbing fixtures in (DUPLEX) >BP: To construct a 2-storey two-family dwelling, with a detached accessory building (garage) at the rear providing 2 parking spaces, having vehicular access from the lane. Note: This permit will remain in suspended status pending completion of the green demo permit BP-2021-05361. Note: This is a 2 storey building pursuant to the Zoning and Development By-Law The entire building, INCLUDING THE ATTACHED GARAGE (if applicable), to be sprinklered to 2X NFPA 13D. 1. A/C unit proposed in rear, inter. upper floor 2. No 8’ bar sink proposed 3. Schedule B: David Jung, P.Eng (604) 762-1054 Structural & Geotechnical 4. HPO: Residential Builder, Karan Jai Construction Ltd. | Century Twenty One Gas & Heating Co. Ltd
MP-2023-01064 | 2023-06-09 | 1258 E 27TH AVENUE, Vancouver, BC V5V 2L8 | Mechanical Permit | NULL | NULL | Issued | NULL | Century Twenty One Gas & Heating Co. Ltd
EP-2023-05116 | 2023-06-20 | 1258 E 27TH AVENUE, Vancouver, BC V5V 2L8 | Electrical Permit | Residential | New | Issued | Installation / Repair - Residential - Electrical rough wiring and finishing of receptacles, lights, appliances, air conditioner, HRV, main service, panels, underground cables. *An approved mechanical permit is required for the installation of air conditioning or heat pump unit at the time of installation before an electrical inspection will be performed >BP: To construct a 2-storey two-family dwelling, with a detached accessory building (garage) at the rear providing 2 parking spaces, having vehicular access from the lane. Note: This permit will remain in suspended status pending completion of the green demo permit BP-2021-05361. Note: This is a 2 storey building pursuant to the Zoning and Development By-Law The entire building, INCLUDING THE ATTACHED GARAGE (if applicable), to be sprinklered to 2X NFPA 13D. 1. A/C unit proposed in rear, inter. upper floor 2. No 8’ bar sink proposed 3. Schedule B: David Jung, P.Eng (604) 762-1054 Structural & Geotechnical 4. HPO: Residential Builder, Karan Jai Construction Ltd. "Combustible projections or roof soffits on an exposing building face shall not project to less than .45m from the property line and shall be in compliance with VBBL 2014 9.10.15.5.(9)" Any alterations or conversions to the attached garage (if applicable) to habitable living space shall not be permitted without first obtaining the approval of the Director of Planning and the Chief Building Official. Thermal protection measures and Laneway house design guidelines shall be required to be met prior to the approval of the conversion. ******THIS PERMIT HAS BEEN ISSUED UNDER THE REQUIREMENTS OF VBBL 2019 ****** | Mainpower Electrical Ltd
EP-2023-01634 | 2023-02-26 | 1258 E 27TH AVENUE, Vancouver, BC V5V 2L8 | Electrical Permit | Residential | New | Issued | Temporary Power - Residential - To provide temporary power. | Mainpower Electrical Ltd
PP-2023-01283 | 2023-04-13 | 1258 E 27TH AVENUE, Vancouver, BC V5V 2L8 | Plumbing Permit | Residential | New | Issued | Residential - Sump no pump >BP: To construct a 2-storey two-family dwelling, with a detached accessory building (garage) at the rear providing 2 parking spaces, having vehicular access from the lane. | Power Excavating Ltd
MP-2023-01624 | 2023-09-06 | 1258 E 27TH AVENUE, Vancouver, BC V5V 2L8 | Mechanical Permit | NULL | NULL | Issued | NULL | Century Twenty One Gas & Heating Co. Ltd
EP-2023-08040 | 2023-09-06 | 1258 E 27TH AVENUE, Vancouver, BC V5V 2L8 | Electrical Permit | Residential | New | Issued | Installation / Repair - Residential - Installation of cable, internet, tel, vacuum, security prewire, camera wiring, doorbell. >BP: To construct a 2-storey two-family dwelling, with a detached accessory building (garage) at the rear providing 2 parking spaces, having vehicular access from the lane. Note: This is a 2 storey building pursuant to the Zoning and Development By-Law The entire building, INCLUDING THE ATTACHED GARAGE (if applicable), to be sprinklered to 2X NFPA 13D. 1. A/C unit proposed in rear, inter. upper floor 2. No 8’ bar sink proposed 3. Schedule B: David Jung, P.Eng (604) 762-1054 Structural & Geotechnical 4. HPO: Residential Builder, Karan Jai Construction Ltd. "Combustible projections or roof soffits on an exposing building face shall not project to less than .45m from the property line and shall be in compliance with VBBL 2014 9.10.15.5.(9)" Any alterations or conversions to the attached garage (if applicable) to habitable living space shall not be permitted without first obtaining the approval of the Director of Planning and the Chief Building Official. Thermal protection measures and Laneway house design guidelines shall be required to be met prior to the approval of the conversion. ******THIS PERMIT HAS BEEN ISSUED UNDER THE REQUIREMENTS OF VBBL 2019 ****** | PLANET SMART HOMES LTD.
GP-2023-03595 | 2023-11-17 | 169 E 26TH AVENUE, Vancouver, BC V5V 2G8 | Gas Permit | Residential | Renovation | Completed | Residential - Replace old boiler with New Boiler | Westmount Heating Ltd
EP-2022-06228 | 2022-07-28 | 188 E 26TH AVENUE, Vancouver, BC V5V 2G9 | Electrical Permit | Residential | New | Completed | Installation / Repair - Residential - provision on new circuits for Air Con units | Action Electric Ltd
EP-2022-03223 | 2022-04-22 | 239 E 26TH AVENUE, Vancouver, BC V5V 2H2 | Electrical Permit | Residential | New | Completed | Installation / Repair - Residential - security,intercom,tel,tv,data wiring & completion >BP: To construct a 2 storey + basement/cellar one-family ($459,250.00) with an attached garage providing 1 parking space, having vehicular access from the street. The entire building, INCLUDING THE ATTACHED GARAGE (if applicable), to be sprinklered to NFPA 13D. 1. No Strata Titling permitted 3. No A/C Unit proposed 4. Bar sink located in Basement 6. Schedule B: (Paullus K.F.Young) P.Eng (604.841.7748) Geotechnical 7. Schedule B: (John R. Steiner) P.Eng (604.687.8812) Structural 8. HPO: Residential Builder- (TSL Laneway Homes Ltd.) Note: This is a 2 storey building pursuant to the Zoning and Development By-Law Address Information: Principle Dwelling: Address 239 E 26th Ave **THIS PERMIT HAS BEEN ISSUED UNDER THE REQUIREMENTS OF VBBL #12511 (2019).** | Repel Security Systems Ltd
GP-2022-00775 | 2022-03-11 | 239 E 26TH AVENUE, Vancouver, BC V5V 2H2 | Gas Permit | Residential | New | Completed | Residential - To roughin and install 1 boiler, 1 gas range, and 1 gas fireplace. To construct a 2 storey + basement/cellar one-family with an attached garage providing 1 parking space, having vehicular access from the street. The entire building, INCLUDING THE ATTACHED GARAGE (if applicable), to be sprinklered to NFPA 13D. 1. No Strata Titling permitted 3. No A/C Unit proposed 4. Bar sink located in Basement 6. Schedule B: (Paullus K.F.Young) P.Eng (604.841.7748) Geotechnical 7. Schedule B: (John R. Steiner) P.Eng (604.687.8812) Structural 8. HPO: Residential Builder- (TSL Laneway Homes Ltd.) | Paolo's Plumbing & Heating Ltd
SP-2022-00378 | 2022-03-21 | 239 E 26TH AVENUE, Vancouver, BC V5V 2H2 | Sprinkler Permit | Residential | New | Completed | Residential - new fire sprinkler system ** Amend 12/09/2022** Schedule C and Flow test report has been uploaded To construct a 2 storey + basement/cellar one-family with an attached garage providing 1 parking space, having vehicular access from the street. The entire building, INCLUDING THE ATTACHED GARAGE (if applicable), to be sprinklered to NFPA 13D. 1. No Strata Titling permitted 3. No A/C Unit proposed 4. Bar sink located in Basement 6. Schedule B: (Paullus K.F.Young) P.Eng (604.841.7748) Geotechnical 7. Schedule B: (John R. Steiner) P.Eng (604.687.8812) Structural 8. HPO: Residential Builder- (TSL Laneway Homes Ltd.) | Mainland Fire Protection Ltd
PP-2022-00071 | 2022-01-12 | 239 E 26TH AVENUE, Vancouver, BC V5V 2H2 | Plumbing Permit | Residential | New | Completed | Residential - Rough in for new construction ** Amend 02/04/2022** Add one bar sink **Amend 12/12/2022** Please add roughin of the following 3 fixtures, One floor drain, one washer, and one indoor sump. To construct a 2 storey + basement/cellar one-family with an attached garage providing 1 parking space, having vehicular access from the street. The entire building, INCLUDING THE ATTACHED GARAGE (if applicable), to be sprinklered to NFPA 13D. 1. No Strata Titling permitted 3. No A/C Unit proposed 4. Bar sink located in Basement 6. Schedule B: (Paullus K.F.Young) P.Eng (604.841.7748) Geotechnical 7. Schedule B: (John R. Steiner) P.Eng (604.687.8812) Structural 8. HPO: Residential Builder- (TSL Laneway Homes Ltd.) | Paolo's Plumbing & Heating Ltd
EP-2022-01221 | 2022-02-16 | 239 E 26TH AVENUE, Vancouver, BC V5V 2H2 | Electrical Permit | Residential | New | Completed | Installation / Repair - Residential - new home construction >BP: To construct a 2 storey + basement/cellar one-family ($459,250.00) with an attached garage providing 1 parking space, having vehicular access from the street. The entire building, INCLUDING THE ATTACHED GARAGE (if applicable), to be sprinklered to NFPA 13D. 1. No Strata Titling permitted 3. No A/C Unit proposed 4. Bar sink located in Basement 6. Schedule B: (Paullus K.F.Young) P.Eng (604.841.7748) Geotechnical 7. Schedule B: (John R. Steiner) P.Eng (604.687.8812) Structural 8. HPO: Residential Builder- (TSL Laneway Homes Ltd.) Note: This is a 2 storey building pursuant to the Zoning and Development By-Law Address Information: Principle Dwelling: Address 239 E 26th Ave **THIS PERMIT HAS BEEN ISSUED UNDER THE REQUIREMENTS OF VBBL #12511 (2019).** | TKG Electic Ltd
GP-2023-00864 | 2023-03-10 | 279 E 26TH AVENUE, Vancouver, BC V5V 2H2 | Gas Permit | Residential | Renovation - Dwelling Unit(s) only | Completed | Residential - Installing one combination boiler | Reid Brothers Plumbing & Heating Ltd
GP-2022-00903 | 2022-03-22 | 287 E 26TH AVENUE, Vancouver, BC V5V 2H2 | Gas Permit | Residential | Renovation | Completed | Residential - To replace 1 boiler in the same location. | Paolo's Plumbing & Heating Ltd
EP-2022-00161 | 2022-01-12 | 304 E 26TH AVENUE, Vancouver, BC V5V 2H5 | Electrical Permit | Commercial | Tenant Improvement | Completed | Installation / Repair - Commercial - Disconnecting and removing screw-in fused disconnect feeding furnace, replacing with a hardwired copper feed home-ran to a circuit breaker. Eliminating the last known screw-in fused disconnect/panel onsite. | Power Pros Electrical Ltd
EP-2023-08149 | 2023-09-08 | 1333 E 20TH AVENUE, Vancouver, BC V5V 1P4 | Electrical Permit | Residential | New | Issued | Temporary Power - Residential - To provide temporary power. | G.S.G. Electric Ltd.
GP-2023-03125 | 2023-10-19 | 1425 E 20TH AVENUE, Vancouver, BC V5N 2K5 | Gas Permit | Residential | Renovation | Completed | Residential - Removal of boiler and hot water tank. replacement to Combi boiler | GALAXY PLUMBING & HEATING
GP-2022-00726 | 2022-03-08 | 21 E 22ND AVENUE, Vancouver, BC V5V 1T3 | Gas Permit | Residential | Addition | Completed | Residential - re and re gas dryer | Christopher Sterling
EP-2022-08586 | 2022-10-11 | 59 E 22ND AVENUE, Vancouver, BC V5V 1T3 | Electrical Permit | Residential | Renovation | Completed | Installation / Repair - Residential - Upgrade electrical service from 100amp to 200amp | JSP ELECTRIC LTD
NULL | NULL | 72 E 22ND AVENUE, Vancouver, BC V5V 1T4 | Electrical Permit | Residential | Renovation | Draft | Installation / Repair - Residential - Upgrade Service from 100amp to 200amp | DLP Electrical Ltd
GP-2023-03258 | 2023-10-27 | 83 E 22ND AVENUE, Vancouver, BC V5V 1T3 | Gas Permit | Residential | Renovation | Issued | Residential - Decommission and removal of the old gas furnace and installed a new high efficient furnace. | Ashton Service Group/Ashton Mechanical Ltd.
EP-2022-00020 | 2022-01-07 | 126 E 22ND AVENUE, Vancouver, BC V5V 1T6 | Electrical Permit | Residential | Renovation - Dwelling Unit(s) only | Completed | Installation / Repair - Residential - Electrical wiring for the secondary suite. > BP: CF-2021-002102 Interior alteration to this existing multiple conversion dwelling with a suite on the lower floor. Scope of work to remove and install new kitchen and bathroom in the basement. Install new bathroom in the main floor, remove roof and post on deck area, and related electrical and plumbing work. OK for Field Review per K. Vogt April 21, 2021 Schedule B (Structural) - Frankie (Sijie) Xu, 778-895-0848 Note: 1. REUP: Energy Advisor to address minor air sealing, uninsulated/ exposed spaces and ventilation & controls. 2. Building inspector to determine on site if a separate sprinkler permit is required. | JIU DING ELECTRIC LTD
SP-2022-00239 | 2022-02-22 | 126 E 22ND AVENUE, Vancouver, BC V5V 1T6 | Sprinkler Permit | Residential | Renovation - Dwelling Unit(s) only | Completed | Residential - Basement new layout need sprinkler adding for coveage spray by nfpa 13d. Interior alteration to this existing multiple conversion dwelling with a suite on the lower floor. Scope of work to remove and install new kitchen and bathroom in the basement. Install new bathroom in the main floor, remove roof and post on deck area, and related electrical and plumbing work. | Spectrum Fire Protection Ltd
EP-2023-02107 | 2023-03-20 | 155 E 22ND AVENUE, Vancouver, BC V5V 1T5 | Electrical Permit | Residential | Renovation | Issued | Installation / Repair - Residential - Electrical supply for Dsplit *MP-2023-00346 | Milani Electric Limited
MP-2023-00346 | 2023-03-13 | 155 E 22ND AVENUE, Vancouver, BC V5V 1T5 | Mechanical Permit | NULL | NULL | Issued | NULL | Milani Electric Limited
EP-2022-01663 | 2022-03-23 | 156 E 22ND AVENUE, Vancouver, BC V5V 1T6 | Electrical Permit | Residential | New | Completed | Installation / Repair - Residential - TO CONTINUE WORK STARTED BY PREVIOUS CONTRACTOR -Will be installing all fixtures and devices through out the laneway house. finishing of laneway house previously roughed in by separate contractor. (see EP-2021-00269 for rough wiring and LWH load calcs and checklist) >BP: 1.5 STOREY LANEWAY HOME To construct a 2 storey laneway house building ($131,750.00) with 1 open parking pad having vehicular access from the 20' Lane. Note: This is a 1 ½ storey building pursuant to the Zoning & Development By-law. 1. Covenant registered at the Land Title Office under CA8280898 2. No Strata Titling permitted 3. No A/C Unit proposed 4. Schedule B: (P. S. Aulakh) P.Eng (604.543.8044) Structural & Geotechnical 5. HPO: Residential Builder- (1193387 BC Ltd.) 6. The entire building to be sprinklered to NFPA 13 D per 3.2.5.12.(3)(d) NOTE: To achieve the required FSR. A floor space exclusion of 3% has been applied to this application as per section 11.24.18 of the district schedule, to accommodate improved building performance. | Zenergy Electric Ltd
EP-2022-01662 | 2022-03-23 | 156 E 22ND AVENUE, Vancouver, BC V5V 1T6 | Electrical Permit | Residential | New | Completed | Installation / Repair - Residential - TO CONTINUE WORK STARTED BY PREVIOUS CONTRACTOR -Will be installing all fixtures and devices through out main house for the finishing process. take over of existing project for finishing stages (see EP-2020-08011) | Zenergy Electric Ltd
NULL | NULL | 125 E 23RD AVENUE, Vancouver, BC V5V 1X1 | Mechanical Permit | NULL | NULL | Withdrawn | NULL | Tek Climate Heating & Air Conditioning Ltd
GP-2023-00711 | 2023-03-06 | 155 E 23RD AVENUE, Vancouver, BC V5V 1X1 | Gas Permit | Residential | Tenant Improvement | Completed | Residential - RE & RE A BBQ GAS LINE CF-2023-001033 | Hillcrest Plumbing & Heating (1967) Ltd
GP-2023-02915 | 2023-10-05 | 237 E 23RD AVENUE, Vancouver, BC V5V 1X4 | Gas Permit | Residential | New | Completed | Residential - 1 Furnace Installation | Pro Ace Heating & Air Conditioning Services Ltd
MP-2023-01401 | 2023-08-01 | 1122 E 24TH AVENUE, Vancouver, BC V5V 2B2 | Mechanical Permit | NULL | NULL | Completed | NULL | Reactive Plumbing & Heating Ltd
EP-2023-07019 | 2023-08-03 | 1122 E 24TH AVENUE, Vancouver, BC V5V 2B2 | Electrical Permit | Residential | Renovation | Completed | Installation / Repair - Residential - Service upgrade 100 to 200A >BP: Interior alterations to this existing one family dwelling. Scope of work includes the removal of the rear deck cover, removal of an interior wall between the kitchen and dining room and reconstructing the existing interior staircase. Revision #1: - Update REUP form with the following upgrades: addition of a heat pump - Change basement floor plan to indicate as storage only - Add new heat pump in basement B.Wong - July 13/23 Ok for field review per J. Zhang - Jun 17, 2022 Notes: - Schedule B, Structural & Geotechnical (permanent), Jason Bal, P.Eng, 604-657-8809. - REUP Submitted by Peter Cho, City Green Solutions, 778-316-9053. Scope of work to include energy upgrade in accordance with Article 11.2.1.4 of the 2019 Vancouver Building By-law and as per the Energy Efficiency Upgrade Details noted in the Energuide Report. - REUP Upgrades: 1. Attic insulation upgrade to R40 2. Air sealing 3. New bathroom exhaust fan 4. New appliances in kitchen and laundry 5. New furnace 6. New heat pump | Bartecko Electrical Ltd
PP-2023-02168 | 2023-06-20 | 1122 E 24TH AVENUE, Vancouver, BC V5V 2B2 | Plumbing Permit | Residential | Renovation | Completed | Residential - full home renovation >BP: Interior alterations to this existing one family dwelling. Scope of work includes the removal of the rear deck cover, removal of an interior wall between the kitchen and dining room and reconstructing the existing interior staircase. | Reactive Plumbing & Heating Ltd
GP-2023-02003 | 2023-07-04 | 1122 E 24TH AVENUE, Vancouver, BC V5V 2B2 | Gas Permit | Residential | Renovation | Completed | Residential - installing new gas range, swapping hwt for an on demand unit | Reactive Plumbing & Heating Ltd
EP-2023-07091 | 2023-08-28 | 1122 E 24TH AVENUE, Vancouver, BC V5V 2B2 | Electrical Permit | Residential | Renovation | Issued | Installation / Repair - Residential - New wiring and receptacles for all fixtures, switches and plugs. HOMEOWNERS PERMIT Interior alterations to this existing one family dwelling. Scope of work includes the removal of the rear deck cover, removal of an interior wall between the kitchen and dining room and reconstructing the existing interior staircase. | NULL
EP-2023-01583 | 2023-02-27 | 1134 E 24TH AVENUE, Vancouver, BC V5V 2B2 | Electrical Permit | Residential | Renovation | Completed | Installation / Repair - Residential - Upgrading Smoke alarms system 1 - installing smoke alarms including bonding devices (no any work as Grounding/Bonding or service work) 2 - discontenting/removing one range outlet ( CF-2022-010151) >To decommission the suite on the lower floor and return this property into a Single Family Dwelling. Scope of work includes: 1) Restoring the interconnection between the lower and upper floor by adding a door from the Rec. room. 2) Removal of the range and hood fan. Note to applicant: The services of a structural engineer may be required, based upon site inspection by the District Building Inspector. A Sprinkler permit may be required, as determined by the District Building Inspector. Energy checklist is currently no longer required with your Building Permit (BP) application. Some supporting documents are still required at BP stage, specifically Envelope and HVAC, if applicable. Service Water Heating and Lighting supporting documents, if applicable, must be submitted with your related Trades permits (e.g. electrical and plumbing | Shawn Electric Ltd
EP-2022-01599 | 2022-02-28 | 1141 E 24TH AVENUE, Vancouver, BC V5V 2B3 | Electrical Permit | Residential | Addition | Expired | Installation / Repair - Residential - Upgrade and relocate existing service to U/G 400A quad meter 100A - Unit 1 & 2 150A - Existing Main house switch 60A - House Panel Upgrade new underground service feeder | AMTEK Electric Ltd
EP-2023-06473 | 2023-07-18 | 1141 E 24TH AVENUE, Vancouver, BC V5V 2B3 | Electrical Permit | Residential | Renovation | Completed | Installation / Repair - Residential - Installation of 4x hardwired smoke alarms, 1x hardwired smoke/CO combination alarm as per CoVs request. >BP: Interior alterations to upgrade the existing one family dwelling(Group C) on this site to allow for strata titling of the site. Upgrading includes seismic improvements, sprinklering to a minimum NFPA 13D, and installation of combination smoke and CO alarms. Refer to BP-2021-00632 for infill duplex building on this site. | SEAN CHYSYK O/A HYCREST ELECTRICAL
SP-2023-00951 | 2023-07-07 | 1141 E 24TH AVENUE, Vancouver, BC V5V 2B3 | Sprinkler Permit | Residential | New | Completed | Residential - Installation of new fire sprinkler system in main home. >BP: Interior alterations to upgrade the existing one family dwelling(Group C) on this site to allow for strata titling of the site. Upgrading includes seismic improvements, sprinklering to a minimum NFPA 13D, and installation of combination smoke and CO alarms. Refer to BP-2021-00632 for infill duplex building on this site. | Fire Busters Inc
NULL | NULL | 1141 E 24TH AVENUE, Vancouver, BC V5V 2B3 | Gas Permit | Residential | New | Draft | Residential - Underground gas pipe | EXCEL MECHANICAL LTD
EP-2022-10084 | 2022-11-30 | 1141 E 24TH AVENUE, Vancouver, BC V5V 2B3 | Electrical Permit | Residential | Renovation | Completed | Installation / Repair - Residential - Redoing electrical closet Fixing Wires and adding Hydro Splitter Switching the power over to the main meter stack | Pacific Star Electric Inc
PP-2023-02915 | 2023-08-17 | 1141 E 24TH AVENUE, Vancouver, BC V5V 2B3 | Plumbing Permit | Residential | Renovation | Completed | Residential - 1FD - New 2" water main to accommodate Sprinkler system in main house | Cima Mechanical Ltd
GP-2022-04083 | 2022-12-20 | 1151 E 24TH AVENUE, Vancouver, BC V5V 2B3 | Gas Permit | Residential | Renovation | Completed | Residential - Re/re of hot water tank with tankless water heater | 1236318 BC Ltd DBA Aquatech Vancouver
EP-2022-01424 | 2022-03-07 | 1151 E 24TH AVENUE, Vancouver, BC V5V 2B3 | Electrical Permit | Residential | Addition | Completed | Installation / Repair - Residential - New garage construction rough wire and finishing Sub feeder w/ panel Lighting and evc >BP: To construct a detached 24.25' x 21.25' accessory building (garage) at the rear of the existing one family dwelling site to provide 2 parking spaces having vehicular access from the rear lane. Notes: 1. Garage roof drainage to the satisfaction of the DBI. 2. The attic space (of accessory building) is not to be developed and/or used as habitable space at any time. | AMTEK Electric Ltd
EP-2023-06711 | 2023-07-24 | 607 E 26TH AVENUE, Vancouver, BC V5V 2H6 | Electrical Permit | Residential | Tenant Improvement | Completed | Installation / Repair - Residential - *********HELP!!!!!!!*** *** EMERGENCY REPAIR OF ELECTRICAL SERVICE CURRENTLY DISCONECTED AND WITHOUT POWER PENDNING PERMIT AND HYDRO EMERGENCY REATTACHMENT. ****** PLEASE RUSH PERMIT :-) ********* ******* GROUNDING BONDING UPGRADE ******** MOVE METER AND POINT OF ATTATCHMENT TO COMPLY WITH HYDRO RECONNECTION, INSTALL COMBONATION SERVICE PANEL. | Tsawwassen Electric Inc
EP-2022-01556 | 2022-02-28 | 735 E 26TH AVENUE, Vancouver, BC V5V 2H9 | Electrical Permit | Residential | Addition | Completed | Installation / Repair - Residential - Low voltage installation & Complete Security Alarm System >BP: Building Permit for DP-2018-00372 and DP-2018-00371 To alter and convert this existing one-family dwelling to a multiple conversion dwelling (Building 1) containing two dwelling units. | Best Built-In Centre Ltd
GP-2022-00407 | 2022-02-09 | 735 E 26TH AVENUE, Vancouver, BC V5V 2H9 | Gas Permit | Residential | New | Completed | Residential - gas fitting To alter and convert this existing one-family dwelling to a multiple conversion dwelling (Building 1) containing two dwelling units. | R J Gas Ltd
PP-2022-00299 | 2022-02-02 | 735 E 26TH AVENUE, Vancouver, BC V5V 2H9 | Plumbing Permit | Residential | New | Completed | Residential - Continuing work that was begun by the previous plumbing contractor Installation of rough-in plumbing and fixtures interior only. | Tri-City Plumbing & Heating Ltd
EP-2022-00539 | 2022-01-27 | 735 E 26TH AVENUE, Vancouver, BC V5V 2H9 | Electrical Permit | Residential | Renovation | Completed | Installation / Repair - Residential - New construction wiring for one building with two units with common electrical room. (Note: Underground Hydro/Tel/Data & ACWU to Panel from electrical room done under EP-2021-01237) >BP: Building Permit for DP-2018-00372 and DP-2018-00371 To alter and convert this existing one-family dwelling to a multiple conversion dwelling (Building 1) containing two dwelling units. >>>> Amend: Feb. 14th >contractor is wiring the existing house on the property and the electrical room which feeds the other addresses. Building 1 (Existing + Addition) 735 E 26th Av - Front Unit - One Dwelling (south portion of the basement, 1st and 2nd level) *Primary Building and Site address for Fire and Emergency response 733 E 26th Av - Back Unit - One Dwelling (north portion of the basement/main level and 2nd level) Building 2 (Infill) 737 E 26th Av - East Unit - One Dwelling (east portion of the 1st and 2nd level) 731 E 26th Av - West Unit - One Dwelling (west portion of the 1st and 2nd level) *Primary building address Another contractor is doing the infill. NOTE: INSPECTOR: PLEASE ADVISE IF THE OTHER ADDRESS FOR THE INFILL RE: wiring the existing house on the property and the electrical room which feeds the other addresses---->SHOULD GO ON A DIFFERENT ELECTRICAL PERMIT. THANK YOU | Edik Zohrabian
EP-2022-04271 | 2022-05-24 | 736 E 26TH AVENUE, Vancouver, BC V5V 2H8 | Electrical Permit | Residential | Addition | Completed | Installation / Repair - Residential - existing service to be relocated from the existing house to the new LWH. | Maple Leaf Electrical Ltd
EP-2022-00267 | 2022-01-20 | 741 E 26TH AVENUE, Vancouver, BC V5V 2H9 | Electrical Permit | Residential | New | Completed | Installation / Repair - Residential - New duplex construction Main service- 200Amp phase- single phase 3 wires Volt-120/240 Main panel-125 Amp each unit >BP: To construct a two-storey two-family dwelling with two secondary suites located in the Basement ($761,500.00) with a detached accessory building (2 car garage) and a surface parking, at the rear providing 3 parking spaces, having vehicular access from the lane. | Samreet Electrical Services Ltd
SP-2021-01780 | 2022-01-18 | 741 E 26TH AVENUE, Vancouver, BC V5V 2H9 | Sprinkler Permit | Residential | New | Completed | Residential - new sprinkler system >To construct a 2 storey one-family dwelling with a secondary suite located in the Basement/Cellar ($761,500.00) with a detached accessory building (2 car garage) and a surface parking, at the rear providing 3 parking spaces, having vehicular access from the lane. NOTE: To achieve the required FSR a floor space exclusion of 2% has been applied to this application as per section 10.11.1 of the district schedule, to accommodate improved building performance. 1. Secondary suite non-stratification covenant to be registered at the Land Title Office prior to sheathing inspection. 2. A/C unit proposed in the rear yard. 3. Schedule B Julian Bozsik P.Eng (604-431-0055) Structural & Geotechnical 4. BC Housing - Sodhi Development This is a 2 storey building pursuant to the Zoning and Development By-Law ******THIS PERMIT HAS BEEN ISSUED UNDER THE REQUIREMENTS OF VBBL #12511 (2019)****** >>>>>>>>>>>>> Amend: January 25th -amended drawings uploaded with corrected TOP FLOOR sprinklers at: 17sprinkler heads >>> Amend: June 23rd -i have attached flow test reports for the front and back duplex 741, 743 e 27th ave. I have also attached schedule b form. | Sodhi Development Ltd
EP-2023-03316 | 2023-04-17 | 3025 E 24TH AVENUE, Vancouver, BC V5R 1E7 | Electrical Permit | Residential | New | Issued | Temporary Power - Residential - To provide temporary power. | IDEAL ELECTRICAL LTD
PP-2023-03466 | 2023-09-29 | 3025 E 24TH AVENUE, Vancouver, BC V5R 1E7 | Plumbing Permit | Residential | New | Issued | Residential - two sumps with pump one sump without pump NOTE: Engineering Assurance letter will be submitted to the Plumbing Inspector on the site. Letter shall conform to the requirements of Vancouver Bulletin 2000-008-EL/PL. | Bhullar Excavating and Demolition
EP-2024-00173 | 2024-01-25 | 3025 E 24TH AVENUE, Vancouver, BC V5R 1E7 | Electrical Permit | Residential | New | Issued | Installation / Repair - Residential - ¦ 1FD + 1SS- 200A ¦ Wiring, finishing underground and service *An approved mechanical permit is required for the installation of air conditioning or heat pump unit before a final electrical inspection will be performed DB-2022-01656 To construct a 2 storey + basement one-family dwelling with a secondary suite located in the basement with a detached accessory building (garage), at the rear providing 2 parking spaces, having vehicular access from the lane. Note: This is a 2 storey building pursuant to the Zoning and Development By-Law 1- Covenant registered at the Land Title Office under CB464591 2- No strata titling permitted 3- Bar sink proposed 4- HEAT PUMP unit proposed 5- Schedule B: Xue Li Chen (778) 235-544 Structural , Geotechnical & Architectural 6- HPO: Residential Builder – Astec Development Ltd # 28750 7- Entire Building to have NFPA 13-D | IDEAL ELECTRICAL LTD
EP-2024-00149 | 2024-01-05 | 3025 E 24TH AVENUE, Vancouver, BC V5R 1E7 | Electrical Permit | Residential | New | Issued | Installation / Repair - Residential - tv ,telephone, security alarm prewire and complete To construct a 2 storey + basement one-family dwelling with a secondary suite located in the basement with a detached accessory building (garage), at the rear providing 2 parking spaces, having vehicular access from the lane. Note: This is a 2 storey building pursuant to the Zoning and Development By-Law 1- Covenant registered at the Land Title Office under CB464591 2- No strata titling permitted 3- Bar sink proposed 4- HEAT PUMP unit proposed 5- Schedule B: Xue Li Chen (778) 235-544 Structural , Geotechnical & Architectural 6- HPO: Residential Builder – Astec Development Ltd # 28750 7- Entire Building to have NFPA 13-D | Tvisha Technologies Ltd
PP-2023-04133 | 2023-11-28 | 3025 E 24TH AVENUE, Vancouver, BC V5R 1E7 | Plumbing Permit | Residential | New | Issued | Residential - 1FD+SS - #1 & #2 - Dwv pipe +water line+ finshing. >DB: To construct a 2 storey + basement one-family dwelling with a secondary suite located in the basement with a detached accessory building (garage), at the rear providing 2 parking spaces, having vehicular access from the lane. Note: This is a 2 storey building pursuant to the Zoning and Development By-Law 1- Covenant registered at the Land Title Office under CB464591 2- No strata titling permitted 3- Bar sink proposed 4- HEAT PUMP unit proposed 7- Entire Building to have NFPA 13-D ****ALL PROJECT COORDINATOR NOTES HAS BEEN ACCEPTED BY THE APPLICANT**** ***This permit is issued under the VBBL 2019, with updated energy requirements as per bylaw # 12997 effective Jan 01, 2022.***. | CRESCENT PLUMBING HEATING & DRAINAGE LTD
MP-2023-02188 | 2023-12-07 | 3025 E 24TH AVENUE, Vancouver, BC V5R 1E7 | Mechanical Permit | NULL | NULL | Issued | NULL | CRESCENT PLUMBING HEATING & DRAINAGE LTD
GP-2023-03496 | 2023-11-10 | 3131 E 24TH AVENUE, Vancouver, BC V5R 1E9 | Gas Permit | Residential | Tenant Improvement | Completed | Residential - Remove existing gas fired boiler and hot water tank. Replaced with combination Heat and Dhw boiler. | Lew Plumbing And Heating Ltd
EP-2022-01568 | 2022-03-03 | 2155 E 28TH AVENUE, Vancouver, BC V5N 2Y1 | Electrical Permit | Residential | New | Completed | Installation / Repair - Residential - To continue work started by others (EP-2021-05321) install service equipment for a new home >BP: To construct a 2 storey two-family dwelling ($735,350.00) with a detached accessory building (garage) ($10,000) at the rear providing 2 parking spaces, having vehicular access from the lane. 1. A/C Unit proposed in rear yard 2. Schedule B: (Shambhu N. Biswas) P.Eng (604.250.8666) Structural & Geotechnical 3. BC Housing (TD Mai Development Inc) This is a 2 and half storey building pursuant to the Zoning and Development By-Law ******THIS PERMIT HAS BEEN ISSUED UNDER THE REQUIREMENTS OF VBBL 2019****** All rooms adjacent to East and West exposing building face shall be sprinklered. "Combustible projections or roof soffits on an exposing building face shall not project to less than .45m from the property line and shall be in compliance with VBBL 2019 9.10.15.5.(11) The entire building, to be sprinklered to NFPA 13D. Any Conversion of the basement to provide a secondary suite/lock off unit shall require all the necessary approvals from the City, including a full upgrade in accordance with the current version of the VBBL. The City cannot warrant or guarantee that a secondary suite/lock off unit will be granted upon application submission. Any alterations or conversions to the attached garage (if applicable) to habitable living space shall not be permitted without first obtaining the approval of the Director of Planning and the Chief Building Official. Amend Mar 18, 2022 The system should be single phase 3 wires instead of 3 phase | Cong Electric Ltd
GP-2023-01694 | 2023-05-31 | 3624 E 28TH AVENUE, Vancouver, BC V5R 1T7 | Gas Permit | Residential | Renovation - Dwelling Unit(s) only | Completed | Residential - furnace and tankless replacement | Central Commercial & Residential Services
GP-2023-01937 | 2023-06-28 | 169 E 22ND AVENUE, Vancouver, BC V5V 1T5 | Gas Permit | Residential | Renovation | Completed | Residential - 1 Navien Combi Boiler | DISPATCH PLUMBING INC
GP-2023-03708 | 2023-11-23 | 170 E 22ND AVENUE, Vancouver, BC V5V 1T6 | Gas Permit | Residential | Tenant Improvement | Completed | Residential - Replacement of a old boiler and hot water tank with a high efficiency combi boiler. | Boaz Szabo
EP-2022-07861 | 2022-09-22 | 184 E 22ND AVENUE, Vancouver, BC V5V 1T6 | Electrical Permit | Residential | Tenant Improvement | Completed | Installation / Repair - Residential - Wiring and installing 30A Car Charger in detached garage. | AJ's Electrical Contractors LTD
GP-2023-02764 | 2023-09-21 | 261 E 22ND AVENUE, Vancouver, BC V5V 1T8 | Gas Permit | Residential | Tenant Improvement | Completed | Residential - Installing hot water tank. | 0704121 BC Ltd
GP-2022-01780 | 2022-06-10 | 298 E 22ND AVENUE, Vancouver, BC V5V 1T7 | Gas Permit | Residential | Renovation | Completed | Residential - hot water tank replacement | Reid Brothers Plumbing & Heating Ltd
EP-2022-04474 | 2022-05-31 | 447 E 22ND AVENUE, Vancouver, BC V5V 1T9 | Electrical Permit | Residential | Renovation | Completed | Installation / Repair - Residential - Basement kitchen wiring -Basement kitchen wiring, new gas cook top, new dishwasher, new fridge. Four new wall plugs in leaving room, two new smoke alarms. Existing gas heating, existing lighting, existing laundry. No changes to existing service. >BP: Interior alterations to change this one family dwelling to a one family dwelling with secondary suite. Scope of work: Install self closing rated door. Construct interior fire separation walls. Install kitchen. Move laundry to upper level. OK for field review as per Rosa Astorino - December 24, 2021 | Always On Electric Inc
PP-2022-01803 | 2022-05-30 | 447 E 22ND AVENUE, Vancouver, BC V5V 1T9 | Plumbing Permit | Residential | Renovation | Completed | Residential - Relocating plumbing for washing machine, adding dishwasher. >BP: Interior alterations to change this one family dwelling to a one family dwelling with secondary suite. Scope of work: Install self closing rated door. Construct interior fire separation walls. Install kitchen. Move laundry to upper level. OK for field review as per Rosa Astorino - December 24, 2021 Amend: July 29, 2022 add plumbing for one washing machine on main floor. | Jade Plumbing & Heating Ltd
GP-2022-01620 | 2022-05-30 | 447 E 22ND AVENUE, Vancouver, BC V5V 1T9 | Gas Permit | Residential | Renovation | Completed | Residential - Install new cooktop and gas dryer in new legal suite Amend: July 29, 2022 add one dryer on main floor 20.000 btu | Jade Plumbing & Heating Ltd
EP-2023-10170 | 2024-01-03 | 455 E 22ND AVENUE, Vancouver, BC V5V 1T9 | Electrical Permit | Residential | Addition | Completed | Installation / Repair - Residential - To add heat pump wiring.MP-2023-02267: Issued | Vanpower Electrical Ltd.
GP-2023-03857 | 2023-12-05 | 455 E 22ND AVENUE, Vancouver, BC V5V 1T9 | Gas Permit | Residential | New | Completed | Residential - 1 Furnace and 1 Hot Water Tank Replacement Replace old furnace and hot water tank with new hi-efficiency furnace and tankless hot water heater. Run venting pipes to the exterior of the home. Remove and reconnect gas lines and water lines. | Tak Heating & Cooling Ltd
MP-2023-02267 | 2023-12-19 | 455 E 22ND AVENUE, Vancouver, BC V5V 1T9 | Mechanical Permit | NULL | NULL | Completed | NULL | Tak Heating & Cooling Ltd
MP-2023-00781 | 2023-05-05 | 470 E 22ND AVENUE, Vancouver, BC V5V 1V1 | Mechanical Permit | NULL | NULL | Completed | NULL | ARCON HEATING AND AIR CONDITIONING
EP-2023-02876 | 2023-04-05 | 470 E 22ND AVENUE, Vancouver, BC V5V 1V1 | Electrical Permit | Residential | Renovation | Completed | Installation / Repair - Residential - Upgrade existing service from 100A to 200A, install a sub panel in garage and an EV charger with a new branch circuit, rough wire for heat pump. ***Note: A mechanical permit is required for the installation of heat pump. Electrical inspector will not carry out any inspections unless a mechanical permit is obtained. | ACS ELECTRICAL LTD
GP-2023-03167 | 2023-10-20 | 519 E 22ND AVENUE, Vancouver, BC V5V 1V2 | Gas Permit | Residential | Tenant Improvement | Completed | Residential - RE & RE COMBI BOILER | 484081 BC LTD
GP-2022-02439 | 2022-08-18 | 1241 E 24TH AVENUE, Vancouver, BC V5V 2B4 | Gas Permit | Residential | Renovation | Completed | Residential - Re&Re Furnace & Tankless Furnace BTU: 70.000 Tankless BTU: 199.000 | Milani Plumbing Heating & Air Conditioning Ltd
EP-2022-08745 | 2022-10-14 | 1314 E 24TH AVENUE, Vancouver, BC V5V 2B7 | Electrical Permit | Residential | New | Completed | Installation / Repair - Residential - Client has an existing 60amp panel and service. Wanting to do a 200amp electrical service upgrade | Parenteau Electric Inc
GP-2023-00713 | 2023-02-28 | 1314 E 24TH AVENUE, Vancouver, BC V5V 2B7 | Gas Permit | Residential | Renovation | Completed | Residential - Decommission and remove old furnace and install new funace. | Ashton Service Group/Ashton Mechanical Ltd.
GP-2022-00628 | 2022-02-28 | 1314 E 24TH AVENUE, Vancouver, BC V5V 2B7 | Gas Permit | Residential | Tenant Improvement | Cancelled | Residential - RE N RE - Replace existing hot water tank for new AMEND: OCT 24/2022 Please cancel - client did not proceed with work. | Calley Mechanical Ltd
MP-2022-00110 | 2022-08-16 | 1326 E 24TH AVENUE, Vancouver, BC V5V 2B7 | Mechanical Permit | NULL | NULL | Completed | NULL | Prima Plumbing & Heating Ltd
EP-2022-05806 | 2022-07-29 | 1326 E 24TH AVENUE, Vancouver, BC V5V 2B7 | Electrical Permit | Residential | Tenant Improvement | Completed | Installation / Repair - Residential - Installation of load share device between dryer and AC A Mechanical Permit is required for Heat Pump. | Capmar Electric Limited
NULL | NULL | 2254 E 24TH AVENUE, Vancouver, BC V5N 2V2 | Electrical Permit | Residential | New | Draft | Temporary Power - Residential - To provide temporary power. | Tatla Electrical Ltd
EP-2024-00171 | 2024-01-08 | 2254 E 24TH AVENUE, Vancouver, BC V5N 2V2 | Electrical Permit | Residential | New | Issued | Temporary Power - Residential - To provide temporary power. Valid January 8th, 2024 Until January 7th, 2025 | Tatla Electrical Ltd
EP-2022-07245 | 2022-08-26 | 3232 E 24TH AVENUE, Vancouver, BC V5R 1G2 | Electrical Permit | Residential | New | Expired | Temporary Power - Residential - To provide temporary power. | Maple Leaf Electrical Ltd
PP-2023-00097 | 2023-02-09 | 3232 E 24TH AVENUE, Vancouver, BC V5R 1G2 | Plumbing Permit | Residential | New | Completed | Residential - One Sump No Pump | Canadian Excavating Ltd
MP-2023-00651 | 2023-04-17 | 3232 E 24TH AVENUE, Vancouver, BC V5R 1G2 | Mechanical Permit | NULL | NULL | Completed | NULL | Rain Coast Plumbing & Heating Ltd
PP-2023-01212 | 2023-04-06 | 3232 E 24TH AVENUE, Vancouver, BC V5R 1G2 | Plumbing Permit | Residential | New | Completed | Residential - Plumbing for new house >BP: To construct a 2 storey + basement one-family dwelling with a secondary suite located in the basement. Note: The entire building to be sprinklered to NFPA 13D Note: Parking for the site has been provided under DB-2021-06338 (Laneway House) 1- Covenant registered at the Land Title Office under CB286256 2- No strata titling permitted 3- Bar sink proposed in basement 4- A/C unit proposed in rear yard 5- Schedule B: Md. Shahidul Alam (604.653.7475) Structural & Geotechnical 6- HPO: Owner Builder | Rain Coast Plumbing & Heating Ltd
SP-2023-00910 | 2023-05-23 | 3232 E 24TH AVENUE, Vancouver, BC V5R 1G2 | Sprinkler Permit | Residential | New | Completed | Residential - new sprinkler installation >BP: To construct a 2 storey + basement one-family dwelling with a secondary suite located in the basement. Note: The entire building to be sprinklered to NFPA 13D Note: Parking for the site has been provided under DB-2021-06338 (Laneway House) 1- Covenant registered at the Land Title Office under CB286256 2- No strata titling permitted 3- Bar sink proposed in basement 4- A/C unit proposed in rear yard 5- Schedule B: Md. Shahidul Alam (604.653.7475) Structural & Geotechnical 6- HPO: Owner Builder | Real Tech Fire Protection Ltd
EP-2023-04880 | 2023-06-16 | 3232 E 24TH AVENUE, Vancouver, BC V5R 1G2 | Electrical Permit | Residential | New | Completed | Installation / Repair - Residential - Electrical low voltage-cable,telephone,internet,vacuum system,alarm system,cameras,door bell, speakers etc. pre-wire and finish >BP: >BP: To construct a 2 storey + basement one-family dwelling with a secondary suite ($629,935) located in the basement. Note: The entire building to be sprinklered to NFPA 13D Note: Parking for the site has been provided under DB-2021-06338 (Laneway House) 1- Covenant registered at the Land Title Office under CB286256 2- No strata titling permitted 3- Bar sink proposed in basement 4- A/C unit proposed in rear yard 5- Schedule B: Md. Shahidul Alam (604.653.7475) Structural & Geotechnical 6- HPO: Owner Builder | Gigabyte Security Solutions Inc.
EP-2023-04610 | 2023-06-02 | 3232 E 24TH AVENUE, Vancouver, BC V5R 1G2 | Electrical Permit | Residential | New | Completed | Installation / Repair - Residential - Electrical for new: >BP: To construct a 2 storey + basement one-family dwelling with a secondary suite ($629,935) located in the basement. Note: The entire building to be sprinklered to NFPA 13D Note: Parking for the site has been provided under DB-2021-06338 (Laneway House) 1- Covenant registered at the Land Title Office under CB286256 2- No strata titling permitted 3- Bar sink proposed in basement 4- A/C unit proposed in rear yard 5- Schedule B: Md. Shahidul Alam (604.653.7475) Structural & Geotechnical 6- HPO: Owner Builder Address Note: BUILDING 1 #1-3232 E 24th Av - One Family Dwelling (1st - 2nd floor, west portion of basement) #2-3232 E 24th Av - Secondary Suite (east portion of basement) | Maple Leaf Electrical Ltd
GP-2023-01787 | 2023-06-12 | 3232 E 24TH AVENUE, Vancouver, BC V5R 1G2 | Gas Permit | Residential | New | Completed | Residential - 2 Rage, 1 Boiler & 1 BBQ >BP: To construct a 2 storey + basement one-family dwelling with a secondary suite | Rain Coast Plumbing & Heating Ltd
GP-2023-00695 | 2023-02-27 | 3287 E 24TH AVENUE, Vancouver, BC V5R 1G1 | Gas Permit | Residential | New | Completed | Residential - REPLACEMENT OF TANKLESS UNIT | BCRC Plumbing and Heating Ltd
EP-2022-04011 | 2022-05-16 | 3304 E 24TH AVENUE, Vancouver, BC V5R 1G4 | Electrical Permit | Residential | Renovation | Completed | Installation / Repair - Residential - Upgrade services from 100amp to 200amp ? >>>Amend: Sept. 14th -Repair the garage wire and Check the AC power -add $800 to existing $3800 (customer applied for another EP-2022-06340 in error) (documents uploaded: load calcs/site plan) | Gold Medal Electric Ltd
EP-2022-09266 | 2022-11-24 | 3304 E 24TH AVENUE, Vancouver, BC V5R 1G4 | Electrical Permit | Residential | Addition | Completed | Installation / Repair - Residential - installation of one air condiction power outlet | Buddy Electric Ltd
EP-2022-06340 | NULL | 3304 E 24TH AVENUE, Vancouver, BC V5R 1G4 | Electrical Permit | Residential | Renovation | Withdrawn | Installation / Repair - Residential - Repair the garage wire and Check the AC power | Gold Medal Electric Ltd
EP-2023-09569 | 2023-11-03 | 3355 E 24TH AVENUE, Vancouver, BC V5R 1G3 | Electrical Permit | Residential | Addition | Completed | Installation / Repair - Residential - Installation of 1 load switching device (AC DANDY DLM-2) and 2 monitoring devices (Sinope Load Controller RM3250ZB) onto Range and Dryer.We are load switching the range (oven) and dryer using an AC Dandy DLM-2 and monitoring devices for the same appliances. Installation for monitoring purposes only, no additional loads to be added. https://www.bchydro.com/powersmart/energy-management-trials/energy-management-capacity.html | It's On Electric Company Inc
GP-2023-03707 | 2023-11-24 | 2027 E 27TH AVENUE, Vancouver, BC V5N 2W7 | Gas Permit | Residential | New | Completed | Residential - Furnace Installation | Pro Ace Heating & Air Conditioning Services Ltd
EP-2022-03993 | 2022-05-14 | 819 E 26TH AVENUE, Vancouver, BC V5V 2J1 | Electrical Permit | Residential | New | Expired | Temporary Power - Residential - To provide temporary power. | Clay Electric Ltd
PP-2022-04219 | 2022-11-23 | 819 E 26TH AVENUE, Vancouver, BC V5V 2J1 | Plumbing Permit | Residential | New | Completed | Residential - Sump | Headwater Management Ltd
EP-2023-01550 | 2023-02-27 | 819 E 26TH AVENUE, Vancouver, BC V5V 2J1 | Electrical Permit | Residential | New | Issued | Temporary Power - Residential - To provide temporary power. | Clay Electric Ltd
EP-2023-01899 | 2023-03-13 | 819 E 26TH AVENUE, Vancouver, BC V5V 2J1 | Electrical Permit | Residential | New | Completed | Installation / Repair - Residential - Wire for lights, plugs, smoke alarms, appliances, and car charger in new house. >BP: To construct a 2 storey + basement one-family dwelling with a secondary suite ($812,250) located in the basement with a detached accessory building (garage), at the rear providing 2 parking spaces, having vehicular access from the lane. Note: This is a 2 storey building pursuant to the Zoning and Development By-Law. 1- Covenant registered at the Land Title Office under CA9510661 2- No strata titling permitted 3- Bar sink not proposed 4- A/C unit not proposed 5- Schedule A: MICHEL LAFLAMME - 778-869-1940 6- Schedule B: MICHEL LAFLAMME - 778-869-1940 Architectural 7- Schedule B: JEFF ALLESTER - 604-228-0518 Structural 8- Schedule B: WARD PHILLIPS - 604-716-8881 Geotechnical 9- Schedule D: MICHEL LAFLAMME - 778-869-1940 10- BC Housing Residential Builder - Davidson Walker Constructions Ltd. ******THIS PERMIT HAS BEEN ISSUED UNDER THE REQUIREMENTS OF VBBL #12511 (2019)****** | Clay Electric Ltd
PP-2023-00743 | 2023-03-06 | 819 E 26TH AVENUE, Vancouver, BC V5V 2J1 | Plumbing Permit | Residential | New | Completed | Residential - 1FD+SS - #1 #2 - New Construction Home. >DB: To construct a 2 storey + basement one-family dwelling with a secondary suite located in the basement with a detached accessory building (garage), at the rear providing 2 parking spaces, having vehicular access from the lane. Note: This Building Permit will remain in a suspended status until the associated (green) Demolition Permit BP-2022-00120 is completed. Note: This is a 2 storey building pursuant to the Zoning and Development By-Law. 1- Covenant registered at the Land Title Office under CA9510661 2- No strata titling permitted 3- Bar sink not proposed 4- A/C unit not proposed | Pacific Peak to Peak Plumbing & Heating Ltd
EP-2023-03302 | 2023-04-18 | 819 E 26TH AVENUE, Vancouver, BC V5V 2J1 | Electrical Permit | Residential | New | Completed | Installation / Repair - Residential - Class 2 Circuits to include: TVs Distributed Audio, Security-prewire only, Motorized Window Covers and Network. >BP: To construct a 2 storey + basement one-family dwelling with a secondary suite ($812,250) located in the basement with a detached accessory building (garage), at the rear providing 2 parking spaces, having vehicular access from the lane. | Pure Image Technology Solutions Ltd
GP-2023-01227 | 2023-04-14 | 819 E 26TH AVENUE, Vancouver, BC V5V 2J1 | Gas Permit | Residential | Renovation | Completed | Residential - Installation of 1 gas fireplace venting and hook up only. >BP: To construct a 2 storey + basement one-family dwelling with a secondary suite | Urban Fireplaces Ltd
SP-2023-00554 | 2023-03-31 | 819 E 26TH AVENUE, Vancouver, BC V5V 2J1 | Sprinkler Permit | Residential | New | Completed | Residential - Installation of new fire sprinkler system >BP: To construct a 2 storey + basement one-family dwelling with a secondary suite located in the basement with a detached accessory building (garage), at the rear providing 2 parking spaces, having vehicular access from the lane. Note: This is a 2 storey building pursuant to the Zoning and Development By-Law. 1- Covenant registered at the Land Title Office under CA9510661 2- No strata titling permitted 3- Bar sink not proposed 4- A/C unit not proposed 5- Schedule A: MICHEL LAFLAMME - 778-869-1940 6- Schedule B: MICHEL LAFLAMME - 778-869-1940 Architectural 7- Schedule B: JEFF ALLESTER - 604-228-0518 Structural 8- Schedule B: WARD PHILLIPS - 604-716-8881 Geotechnical 9- Schedule D: MICHEL LAFLAMME - 778-869-1940 10- BC Housing Residential Builder - Davidson Walker Constructions Ltd. | Fire Busters Inc
MP-2023-00478 | 2023-03-23 | 819 E 26TH AVENUE, Vancouver, BC V5V 2J1 | Mechanical Permit | NULL | NULL | Completed | NULL | Pacific Peak to Peak Plumbing & Heating Ltd
GP-2023-01672 | 2023-05-30 | 819 E 26TH AVENUE, Vancouver, BC V5V 2J1 | Gas Permit | Residential | New | Completed | Residential - 1 Range, 1 Boiler & 1 BBQ New gas ran through out a single family home. >BP: To construct a 2 storey + basement one-family dwelling with a secondary suite | Pacific Peak to Peak Plumbing & Heating Ltd
GP-2022-02214 | 2022-07-28 | 841 E 26TH AVENUE, Vancouver, BC V5V 2J1 | Gas Permit | Residential | Tenant Improvement | Completed | Residential - Decommissioning gas furnace | 0994152 BC Ltd
EP-2022-06790 | 2023-01-19 | 841 E 26TH AVENUE, Vancouver, BC V5V 2J1 | Electrical Permit | Residential | Tenant Improvement | Completed | Installation / Repair - Residential - Electrical to heat pump unit -An approved mechanical permit is required for heat pump installation before an electrical inspection will be performed | 0994152 BC Ltd
NULL | NULL | 857 E 26TH AVENUE, Vancouver, BC V5V 2J1 | Plumbing Permit | Residential | Addition | Draft | Residential - Laundry was already there. We are just wanting to remove the laundry and re-instalL | NULL
PP-2022-03374 | 2022-09-27 | 857 E 26TH AVENUE, Vancouver, BC V5V 2J1 | Plumbing Permit | Residential | Renovation | Completed | Residential - This is new basement with 1 fixture. >BP: CF-2021-002280 To alter the interior of this existing one-family dwelling with secondary suite to remove a second kitchen in the basement level. | AKAL Plumbing & Heating Ltd
EP-2022-05828 | 2022-07-13 | 857 E 26TH AVENUE, Vancouver, BC V5V 2J1 | Electrical Permit | Residential | Renovation | Completed | Installation / Repair - Residential - Add new smoke alarms as new code and remove unligal suite wires >BP: CF-2021-002280 To alter the interior of this existing one-family dwelling with secondary suite to remove a second kitchen in the basement level. Structural Schedule B provided by P. Eng. Makhan S. Dhillon 604.537.6271 Address numbers assigned as per approved plans for Fire and Emergency response. The address numbers are to be posted to the building to be visible from the street and in accordance with the Building By-law prior to final inspection. Notes: - Provide minimum headroom of 6’-6” over 80% of the suite area and all exit routes. - Smoke alarms to be installed in compliance with Subsection 9.10.19., Division B of the Vancouver Building By-law (2019) - Carbon monoxide alarms shall be installed in conformance to Subsections 6.2.4. and 9.32.4., Division B of the Vancouver Building By-law | Samreet Electrical Services Ltd
GP-2024-00047 | 2024-01-05 | 885 E 26TH AVENUE, Vancouver, BC V5V 2J1 | Gas Permit | Residential | Renovation | Completed | Residential - Replacement of Hot water tank | Hillcrest Plumbing & Heating (1991) Ltd
GP-2022-00568 | 2022-02-22 | 621 E 22ND AVENUE, Vancouver, BC V5V 1V3 | Gas Permit | Residential | Renovation | Completed | Residential - Furnace Replacement | Hillcrest Plumbing & Heating (1991) Ltd
EP-2022-06433 | 2022-08-02 | 416 E 21ST AVENUE, Vancouver, BC V5V 1R4 | Electrical Permit | Residential | Renovation | Completed | Installation / Repair - Residential - 200amp service upgrade. Meter on private pole and underground to main panel in garage >>>amend: Aug. 19th -Increase of $1000 to permit, load calc below -need to add garage heater,plug inside the garage, car charger and AC unit | F & S Electrical Ltd
PP-2023-02210 | 2023-06-22 | 418 E 21ST AVENUE, Vancouver, BC V5V 1R4 | Plumbing Permit | Residential | New | Issued | Residential - new gravity sump | Vancouver Excavating and Contracting Ltd
EP-2023-06785 | 2023-08-09 | 418 E 21ST AVENUE, Vancouver, BC V5V 1R4 | Electrical Permit | Residential | New | Issued | Installation / Repair - Residential - New house wiring. 200A service to garage. Heat pump located at rear of the property. Provisions for electric car plug in garage. Full house wiring. >BP: To construct a 2 storey + cellar single detached house ($728,500) with a detached accessory building (garage), at the rear providing 2 parking spaces plus 1 surface parking stall, having vehicular access from the lane. The entire building, INCLUDING THE ATTACHED GARAGE (if applicable), to be sprinklered to NFPA 13D. Note: This is a 2 storey building pursuant to the Zoning and Development By-Law 1- Bar/Sink NOT proposed 2- A/C unit proposed in front yard and cellar 3- Schedule A: Julio Reynel-Gracia P.Eng (778.998.0709) 4- Schedule B: Julio Reynel-Garcia. P.Eng (778.998.0709) Building Envelope 5- Schedule B: Tim Lam P.Eng (604.255.7670) Structural 6- Schedule B: Heqing Jian P.Eng (778.987.7561) Geotechnical 7- Schedule D: Julio Reynel-Gracia P.Eng (778.998.0709) 8- HPO: Residential Builder - Solaris Properties Inc. ***This permit is issued under the VBBL 2019, with updated energy requirements as per bylaw # 12997 effective Jan 01, 2022.*** | F & S Electrical Ltd
PP-2023-02691 | 2023-07-28 | 418 E 21ST AVENUE, Vancouver, BC V5V 1R4 | Plumbing Permit | Residential | New | Issued | Residential - PLumbing and Gas >BP: To construct a 2 storey + cellar single detached house with a detached accessory building (garage), at the rear providing 2 parking spaces plus 1 surface parking stall, having vehicular access from the lane. The entire building, INCLUDING THE ATTACHED GARAGE (if applicable), to be sprinklered to NFPA 13D. Note: This is a 2 storey building pursuant to the Zoning and Development By-Law 1- Bar/Sink NOT proposed 2- A/C unit proposed in front yard and cellar 3- Schedule A: Julio Reynel-Gracia P.Eng (778.998.0709) 4- Schedule B: Julio Reynel-Garcia. P.Eng (778.998.0709) Building Envelope 5- Schedule B: Tim Lam P.Eng (604.255.7670) Structural 6- Schedule B: Heqing Jian P.Eng (778.987.7561) Geotechnical 7- Schedule D: Julio Reynel-Gracia P.Eng (778.998.0709) 8- HPO: Residential Builder - Solaris Properties Inc. | Dual Temp Mechanical Ltd
MP-2023-02242 | 2023-12-15 | 418 E 21ST AVENUE, Vancouver, BC V5V 1R4 | Mechanical Permit | NULL | NULL | Issued | NULL | Lumi HVAC Ltd
EP-2023-10781 | 2023-11-30 | 418 E 21ST AVENUE, Vancouver, BC V5V 1R4 | Electrical Permit | Residential | New | Issued | Installation / Repair - Residential - Electrical Low voltage-Internet,Door bell,Speakers,Cameras etc. pre-wire & finish >BP: To construct a 2 storey + cellar single detached house ($728,500) with a detached accessory building (garage), at the rear providing 2 parking spaces plus 1 surface parking stall, having vehicular access from the lane. The entire building, INCLUDING THE ATTACHED GARAGE (if applicable), to be sprinklered to NFPA 13D. Note: This is a 2 storey building pursuant to the Zoning and Development By-Law 1- Bar/Sink NOT proposed 2- A/C unit proposed in front yard and cellar 3- Schedule A: Julio Reynel-Gracia P.Eng (778.998.0709) 4- Schedule B: Julio Reynel-Garcia. P.Eng (778.998.0709) Building Envelope 5- Schedule B: Tim Lam P.Eng (604.255.7670) Structural 6- Schedule B: Heqing Jian P.Eng (778.987.7561) Geotechnical 7- Schedule D: Julio Reynel-Gracia P.Eng (778.998.0709) 8- HPO: Residential Builder - Solaris Properties Inc. ***This permit is issued under the VBBL 2019, with updated energy requirements as per bylaw # 12997 effective Jan 01, 2022.*** | Gigabyte Security Solutions Inc.
PP-2023-04254 | 2023-12-06 | 418 E 21ST AVENUE, Vancouver, BC V5V 1R4 | Plumbing Permit | Residential | New | Issued | Residential - 1FD - Plumbing >DB: To construct a 2 storey + cellar single detached house with a detached accessory building (garage), at the rear providing 2 parking spaces plus 1 surface parking stall, having vehicular access from the lane. The entire building, INCLUDING THE ATTACHED GARAGE (if applicable), to be sprinklered to NFPA 13D. Note: This is a 2 storey building pursuant to the Zoning and Development By-Law 1- Bar/Sink NOT proposed 2- A/C unit proposed in front yard and cellar ***This permit is issued under the VBBL 2019, with updated energy requirements as per bylaw # 12997 effective Jan 01, 2022.*** | GROUP FIVE PLUMBING LTD.
SP-2023-02258 | 2023-12-15 | 418 E 21ST AVENUE, Vancouver, BC V5V 1R4 | Sprinkler Permit | Residential | New | Issued | Residential - Install sprinklers in sfd >BP: To construct a 2 storey + cellar single detached house with a detached accessory building (garage), at the rear providing 2 parking spaces plus 1 surface parking stall, having vehicular access from the lane. The entire building, INCLUDING THE ATTACHED GARAGE (if applicable), to be sprinklered to NFPA 13D. Note: This is a 2 storey building pursuant to the Zoning and Development By-Law 1- Bar/Sink NOT proposed 2- A/C unit proposed in front yard and cellar 3- Schedule A: Julio Reynel-Gracia P.Eng (778.998.0709) 4- Schedule B: Julio Reynel-Garcia. P.Eng (778.998.0709) Building Envelope 5- Schedule B: Tim Lam P.Eng (604.255.7670) Structural 6- Schedule B: Heqing Jian P.Eng (778.987.7561) Geotechnical 7- Schedule D: Julio Reynel-Gracia P.Eng (778.998.0709) 8- HPO: Residential Builder - Solaris Properties Inc. | Gold Key Fire Protection Ltd
GP-2023-04014 | 2023-12-14 | 418 E 21ST AVENUE, Vancouver, BC V5V 1R4 | Gas Permit | Residential | New | Issued | Residential - 1 BBQ and 1 Fire Pit Complete bbq Piping only for firepit >BP: To construct a 2 storey + cellar single detached house ($728,500) with a detached accessory building (garage), at the rear providing 2 parking spaces plus 1 surface parking stall, having vehicular access from the lane. The entire building, INCLUDING THE ATTACHED GARAGE (if applicable), to be sprinklered to NFPA 13D. | Deep Gas Fitting Ltd.
GP-2023-02611 | 2023-09-07 | 433 E 21ST AVENUE, Vancouver, BC V5V 1R3 | Gas Permit | Residential | New | Issued | Residential - 1 Range & 1 Boiler >BP: To construct a 2 storey + basement one-family dwelling ($ 719,250.00) with a detached accessory building (garage), at the rear providing 3 parking spaces, having vehicular access from the lane. | JPRO PLUMBING & HEATING LTD.
EP-2023-06336 | 2023-07-14 | 433 E 21ST AVENUE, Vancouver, BC V5V 1R3 | Electrical Permit | Commercial | New | Issued | Temporary Power - Commercial - To provide temporary power. Renewal of EP-2022-05671 Valid: Jul 5, 2023 to Jul 4, 2024 | Fortune Link Electrical Ltd
SP-2023-01245 | 2023-07-13 | 433 E 21ST AVENUE, Vancouver, BC V5V 1R3 | Sprinkler Permit | Residential | New | Issued | Residential - 1FD - new fire sprinkler installation >DB: To construct a 2 storey + basement one-family dwelling with a detached accessory building (garage), at the rear providing 3 parking spaces, having vehicular access from the lane. Note: This is a 2 storey building pursuant to the Zoning and Development By-Law 1- Bar/Sink proposed in the basement 2- A/C unit proposed in the rear sunken patio 5- The entire building, INCLUDING THE ATTACHED GARAGE (if applicable), to be sprinklered to NFPA 13D. ******THIS PERMIT HAS BEEN ISSUED UNDER THE REQUIREMENTS OF VBBL #12511 (2019)****** | Spectrum Fire Protection Ltd
MP-2023-00778 | 2023-05-04 | 433 E 21ST AVENUE, Vancouver, BC V5V 1R3 | Mechanical Permit | NULL | NULL | Issued | NULL | JPRO PLUMBING & HEATING LTD.
PP-2023-01219 | 2023-04-06 | 433 E 21ST AVENUE, Vancouver, BC V5V 1R3 | Plumbing Permit | Residential | New | Issued | Residential - 1FD - plumbing work for a new house >DB: To construct a 2 storey + basement one-family dwelling with a detached accessory building (garage), at the rear providing 3 parking spaces, having vehicular access from the lane. Note: This is a 2 storey building pursuant to the Zoning and Development By-Law 1- Bar/Sink proposed in the basement 2- A/C unit proposed in the rear sunken patio 5- The entire building, INCLUDING THE ATTACHED GARAGE (if applicable), to be sprinklered to NFPA 13D. | JPRO PLUMBING & HEATING LTD.
EP-2022-05671 | 2022-07-05 | 433 E 21ST AVENUE, Vancouver, BC V5V 1R3 | Electrical Permit | Residential | New | Expired | Temporary Power - Residential - To provide temporary power. | Fortune Link Electrical Ltd
PP-2022-03780 | 2022-10-24 | 433 E 21ST AVENUE, Vancouver, BC V5V 1R3 | Plumbing Permit | Residential | New | Issued | Residential - 1FD - Sump and sanitary storm connection | GNA Contracting Ltd
EP-2022-09129 | 2022-10-27 | 433 E 21ST AVENUE, Vancouver, BC V5V 1R3 | Electrical Permit | Residential | New | Issued | Installation / Repair - Residential - new house rough wiring and service. >DB: To construct a 2 storey + basement one-family dwelling with a detached accessory building (garage), at the rear providing 3 parking spaces, having vehicular access from the lane. Note: This is a 2 storey building pursuant to the Zoning and Development By-Law 1- Bar/Sink proposed in the basement 2- A/C unit proposed in the rear sunken patio | Fortune Link Electrical Ltd
EP-2022-09254 | 2022-11-01 | 439 E 21ST AVENUE, Vancouver, BC V5V 1R3 | Electrical Permit | Residential | Addition | Issued | Installation / Repair - Residential - for BC Hydro service disconnect /re-connect. >BP: To construct a 1 storey laneway house building ($161,732.5) with 1 open parking pad, providing a total of 1 parking spaces, having vehicular access from the 20' Lane. 1. Covenant not required with existing house 2. No Strata Titling permitted 3. No A/C Unit proposed 4. Entire building to be sprinklered 13D 5. Schedule B: (I. Parlindungan) P.Eng (604.579.0110) Structural 6. Schedule B: (P.K.L. Fong) P.Eng (604.837.3205) Geotechnical 7. HPO: Residential Builder- BML Management Inc. 604-618-7918 NOTE: To achieve the required FSR. A floor space exclusion of 3% has been applied to this application as per section 11.24.18 of the district schedule, to accommodate improved building performance. *EXISTING HOUSE* Note: Bldg 1 (principal bldg) addressed #1-439 E 21st Av retained on site. **THIS PERMIT HAS BEEN ISSUED UNDER THE REQUIREMENTS OF VBBL #12511 (2019) ** | Fortune Link Electrical Ltd
EP-2023-04193 | 2023-06-06 | 455 E 21ST AVENUE, Vancouver, BC V5V 1R3 | Electrical Permit | Residential | Addition | Completed | Installation / Repair - Residential - Install EV charger (7680W @240V) in garage supplied from existing house panel to rear garage through underground of back yard concert walk way. Install DCC-12 EV energy management device. Existing service will not be affected. | KOON-KAU LI
PP-2023-03848 | 2024-01-11 | 1436 E 1ST AVENUE, Vancouver, BC V5N 1A3 | Plumbing Permit | Residential | New | Issued | Residential - Installation of plumbing fixtures in DUPLEX >DB: To construct a 2 storey two-family dwelling with a detached accessory building (garage) at the rear providing 2 parking spaces, having vehicular access from the 20' lane. Note: The entire building, INCLUDING THE ATTACHED GARAGE (if applicable), to be sprinklered to 2 x NFPA 13D Note: This is a 2 storey building pursuant to the Zoning and Development By-Law 1. Heat pump proposed – Exterior component located in rear and front ***This permit is issued under the VBBL 2019, with updated energy requirements as per bylaw # 12997 effective Jan 01, 2022.*** | Century Twenty One Gas & Heating Co. Ltd
EP-2023-11011 | 2023-12-08 | 1436 E 1ST AVENUE, Vancouver, BC V5N 1A3 | Electrical Permit | Residential | New | Issued | Temporary Power - Residential - To provide temporary power. | ELECTRON ELECTRIC LTD.
EP-2024-00726 | NULL | 1436 E 1ST AVENUE, Vancouver, BC V5N 1A3 | Electrical Permit | Residential | New | Application Incomplete | Installation / Repair - Residential - Rough wiring and finishing for new construction duplex. >BP: To construct a 2 storey two-family dwelling ($615,940.00) with a detached accessory building (garage) at the rear providing 2 parking spaces, having vehicular access from the 20' lane. Note: The entire building, INCLUDING THE ATTACHED GARAGE (if applicable), to be sprinklered to 2 x NFPA 13D Note: This is a 2 storey building pursuant to the Zoning and Development By-Law 1. Heat pump proposed – Exterior component located in rear and front 2. Schedule B: (B.S. SIDHU) P.Eng (604.339.0034) Structural & Geotechnical 3. HPO: Residential Builder- PD Moore Homes Inc ***This permit is issued under the VBBL 2019, with updated energy requirements as per bylaw # 12997 effective Jan 01, 2022.*** | ELECTRON ELECTRIC LTD.
PP-2024-00093 | 2024-01-11 | 1436 E 1ST AVENUE, Vancouver, BC V5N 1A3 | Plumbing Permit | Residential | New | Issued | Residential - Install outside sump | Nihal Excavating & Landscaping Ltd
MP-2024-00059 | 2024-01-13 | 1436 E 1ST AVENUE, Vancouver, BC V5N 1A3 | Mechanical Permit | NULL | NULL | Issued | NULL | Century Twenty One Gas & Heating Co. Ltd
MP-2022-00667 | 2022-12-08 | 2710 E 23RD AVENUE, Vancouver, BC V5R 1A8 | Mechanical Permit | NULL | NULL | Cancelled | NULL | Moore And Russell Heating And Air Conditioning Ltd
GP-2022-03916 | 2022-12-08 | 2710 E 23RD AVENUE, Vancouver, BC V5R 1A8 | Gas Permit | Residential | Tenant Improvement | Cancelled | Residential - Re and re the furnace | Moore & Russell Heating Ltd
EP-2022-10385 | 2022-12-09 | 2710 E 23RD AVENUE, Vancouver, BC V5R 1A8 | Electrical Permit | Residential | Tenant Improvement | Cancelled | Installation / Repair - Residential - Electrical installation of AC No change to existing service BP not required MP-2022-00667 | Moore And Russell Heating And Air Conditioning Ltd
GP-2023-00154 | 2023-01-13 | 2710 E 23RD AVENUE, Vancouver, BC V5R 1A8 | Gas Permit | Residential | Tenant Improvement | Completed | Residential - Re and Re the furnace and 40g rheem hot water tank | Moore & Russell Heating Ltd
GP-2022-00022 | 2022-01-07 | 3593 E 22ND AVENUE, Vancouver, BC V5M 2Z5 | Gas Permit | Residential | Renovation | Completed | Residential - Remove existing hot water tank and boiler. 199,000 BTU Install the new Navien NCB 250/150 H | Tuyet Minh Huynh
PP-2023-01764 | 2023-05-18 | 3606 E 22ND AVENUE, Vancouver, BC V5M 2Z7 | Plumbing Permit | Residential | New | Issued | Residential - 1FD+SS - two sumps without pump | Bhullar Excavating and Demolition
GP-2023-00708 | 2023-02-28 | 3428 E 24TH AVENUE, Vancouver, BC V5R 1G6 | Gas Permit | Residential | Renovation - Dwelling Unit(s) only | Completed | Residential - Boiler replacement | Heatco Furnace Services Ltd
EP-2022-04653 | 2022-06-02 | 505 E 27TH AVENUE, Vancouver, BC V5V 2K7 | Electrical Permit | Residential | New | Expired | Temporary Power - Residential - To provide temporary power. | Pacific Storm Power and Electrical Services Ltd
SP-2023-00851 | 2023-05-23 | 505 E 27TH AVENUE, Vancouver, BC V5V 2K7 | Sprinkler Permit | Residential | New | Completed | Residential - new sprinkler system BP: To construct a 2 storey two-family dwelling with a secondary suite located in the Basement with a detached accessory building (garage) and 1 open parking at the rear providing 2 parking spaces, having vehicular access from the lane. 1. Covenant must be registered prior to sheathing inspection 2. No A/C Unit proposed 3. A/C proposed – Exterior component located in Front & Rear Yard, Interior component located in basement 4. Schedule B: (Carlos Chiu) P.Eng (604.737.9830) Structural 5. Schedule B: (Tegbir Bajwa) P.Eng (778.995.2404) Geotechnical 6. HPO: Residential Builder- Averra Development S | Alco Fire Protection Ltd
GP-2023-01740 | 2023-06-05 | 505 E 27TH AVENUE, Vancouver, BC V5V 2K7 | Gas Permit | Residential | New | Completed | Residential - 3 Ranges, 2 BBQ & 2 Dryer >BP: To construct a 2 storey two-family dwelling with a secondary suite | A & J GAS SERVICES LTD
EP-2023-05173 | 2023-06-09 | 505 E 27TH AVENUE, Vancouver, BC V5V 2K7 | Electrical Permit | Residential | New | Issued | Temporary Power - Residential - To provide temporary power. | Pacific Storm Power and Electrical Services Ltd
PP-2023-02058 | 2023-06-12 | 505 E 27TH AVENUE, Vancouver, BC V5V 2K7 | Plumbing Permit | Residential | New | Completed | Residential - Duplex water and drainage new. TO CONTINUE WORK ON PP-2022-03718 >BP: To construct a 2 storey two-family dwelling with a secondary suite located in the Basement ($1,192.103) with a detached accessory building (garage) and 1 open parking at the rear providing 2 parking spaces, having vehicular access from the lane. 1. Covenant must be registered prior to sheathing inspection 2. No A/C Unit proposed 3. A/C proposed – Exterior component located in Front & Rear Yard, Interior component located in basement 4. Schedule B: (Carlos Chiu) P.Eng (604.737.9830) Structural 5. Schedule B: (Tegbir Bajwa) P.Eng (778.995.2404) Geotechnical 6. HPO: Residential Builder- Averra Development S Note: This is a 2 storey building pursuant to the Zoning and Development By-Law June 12/2023-AMEND -Rec'd Change of contractor and Certification | Ben Jesson
EP-2023-05040 | 2023-06-07 | 505 E 27TH AVENUE, Vancouver, BC V5V 2K7 | Electrical Permit | Residential | New | Completed | Installation / Repair - Residential - Intrusion Alarm System. >BP: To construct a 2 storey two-family dwelling with a secondary suite located in the Basement ($1,192.103) with a detached accessory building (garage) and 1 open parking at the rear providing 2 parking spaces, having vehicular access from the lane. 1. Covenant must be registered prior to sheathing inspection 2. No A/C Unit proposed 3. A/C proposed – Exterior component located in Front & Rear Yard, Interior component located in basement 4. Schedule B: (Carlos Chiu) P.Eng (604.737.9830) Structural 5. Schedule B: (Tegbir Bajwa) P.Eng (778.995.2404) Geotechnical 6. HPO: Residential Builder- Averra Development S Note: This is a 2 storey building pursuant to the Zoning and Development By-Law **THIS PERMIT HAS BEEN ISSUED UNDER THE REQUIREMENTS OF VBBL #12511 (2019)** | LRM Marketing Ltd.
PP-2022-03718 | 2022-10-18 | 505 E 27TH AVENUE, Vancouver, BC V5V 2K7 | Plumbing Permit | Residential | New | Completed | Residential - New duplex build. All new plumbing. 3.5 bathroom per unit. >>BP: COVENANT MUST BE REGISTERED PRIOR TO SHEATHING INSPECTION To construct a 2 storey two-family dwelling with a secondary suite located in the Basement ($1,192.103) with a detached accessory building (garage) and 1 open parking at the rear providing 2 parking spaces, having vehicular access from the lane. 1. Covenant must be registered prior to sheathing inspection 2. No A/C Unit proposed 3. A/C proposed – Exterior component located in Front & Rear Yard, Interior component located in basement 4. Schedule B: (Carlos Chiu) P.Eng (604.737.9830) Structural 5. Schedule B: (Tegbir Bajwa) P.Eng (778.995.2404) Geotechnical 6. HPO: Residential Builder- Averra Development S Note: This is a 2 storey building pursuant to the Zoning and Development By-Law **THIS PERMIT HAS BEEN ISSUED UNDER THE REQUIREMENTS OF VBBL #12511 (2019)** | Western BC Plumbing & Heating Ltd
PP-2022-02709 | 2022-08-04 | 505 E 27TH AVENUE, Vancouver, BC V5V 2K7 | Plumbing Permit | Residential | New | Completed | Residential - Sump install | Kingsman Excavating Ltd.
EP-2022-07498 | 2022-10-07 | 505 E 27TH AVENUE, Vancouver, BC V5V 2K7 | Electrical Permit | Residential | New | Completed | Installation / Repair - Residential - Install new 400a service wire duples wire garages wire basement suite >BP: To construct a 2 storey two-family dwelling with a secondary suite located in the Basement ($1,192.103) with a detached accessory building (garage) and 1 open parking at the rear providing 2 parking spaces, having vehicular access from the lane. 1. Covenant must be registered prior to sheathing inspection 2. No A/C Unit proposed 3. A/C proposed – Exterior component located in Front & Rear Yard, Interior component located in basement 4. Schedule B: (Carlos Chiu) P.Eng (604.737.9830) Structural 5. Schedule B: (Tegbir Bajwa) P.Eng (778.995.2404) Geotechnical 6. HPO: Residential Builder- Averra Development S Note: This is a 2 storey building pursuant to the Zoning and Development By-Law Address Information: Principle Dwelling (South): #1-505 E 27 Ave Secondary Suite (South): #2-505 E 27 Ave Principle Dwelling (North): 4270 St George St Addresses have been assigned per the approved plans, access to the rear unit is from the Westside. This access must be provided & maintained at all times and the building addresses posted to be visible from the street in accordance with the Building By-law. **THIS PERMIT HAS BEEN ISSUED UNDER THE REQUIREMENTS OF VBBL #12511 (2019)** Amend: Oct 25, 2022 amend permit to reflect 200a load calculation and include notes on use of EV charge controller as per request from inspector | Pacific Storm Power and Electrical Services Ltd
MP-2023-02052 | 2023-11-19 | 505 E 27TH AVENUE, Vancouver, BC V5V 2K7 | Mechanical Permit | NULL | NULL | Completed | NULL | Profix Mechanical Ltd
GP-2023-03563 | 2023-11-17 | 505 E 27TH AVENUE, Vancouver, BC V5V 2K7 | Gas Permit | Residential | New | Completed | Residential - 2 Range & 2 Gas Dryer Installation >BP: To construct a 2 storey two-family dwelling with a secondary suite located in the Basement ($1,192.103) with a detached accessory building (garage) and 1 open parking at the rear providing 2 parking spaces, having vehicular access from the lane. | Han Appliances & Refrigeration Ltd
PP-2022-02437 | 2022-07-14 | 558 E 27TH AVENUE, Vancouver, BC V5V 2K6 | Plumbing Permit | Residential | New | Completed | Residential - Lawn irrigation | David Bathurst
SP-2022-00927 | 2022-06-08 | 578 E 27TH AVENUE, Vancouver, BC V5V 2K6 | Sprinkler Permit | Residential | New | Completed | Residential - To Install 37 sprinkler heads To construct a 2 storey one-family dwelling with a secondary suite located in the Basement with an open parking pad, providing a total of 2 parking spaces, having vehicular access from the 20' Lane. Note: Additional Parking for the site has been provided under DB-2021-04804 (Laneway House) 1. Covenant registered at the Land Title Office under CA9378744 2. No Strata Titling permitted 3. A/C proposed – Exterior component located in Rear yard, Interior component located in Second floor closet. 4. Bar sink located in Basement. 5. Schedule A: (ALAN PRAHALAD) P.Eng (604-831-1431) 6. Schedule B: (SEYED A. PISHVAEI) P.Eng (604-992-9481) Architectural (Item 1.5) 7. Schedule B: (ALAN PRAHALAD) P.Eng (604-831-1431) Structural & Geotechnical 8. HPO: Residential Builder- (INDRA CONSTRUCTION LTD) | General Sprinkler Systems Ltd
EP-2022-04426 | 2022-05-27 | 578 E 27TH AVENUE, Vancouver, BC V5V 2K6 | Electrical Permit | Residential | New | Completed | Installation / Repair - Residential - Extra Low Voltage prewire and finishing >BP: To construct a 2 storey one-family dwelling with a secondary suite located in the Basement ($987,905.00) with an open parking pad, providing a total of 2 parking spaces, having vehicular access from the 20' Lane. Note: Additional Parking for the site has been provided under DB-2021-04804 (Laneway House) 1. Covenant registered at the Land Title Office under CA9378744 2. No Strata Titling permitted 3. A/C proposed – Exterior component located in Rear yard, Interior component located in Second floor closet. 4. Bar sink located in Basement. 5. Schedule A: (ALAN PRAHALAD) P.Eng (604-831-1431) 6. Schedule B: (SEYED A. PISHVAEI) P.Eng (604-992-9481) Architectural (Item 1.5) 7. Schedule B: (ALAN PRAHALAD) P.Eng (604-831-1431) Structural & Geotechnical 8. HPO: Residential Builder- (INDRA CONSTRUCTION LTD) Note: This is a 2 storey building pursuant to the Zoning and Development By-Law Address Information: Building 1 #1-578 E 27th Av - One Family Dwelling (1st-2nd floor, west side basement) #2-578 E 27th Av - Secondary Suite (east side basement) Building 2 #3-578 E 27th Av - Laneway House Address and suite numbers assigned as per approved plans for Fire and Emergency response. The address number is to be posted to the building to be visible from the street and the suite numbers are to be posted at the suite entries in accordance with the Building By-law prior to final inspection. **THIS PERMIT HAS BEEN ISSUED UNDER THE REQUIREMENTS OF VBBL #12511 (2019) ** | Karma Communications Ltd.
GP-2022-01437 | 2022-05-11 | 578 E 27TH AVENUE, Vancouver, BC V5V 2K6 | Gas Permit | Residential | New | Completed | Residential - Gas piping rough in & finishing | FAST ROUTE PLUMBING & REFRIGERATION MECHANICAL LTD
EP-2022-03570 | 2022-05-11 | 578 E 27TH AVENUE, Vancouver, BC V5V 2K6 | Electrical Permit | Residential | New | Completed | Installation / Repair - Residential - Wiring and service. 100 x 2 = 200Amp >BP: To construct a 2 storey one-family dwelling with a secondary suite located in the Basement ($987,905.00) with an open parking pad, providing a total of 2 parking spaces, having vehicular access from the 20' Lane. Note: Additional Parking for the site has been provided under DB-2021-04804 (Laneway House) 1. Covenant registered at the Land Title Office under CA9378744 2. No Strata Titling permitted 3. A/C proposed – Exterior component located in Rear yard, Interior component located in Second floor closet. 4. Bar sink located in Basement. 5. Schedule A: (ALAN PRAHALAD) P.Eng (604-831-1431) 6. Schedule B: (SEYED A. PISHVAEI) P.Eng (604-992-9481) Architectural (Item 1.5) 7. Schedule B: (ALAN PRAHALAD) P.Eng (604-831-1431) Structural & Geotechnical 8. HPO: Residential Builder- (INDRA CONSTRUCTION LTD) Note: This is a 2 storey building pursuant to the Zoning and Development By-Law Address Information: Building 1 #1-578 E 27th Av - One Family Dwelling (1st-2nd floor, west side basement) #2-578 E 27th Av - Secondary Suite (east side basement) Building 2 #3-578 E 27th Av - Laneway House Address and suite numbers assigned as per approved plans for Fire and Emergency response. The address number is to be posted to the building to be visible from the street and the suite numbers are to be posted at the suite entries in accordance with the Building By-law prior to final inspection. **THIS PERMIT HAS BEEN ISSUED UNDER THE REQUIREMENTS OF VBBL #12511 (2019) ** | G.S.G. Electric Ltd.
PP-2022-00851 | 2022-03-11 | 578 E 27TH AVENUE, Vancouver, BC V5V 2K6 | Plumbing Permit | Residential | New | Completed | Residential - 1FD+SS - #1 & #2 - 2 sumps with pump 1 sump without pump To construct a 2 storey one-family dwelling with a secondary suite located in the Basement with an open parking pad, providing a total of 2 parking spaces, having vehicular access from the 20' Lane. Note: Additional Parking for the site has been provided under DB-2021-04804 (Laneway House) 1. Covenant registered at the Land Title Office under CA9378744 2. No Strata Titling permitted 3. A/C proposed – Exterior component located in Rear yard, Interior component located in Second floor closet. 4. Bar sink located in Basement. | Bhullar Excavating and Demolition
PP-2022-01197 | 2022-04-08 | 578 E 27TH AVENUE, Vancouver, BC V5V 2K6 | Plumbing Permit | Residential | New | Completed | Residential - 1FD+SS - #1 & #2 - abs rough in & water piping To construct a 2 storey one-family dwelling with a secondary suite located in the Basement with an open parking pad, providing a total of 2 parking spaces, having vehicular access from the 20' Lane. Note: Additional Parking for the site has been provided under DB-2021-04804 (Laneway House) 1. Covenant registered at the Land Title Office under CA9378744 2. No Strata Titling permitted 3. A/C proposed – Exterior component located in Rear yard, Interior component located in Second floor closet. 4. Bar sink located in Basement. >>>>>>>> Amend: May 30th(requested) but processed on June 14th Roof drain = 2 | Morteza Shahrvand
EP-2022-04422 | 2022-05-26 | 341 E 26TH AVENUE, Vancouver, BC V5V 2H4 | Electrical Permit | Residential | New | Expired | Temporary Power - Residential - To provide temporary power. | Santec Electric Inc
EP-2022-05107 | 2022-06-27 | 341 E 26TH AVENUE, Vancouver, BC V5V 2H4 | Electrical Permit | Residential | New | Completed | Installation / Repair - Residential - Install new wiring for lighting & power with 200 amp OH electrical service for new home with a micro suite >BP: 2FD-Owner builder *Apr 06, 2023 Permit Amendment: -Installing low voltage data/telephone and audio/video wiring | Santec Electric Inc
MP-2023-00072 | 2023-01-26 | 341 E 26TH AVENUE, Vancouver, BC V5V 2H4 | Mechanical Permit | NULL | NULL | Completed | NULL | KERN BSG MANAGEMENT LTD
GP-2022-03920 | 2022-12-12 | 341 E 26TH AVENUE, Vancouver, BC V5V 2H4 | Gas Permit | Residential | New | Completed | Residential - install one gas stove and one fire place >BP: To construct a two-storey two-family dwelling with an attached garage providing 2 parking spaces, having vehicular access from E 26th Ave. This is a 2 storey building pursuant to the Zoning and Development By-Law 1- Bar/Sink proposed in main floor 2- A/C unit proposed in rear yard 3- Schedule B: Yatendra Kumar Sharma P.Eng (778.863.7076) Structural & Geotechnical 4- HPO: Owner builder April 14/2023-AMEND Change BTU- the stove is at 119000 BTU and the fire place is 52000 BTU | KERN BSG MANAGEMENT LTD
PP-2022-04302 | 2022-11-30 | 341 E 26TH AVENUE, Vancouver, BC V5V 2H4 | Plumbing Permit | Residential | New | Completed | Residential - Construct Plumbing for a a two-storey two-family dwelling ** Amend 12/09/2022** add 1 area drain and 1 catch basin to the above grade 1 level ** Amend 12/20/2022** Add one outside Sump To construct a two-storey two-family dwelling with an attached garage providing 2 parking spaces, having vehicular access from E 26th Ave. This is a 2 storey building pursuant to the Zoning and Development By-Law 1- Bar/Sink proposed in main floor 2- A/C unit proposed in rear yard 3- Schedule B: Yatendra Kumar Sharma P.Eng (778.863.7076) Structural & Geotechnical 4- HPO: Owner builder Amend: Apr 14th, 2023 1. Need to add a clothes washer on 1st floor 2. Need to add a future shower (rough in only) on the 2nd floor (middle floor) | KERN BSG MANAGEMENT LTD
SP-2023-00560 | 2023-04-03 | 341 E 26TH AVENUE, Vancouver, BC V5V 2H4 | Sprinkler Permit | Residential | New | Completed | Residential - 2FD - To Install 30 sprinkler heads The entire building, INCLUDING THE ATTACHED GARAGE, to be sprinklered to NFPA 13R. >DB: To construct a two-storey two-family dwelling with an attached garage providing 2 parking spaces, having vehicular access from E 26th Ave. This is a 2 storey building pursuant to the Zoning and Development By-Law 1- Bar/Sink proposed in main floor 2- Rev#1: Heat Pump proposed on roof AMEND: JUN 6/2023 REVISED DWGS AND CALCS HAVE BEEN UPLOADED | General Sprinkler Systems Ltd
EP-2023-11323 | 2023-12-22 | 341 E 26TH AVENUE, Vancouver, BC V5V 2H4 | Electrical Permit | Residential | New | Completed | Installation / Repair - Residential - Security Alarm Completion >BP: To construct a two-storey two-family dwelling with an attached garage providing 2 parking spaces, having vehicular access from E 26th Ave. | Repel Security Systems Ltd
EP-2023-03838 | 2023-07-05 | 342 E 26TH AVENUE, Vancouver, BC V5V 2H5 | Electrical Permit | Residential | Renovation | Issued | Installation / Repair - Residential - Service upgrade from existing service to 200A. | Reliable Electrical Contracting Ltd
GP-2022-01105 | 2022-04-11 | 350 E 26TH AVENUE, Vancouver, BC V5V 2H5 | Gas Permit | Residential | New | Completed | Residential - Tankless ** Amend 04/19/2022** existing furnace venting upgrade | Drips & Drains Plumbing and Heating Ltd
EP-2022-01793 | 2022-03-04 | 511 E 26TH AVENUE, Vancouver, BC V5V 2H6 | Electrical Permit | Residential | New | Expired | Temporary Power - Residential - To provide temporary power. | Best Choice Electrical Ltd
GP-2022-03251 | 2022-10-24 | 511 E 26TH AVENUE, Vancouver, BC V5V 2H6 | Gas Permit | Residential | New | Completed | Residential - To install Range & Boiler & BBQ. >BP: To construct a 2 storey + basement one-family dwelling with a secondary suite ($830,760) located in the basement. | Easyway Plumbing & Heating Ltd
EP-2022-08577 | 2022-10-11 | 511 E 26TH AVENUE, Vancouver, BC V5V 2H6 | Electrical Permit | Residential | New | Completed | Installation / Repair - Residential - Low voltage rough wire & finish for Data, cable, Intercom, alarm, Cams & Vacuum. | Paratech Integrated Systems Ltd
PP-2022-02788 | 2022-08-11 | 511 E 26TH AVENUE, Vancouver, BC V5V 2H6 | Plumbing Permit | Residential | New | Completed | Residential - 1FD+SS - #1 & #2 - One outside sump | East West Excavating 2022 ltd
EP-2022-06023 | 2022-07-25 | 511 E 26TH AVENUE, Vancouver, BC V5V 2H6 | Electrical Permit | Residential | New | Completed | Installation / Repair - Residential - 1FD+SS - #1 & #2 - New construction. Main consumer's service: 200A. Principal dwelling unit service: 150A. LWH service:125A. BP: To construct a 2 storey + basement one-family dwelling with a secondary suite located in the basement. Note: Parking for the site has been provided under DB-2021-04629 (Laneway House) 1. Covenant registered at the Land Title Office under CA9354694 2. No Strata Titling permitted 3. A/C unit proposed in rear yard 3. Bar sink proposed in basement | Best Choice Electrical Ltd
NULL | NULL | 511 E 26TH AVENUE, Vancouver, BC V5V 2H6 | Mechanical Permit | NULL | NULL | Withdrawn | NULL | NULL
MP-2022-00190 | 2022-09-07 | 511 E 26TH AVENUE, Vancouver, BC V5V 2H6 | Mechanical Permit | NULL | NULL | Completed | NULL | Easyway Plumbing & Heating Ltd
PP-2022-03084 | 2022-09-06 | 511 E 26TH AVENUE, Vancouver, BC V5V 2H6 | Plumbing Permit | Residential | New | Completed | Residential - 1FD+SS - #1 & #2 - plumbing >DB: To construct a 2 storey + basement one-family dwelling with a secondary suite located in the basement. Note: Parking for the site has been provided under DB-2021-04629 (Laneway House) 1. Covenant registered at the Land Title Office under CA9354694 2. No Strata Titling permitted 3. A/C unit proposed in rear yard 3. Bar sink proposed in basement | Easyway Plumbing & Heating Ltd
SP-2022-01590 | 2022-09-29 | 511 E 26TH AVENUE, Vancouver, BC V5V 2H6 | Sprinkler Permit | Residential | New | Completed | Residential - 1FD+SS - #1 & #2 - To install fire sprinkler system in SFD >DB: To construct a 2 storey + basement one-family dwelling with a secondary suite located in the basement. Note: Parking for the site has been provided under DB-2021-04629 (Laneway House) 1. Covenant registered at the Land Title Office under CA9354694 2. No Strata Titling permitted 3. A/C unit proposed in rear yard 3. Bar sink proposed in basement | Max Fire Pro Ltd
GP-2022-04043 | 2022-12-19 | 519 E 26TH AVENUE, Vancouver, BC V5V 2H6 | Gas Permit | Residential | Tenant Improvement | Completed | Residential - Remove old boiler and install new COMBI boiler | Slavi A Asenov
EP-2022-06943 | 2022-08-19 | 540 E 26TH AVENUE, Vancouver, BC V5V 2H7 | Electrical Permit | Residential | Renovation | Completed | Installation / Repair - Residential - 200a Service upgrade from 125A Rough- in ONLY for AC and EV & Hot Tub -We are only providing the pre-wire for the EV, AC and Hot Tub. Breakers will NOT be installed and we do not know the locations. -The home owner is just wanting a rough-in [wires ran underground] for the Hot tub, EV and AC. There will be no breakers installed or units placed. The service is at 125a right now. We are upgrading his service to 200a, running wires in the underground conduit and that's it. If he decides in the future to use us as contractors for his AC, EV and Hot Tub, we would know the amperage of the units and would provide a load calculation and the HVAC company would pull the mechanical permit. >>>Amend: Sept. 28 -Can you please add the 'Connection" Inspection option to the inspection list We have the service upgrade Thank you --added Grounding / Bonding | Pacific Star Electric Inc
PP-2022-00945 | 2022-03-22 | 540 E 26TH AVENUE, Vancouver, BC V5V 2H7 | Plumbing Permit | Residential | New | Completed | Residential - Install 3/4" backflow preventer for lawn irrigation | M&M Industries Ltd
GP-2023-03335 | 2023-11-01 | 1495 E 28TH AVENUE, Vancouver, BC V5N 2X3 | Gas Permit | Residential | Renovation | Completed | Residential - Furnace Re and Re | Airlink Heating and Plumbing Ltd
PP-2022-03080 | 2022-09-02 | 3566 E 27TH AVENUE, Vancouver, BC V5R 1R1 | Plumbing Permit | Residential | New | Completed | Residential - SUMPS | Bhullar Excavating and Demolition
EP-2023-00253 | 2023-01-12 | 3566 E 27TH AVENUE, Vancouver, BC V5R 1R1 | Electrical Permit | Residential | New | Completed | Installation / Repair - Residential - Data cabling, Security alarm systems vacuum systems Security cameras Telephone and door bell >BP: To construct a 2 storey + basement one-family dwelling with a secondary suite ($647,477.50) located in the basement with 1 surface parking space, having vehicular access from the lane. Note: This is a 2 storey building pursuant to the Zoning and Development By-Law 1- Covenant registered at the Land Title Office under CA9796278 2- No strata titling permitted 3- Bar sink proposed in the basement 4- A/C unit proposed in the rear yard 5- Schedule B: MD. Shahidul Alam, P.Eng (604-653-7475) Structural & Geotechnical 6- HPO: Residential Builder – Horizon One Properties Ltd. 7- The entire building, INCLUDING THE ATTACHED GARAGE (if applicable), to be sprinklered to NFPA 13D. ******THIS PERMIT HAS BEEN ISSUED UNDER THE REQUIREMENTS OF VBBL #12511 (2019)****** | Innova Security Systems Inc
EP-2022-10289 | 2023-01-12 | 3566 E 27TH AVENUE, Vancouver, BC V5R 1R1 | Electrical Permit | Residential | New | Completed | Installation / Repair - Residential - Rough in and finishing of new house. >BP: To construct a 2 storey + basement one-family dwelling with a secondary suite ($647,477.50) located in the basement with 1 surface parking space, having vehicular access from the lane. Note: This is a 2 storey building pursuant to the Zoning and Development By-Law 1- Covenant registered at the Land Title Office under CA9796278 2- No strata titling permitted 3- Bar sink proposed in the basement 4- A/C unit proposed in the rear yard 5- Schedule B: MD. Shahidul Alam, P.Eng (604-653-7475) Structural & Geotechnical 6- HPO: Residential Builder – Horizon One Properties Ltd. 7- The entire building, INCLUDING THE ATTACHED GARAGE (if applicable), to be sprinklered to NFPA 13D. ******THIS PERMIT HAS BEEN ISSUED UNDER THE REQUIREMENTS OF VBBL #12511 (2019)****** | STAT ELECTRICS LIMITED
SP-2022-02120 | 2023-01-05 | 3566 E 27TH AVENUE, Vancouver, BC V5R 1R1 | Sprinkler Permit | Residential | New | Completed | Residential - new sprinkler installation >BP: To construct a 2 storey + basement one-family dwelling with a secondary suite ($647,477.50) located in the basement with 1 surface parking space, having vehicular access from the lane. Note: This is a 2 storey building pursuant to the Zoning and Development By-Law 1- Covenant registered at the Land Title Office under CA9796278 2- No strata titling permitted 3- Bar sink proposed in the basement 4- A/C unit proposed in the rear yard 5- Schedule B: MD. Shahidul Alam, P.Eng (604-653-7475) Structural & Geotechnical 6- HPO: Residential Builder – Horizon One Properties Ltd. 7- The entire building, INCLUDING THE ATTACHED GARAGE (if applicable), to be sprinklered to NFPA 13D. ******THIS PERMIT HAS BEEN ISSUED UNDER THE REQUIREMENTS OF VBBL #12511 (2019)****** >>The entire building, INCLUDING THE ATTACHED GARAGE (if applicable), to be sprinklered to NFPA 13D. | Real Tech Fire Protection Ltd
GP-2022-04001 | 2022-12-15 | 3566 E 27TH AVENUE, Vancouver, BC V5R 1R1 | Gas Permit | Residential | New | Completed | Residential - To install boiler range BBQ fireplace There is pipping for BBQ and fireplace | JOT MECHANICAL LTD
PP-2022-03580 | 2022-10-07 | 3566 E 27TH AVENUE, Vancouver, BC V5R 1R1 | Plumbing Permit | Residential | New | Completed | Residential - 1FD+SS - #1 & #2 - Plumbing for new house >DB: To construct a 2 storey + basement one-family dwelling with a secondary suite located in the basement with 1 surface parking space, having vehicular access from the lane. Note: This is a 2 storey building pursuant to the Zoning and Development By-Law 1- Covenant registered at the Land Title Office under CA9796278 2- No strata titling permitted 3- Bar sink proposed in the basement 4- A/C unit proposed in the rear yard | Rain Coast Plumbing & Heating Ltd
MP-2022-00424 | 2022-10-17 | 3566 E 27TH AVENUE, Vancouver, BC V5R 1R1 | Mechanical Permit | NULL | NULL | Completed | NULL | Rain Coast Plumbing & Heating Ltd
EP-2022-03539 | 2022-05-02 | 3566 E 27TH AVENUE, Vancouver, BC V5R 1R1 | Electrical Permit | Residential | New | Expired | Temporary Power - Residential - To provide temporary power. | STAT ELECTRICS LIMITED
GP-2022-00212 | 2022-01-24 | 3586 E 27TH AVENUE, Vancouver, BC V5R 1R1 | Gas Permit | Residential | Addition | Completed | Residential - re and re gas range | Christopher Sterling
EP-2022-02014 | 2022-03-14 | 3596 E 27TH AVENUE, Vancouver, BC V5R 1R1 | Electrical Permit | Residential | New | Completed | Installation / Repair - Residential - Install alarm, CCTV and home automation (lighting control) >BP: To construct a 2 storey + basement one-family dwelling with a secondary suite ($815,750) located in the basement with a laneway house, at the rear providing 1 attached parking space and one surface parking space, having vehicular access from the lane. Note: This is a 2 storey building pursuant to the Zoning and Development By-Law 1- Covenant registered at the Land Title Office under CA7523984 2- No strata titling permitted 3- Bar sink proposed in basement 4- A/C unit proposed in rear 5- Schedule B: G. I Beck P.Eng (604-535-1507) Structural 6- Schedule B: Z. Guan (778-868-5635) Geotechnical 7- HPO: Residential Builder- Magnificence Development and Construction Address Note: Building 1 3596 E 27th Av - basement West side, 1st & 2nd storey (principal dwelling unit) 3594 E 27th Av - basement East side (secondary suite) Addresses assigned per the approved plans, Fire and Emergency street access (walkway) to the secondary suite is from the West side. Street access must be provided & maintained at all times and the building addresses posted to be visible from the street in accordance with the Building By-law prior to Final Inspection. ******THIS PERMIT HAS BEEN ISSUED UNDER THE REQUIREMENTS OF VBBL 2014 AND THE GREEN HOMES PROGRAM********* | AIGO TECHNOLOGY INC
EP-2022-05342 | NULL | 3606 E 27TH AVENUE, Vancouver, BC V5R 1R2 | Electrical Permit | Residential | New | Withdrawn | Installation / Repair - Residential - provide 240v power for Heat Pump | Daniel Topping
PP-2023-03446 | 2023-09-28 | 1615 E 1ST AVENUE, Vancouver, BC | Plumbing Permit | Commercial | New | Completed | Commercial - City of Vancouver Cross Connection Inspection. | Milo McCarthey
PP-2023-03403 | NULL | 480 E 21ST AVENUE, Vancouver, BC V5V 1R4 | Plumbing Permit | Residential | New | Application Incomplete | Residential - 2FD+SS - FRONT - 480 E 21ST AV BACK - 478 E 21ST AV - #1 & #2 plumbing including DWV and waterlines for a new duplex home >DB: To construct a 3-storey duplex with a secondary suite and a detached accessory building (garage) at the rear providing 2 parking spaces, having vehicular access from the lane. ***This permit is issued under the VBBL 2019, with updated energy requirements as per bylaw # 12997 effective Jan 01, 2022.*** The entire building to be sprinklered to 2x NFPA 13D. NOTE: To achieve the required FSR a floor space exclusion of 2% has been applied to this application as per section 10.11.1 of the district schedule, to accommodate improved building performance. 1. No strata titling permitted for secondary suites 2. A/C unit proposed in front and rear yard | Red Mechanical
EP-2023-08800 | 2023-10-17 | 480 E 21ST AVENUE, Vancouver, BC V5V 1R4 | Electrical Permit | Residential | New | Issued | Installation / Repair - Residential - new wiring duplex ¦ 2FD + 1SS- 200A ¦ *An approved mechanical permit is required for the installation of air conditioning or heat pump unit at the time of installation before an electrical inspection will be performed >BP: To construct a 3-storey duplex with a secondary suite and a detached accessory building (garage) at the rear providing 2 parking spaces, having vehicular access from the lane. Secondary suite covenant to be registered on land title prior to Sheathing Inspection and prior to July 04, 2023 - PSH - April 17th 2023 ***This permit is issued under the VBBL 2019, with updated energy requirements as per bylaw # 12997 effective Jan 01, 2022.*** The entire building to be sprinklered to 2x NFPA 13D. NOTE: To achieve the required FSR a floor space exclusion of 2% has been applied to this application as per section 10.11.1 of the district schedule, to accommodate improved building performance. 1. No strata titling permitted for secondary suites 2. A/C unit proposed in front and rear yard 3. Schedule B IAN MIN LILY QIU P.Eng (778-321-5377) Structural 4. Schedule B Thanh Van Le P.Eng ((604) 421-3288) Geotechnical 5. BC Housing 0869270 BC Ltd All rooms adjacent to West exposing building face shall be sprinklered. "Combustible projections or roof soffits on an exposing building face shall not project to less than .45m from the property line and shall be in compliance with VBBL 2019 9.10.15.5.(9)" FRONT UNIT 480 E 21st Av - One Family Dwelling (north side 1st-3rd floor) BACK UNIT #1-478 E 21st Av - One Family Dwelling (south side 1st-2nd floor) #2-478 E 21st Av - Secondary Suite (south side basement) | Roop Electric Co Ltd
EP-2023-09723 | 2023-10-26 | 480 E 21ST AVENUE, Vancouver, BC V5V 1R4 | Electrical Permit | Residential | New | Issued | Temporary Power - Residential - To provide temporary power. | Indy Electrical Ltd
EP-2024-00220 | 2024-01-09 | 480 E 21ST AVENUE, Vancouver, BC V5V 1R4 | Electrical Permit | Residential | New | Issued | Installation / Repair - Residential - security, intercom, tel, tv data, camera, speaker wiring and completion To construct a 3-storey duplex with a secondary suite and a detached accessory building (garage) at the rear providing 2 parking spaces, having vehicular access from the lane. | Repel Security Systems Ltd
SP-2023-02156 | 2023-11-28 | 480 E 21ST AVENUE, Vancouver, BC V5V 1R4 | Sprinkler Permit | Residential | New | Issued | Residential - 2FD+SS - FRONT - 480 E 21ST AV BACK - 478 E 21ST AV - #1 & #2 New fire sprinkler installation >DB: To construct a 3-storey duplex with a secondary suite and a detached accessory building (garage) at the rear providing 2 parking spaces, having vehicular access from the lane. Secondary suite covenant to be registered on land title prior to Sheathing Inspection and prior to July 04, 2023 - PSH - April 17th 2023 ***This permit is issued under the VBBL 2019, with updated energy requirements as per bylaw # 12997 effective Jan 01, 2022.*** The entire building to be sprinklered to 2x NFPA 13D. 1. No strata titling permitted for secondary suites 2. A/C unit proposed in front and rear yard | Spectrum Fire Protection Ltd
EP-2022-08937 | 2022-10-19 | 480 E 21ST AVENUE, Vancouver, BC V5V 1R4 | Electrical Permit | Residential | New | Expired | Temporary Power - Residential - To provide temporary power. | Indy Electrical Ltd
PP-2023-02426 | 2023-07-10 | 480 E 21ST AVENUE, Vancouver, BC V5V 1R4 | Plumbing Permit | Residential | New | Issued | Residential - sumps NOTE: Engineering Assurance letter will be submitted to the Plumbing Inspector on the site. Letter shall conform to the requirements of Vancouver Bulletin 2000-008-EL/PL. | Bhullar Excavating and Demolition
PP-2022-04233 | 2022-11-24 | 537 E 21ST AVENUE, Vancouver, BC V5V 1R5 | Plumbing Permit | Residential | Renovation | Completed | Residential - Plumbing modification and re and re >BP: Exterior and interior alterations to provide residential improvements and change the use from one family dwelling to one family dwelling with secondary suite at this inside lot with no lane site. Scope of work includes; 1) restoring the attached two car garage to parking on site 2) removing the enclosure underneath the deck at the rear of the building. 3) Secondary suite contains a one bedroom, washroom, living/kitchen and utility room. | Calley Mechanical Ltd
GP-2022-02519 | 2022-08-24 | 554 E 21ST AVENUE, Vancouver, BC V5V 1R6 | Gas Permit | Residential | Renovation | Completed | Residential - Remove and replace Furnace, hot water tank replaced with indirect water heater, and re+re 1 BBQ and installation of 1 BBQ | Miles McMillan & Kimbrely McMillan
EP-2022-07826 | 2022-09-22 | 568 E 21ST AVENUE, Vancouver, BC | Electrical Permit | Residential | Renovation | Completed | Installation / Repair - Residential - Deleted switching, add peninsula plug, Retro fit speakers, re and re led under cabinet lights, >BP: Interior and Exterior alterations to alter the interior layout and exterior doors of the existing 2 storey and basement single family dwelling with secondary suite on this site. | Bravo Electric Ltd
GP-2022-01955 | 2022-06-29 | 579 E 21ST AVENUE, Vancouver, BC V5V 1R5 | Gas Permit | Residential | Renovation - Dwelling Unit(s) only | Completed | Residential - RE &R RE HWT | 484081 BC LTD
EP-2022-06539 | 2022-08-04 | 604 E 21ST AVENUE, Vancouver, BC V5V 1R7 | Electrical Permit | Residential | Renovation | Completed | Installation / Repair - Residential - Electrical supply for heatpump. Note: A mechanical permit is required. | Milani Electric Limited
GP-2023-00055 | 2023-01-06 | 626 E 21ST AVENUE, Vancouver, BC V5V 1R7 | Gas Permit | Residential | Addition | Completed | Residential - re and re range | Christopher Sterling
PP-2023-04238 | 2023-12-05 | 2474 E 21ST AVENUE, Vancouver, BC V5M 2V8 | Plumbing Permit | Residential | New | Issued | Residential - 2FD - FRONT - 2474 E 21ST AV - #1 BACK - 2474 E 21ST AV - #2 plumbing >DB: To construct a 2.5 storey two-family dwelling with a detached accessory building (2 car garage) at the rear providing 2 parking spaces, having vehicular access from the lane. 1. Entire building to be sprinklered 2x13D 2. Heat Pump proposed – Exterior component located in front and rear yard, Interior component located in ½ storey Note: This is a 2 storey building pursuant to the Zoning and Development By-Law ***This permit is issued under the VBBL 2019, with updated energy requirements as per bylaw # 12997 effective Jan 01, 2022.*** | Lucky Plumbing Heating Ltd
NULL | NULL | 2474 E 21ST AVENUE, Vancouver, BC V5M 2V8 | Mechanical Permit | NULL | NULL | Draft | NULL | Lucky Plumbing Heating Ltd
SP-2023-02330 | 2024-01-03 | 2474 E 21ST AVENUE, Vancouver, BC V5M 2V8 | Sprinkler Permit | Residential | New | Issued | Residential - New sprinkler system >BP: To construct a 2.5 storey two-family dwelling with a detached accessory building (2 car garage) at the rear providing 2 parking spaces, having vehicular access from the lane. 1. Entire building to be sprinklered 2x13D 2. Heat Pump proposed – Exterior component located in front and rear yard, Interior component located in ½ storey 3. HRV located in second floor closest 4. Schedule B: (Jason Hui) P.Eng (778.319.3403) Architectural (item 1.5) 5. Schedule B: (Jason Hui) P.Eng (778.319.3403) Structural 6. Schedule B: (Jason Hui) P.Eng (778.319.3403) Geotechnical 7. HPO: Residential Builder- Cypher Developments Ltd | Haven Fire Protection Ltd
EP-2023-08989 | 2024-01-03 | 2474 E 21ST AVENUE, Vancouver, BC V5M 2V8 | Electrical Permit | Residential | New | Issued | Installation / Repair - Residential - Electrical rough in and finish of duplex -Electric boiler has been removed *MP-2023-02208: Issued (Heating) >BP: To construct a 2.5 storey two-family dwelling ($655,437.5) with a detached accessory building (2 car garage) at the rear providing 2 parking spaces, having vehicular access from the lane. 1. Entire building to be sprinklered 2x13D 2. Heat Pump proposed – Exterior component located in front and rear yard, Interior component located in ½ storey 3. HRV located in second floor closest 4. Schedule B: (Jason Hui) P.Eng (778.319.3403) Architectural (item 1.5) 5. Schedule B: (Jason Hui) P.Eng (778.319.3403) Structural 6. Schedule B: (Jason Hui) P.Eng (778.319.3403) Geotechnical 7. HPO: Residential Builder- Cypher Developments Ltd Note: This is a 2 storey building pursuant to the Zoning and Development By-Law ***This permit is issued under the VBBL 2019, with updated energy requirements as per bylaw # 12997 effective Jan 01, 2022.*** | Vanline Electric Ltd
MP-2023-02208 | 2023-12-11 | 2474 E 21ST AVENUE, Vancouver, BC V5M 2V8 | Mechanical Permit | NULL | NULL | Issued | NULL | Lucky Plumbing Heating Ltd
PP-2023-03586 | 2023-10-11 | 2474 E 21ST AVENUE, Vancouver, BC V5M 2V8 | Plumbing Permit | Residential | New | Issued | Residential - One sump out of the duplex | Jewel Mini Excavating Ltd
EP-2023-07598 | 2023-08-20 | 2474 E 21ST AVENUE, Vancouver, BC V5M 2V8 | Electrical Permit | Residential | New | Issued | Temporary Power - Residential - To provide temporary power. | Vanline Electric Ltd
GP-2022-02349 | 2022-08-10 | 2613 E 21ST AVENUE, Vancouver, BC V5M 4E8 | Gas Permit | Residential | Tenant Improvement | Completed | Residential - Install new on-demand hot water boiler. | Ventresca Plumbing Ltd
MP-2023-01510 | 2023-08-16 | 2640 E 21ST AVENUE, Vancouver, BC V5M 2W1 | Mechanical Permit | NULL | NULL | Completed | NULL | Westmount Heating Ltd
EP-2023-07877 | 2023-09-12 | 2640 E 21ST AVENUE, Vancouver, BC V5M 2W1 | Electrical Permit | Residential | Addition | Completed | Installation / Repair - Residential - Install 30 amp feed to water heater , install 30 amp 2 pole breaker ,install 40 amp feed to heat pump, install 40 amp breaker, install 40 amp disconnect .Service size is 125 amp conductor size is #1 copper MP-2023-01510 | York Electrical Ltd
EP-2023-07357 | 2023-08-14 | 2699 E 21ST AVENUE, Vancouver, BC V5M 4E8 | Electrical Permit | Residential | Addition | Issued | Installation / Repair - Residential - Service upgrade, from 100A to 200A. -CF-2021-011807 - CF-2021-011624 | Atlantic Electric Ltd
GP-2022-01907 | 2022-06-24 | 2699 E 21ST AVENUE, Vancouver, BC V5M 4E8 | Gas Permit | Residential | Renovation | Completed | Residential - remove 1 hot water tank that was installed illegally , safety check appliance and pipings that exposed on fires in basement. | Bright Way Electrical Ltd.
GP-2023-04100 | 2023-12-19 | 618 E 27TH AVENUE, Vancouver, BC V5V 2K6 | Gas Permit | Residential | Tenant Improvement | Issued | Residential - Combi-Boiler installation | 0704121 BC Ltd
MP-2023-01560 | 2023-08-23 | 2660 E 26TH AVENUE, Vancouver, BC V5R 1K9 | Mechanical Permit | NULL | NULL | Issued | NULL | East West Plumbing (2007) Ltd
EP-2023-08410 | 2023-09-27 | 2660 E 26TH AVENUE, Vancouver, BC V5R 1K9 | Electrical Permit | Residential | New | Issued | Installation / Repair - Residential - new duplex house with secondary suite rough wiring & finishing >BP: To construct a 2 storey duplex with 2 secondary suites located in the Basement ($1,169,392.50) with a detached accessory building (garage) and 1 open parking at the rear providing a total of 4 parking spaces, having vehicular access from the lane. 1. Covenant registered at the Land Title Office under CB416502-CB416503; 2. External mechanical components located in the rear yard, Interior components located in second floor closets. 3. Bar sink not proposed (only counters). 4. Schedule B: (YATENDRA KUMAR SHARMA) P.Eng (778.863.7076) Structural, Geotechnical, Architectural Item 1.5 5. HPO: Residential Builder- (GB HOLDINGS LTD. | POWER STAR ELECTRICAL LTD
SP-2023-01834 | 2023-10-04 | 2660 E 26TH AVENUE, Vancouver, BC V5R 1K9 | Sprinkler Permit | Residential | New | Issued | Residential - 2FD+2SS - WEST - 2660 E 26TH AV - #1 & #2 EAST - 2660 E 26TH AV - #1 & #2 fixtures >DB: To construct a 2 storey duplex with 2 secondary suites located in the Basement with a detached accessory building (garage) and 1 open parking at the rear providing a total of 4 parking spaces, having vehicular access from the lane. 1. Covenant registered at the Land Title Office under CB416502-CB416503; 2. External mechanical components located in the rear yard, Interior components located in second floor closets. 3. Bar sink not proposed (only counters). **THIS PERMIT HAS BEEN ISSUED UNDER THE REQUIREMENTS OF VBBL #12511 (2019)** | East West Plumbing (2007) Ltd
GP-2023-02868 | 2023-09-29 | 2660 E 26TH AVENUE, Vancouver, BC V5R 1K9 | Gas Permit | Commercial | New | Issued | Commercial - 2 Ranges, 2 Boilers & 2 BBQ's >BP: To construct a 2 storey duplex with 2 secondary suites located in the Basement ($1,169,392.50) with a detached accessory building (garage) and 1 open parking at the rear providing a total of 4 parking spaces, having vehicular access from the lane. | East West Plumbing (2007) Ltd
MP-2023-01888 | 2023-10-20 | 2660 E 26TH AVENUE, Vancouver, BC V5R 1K9 | Mechanical Permit | NULL | NULL | Issued | NULL | DAYLIGHT HEATING AND AIR CONDITIONING LTD
PP-2023-02271 | 2023-06-27 | 2660 E 26TH AVENUE, Vancouver, BC V5R 1K9 | Plumbing Permit | Residential | New | Issued | Residential - Installing 1 sump for each unit >BP: To construct a 2 storey duplex with 2 secondary suites located in the Basement with a detached accessory building (garage) and 1 open parking at the rear providing a total of 4 parking spaces, having vehicular access from the lane. | Hans Demolition and Excavating Ltd.
EP-2023-01992 | 2023-03-07 | 2660 E 26TH AVENUE, Vancouver, BC V5R 1K9 | Electrical Permit | Residential | New | Issued | Temporary Power - Residential - To provide temporary power. | POWER STAR ELECTRICAL LTD
PP-2022-00978 | 2022-03-24 | 2724 E 26TH AVENUE, Vancouver, BC V5R 1L2 | Plumbing Permit | Residential | New | Completed | Residential - 1FD+SS - #1 & #2 - sump without pump To construct a 2 storey one-family dwelling with a secondary suite located in the Basement ($592,115.00) with a detached accessory building (garage) ($10,000), at the rear providing 2 parking spaces, having vehicular access from the lane. 1. Covenant registered at the Land Title Office under CA8917532 2. No Strata Titling permitted 3. A/C proposed – Exterior component located in Rear Yard(East), Interior component located in Second floor | Bhullar Excavating and Demolition
SP-2023-00238 | 2023-02-24 | 2728 E 26TH AVENUE, Vancouver, BC V5R 1L2 | Sprinkler Permit | Residential | New | Completed | Residential - 2FD+SS - FRONT - 2728 E 26TH AV BACK - 2726 E 26TH AV - #1 & #2 New sprinkler system >DB: To construct a 2 storey two-family dwelling with one secondary suite located in the Basement with a detached accessory building (garage) and 1 open parking at the rear providing 3 parking spaces, having vehicular access from the lane. Note: The entire building, INCLUDING THE ATTACHED GARAGE (if applicable), to be sprinklered to 2 x NFPA 13D 1. Covenant registered at the Land Title Office under CA9942410 2. No A/C proposed | Haven Fire Protection Ltd
EP-2023-01220 | 2023-02-13 | 2728 E 26TH AVENUE, Vancouver, BC V5R 1L2 | Electrical Permit | Residential | New | Completed | Installation / Repair - Residential - Extra Low Voltage installation >BP: To construct a 2 storey two-family dwelling with one secondary suite located in the Basement ($661,165) with a detached accessory building (garage) and 1 open parking at the rear providing 3 parking spaces, having vehicular access from the lane. Note: The entire building, INCLUDING THE ATTACHED GARAGE (if applicable), to be sprinklered to 2 x NFPA 13D 1. Covenant registered at the Land Title Office under CA9942410 2. No A/C proposed 3. Schedule B: (S.N.Biswas) P.Eng (604.250.8666) Structural & Geotechnical 4. HPO: Residential Builder- Gidda and Lakhvir Aujla at Ess & Ess Enterprises Ltd Note: This is a 2 storey building pursuant to the Zoning and Development By-Law **THIS PERMIT HAS BEEN ISSUED UNDER THE REQUIREMENTS OF VBBL #12511 (2019)** | Orbit Home Automation Ltd
EP-2022-05143 | 2022-06-16 | 2728 E 26TH AVENUE, Vancouver, BC V5R 1L2 | Electrical Permit | Residential | New | Expired | Temporary Power - Residential - To provide temporary power. | ORBIT ENERGY CONTROLS LTD
PP-2023-00073 | 2023-01-09 | 2728 E 26TH AVENUE, Vancouver, BC V5R 1L2 | Plumbing Permit | Residential | New | Completed | Residential - Plumbing of a Duplex >BP: To construct a 2 story two-family dwelling with one secondary suite located in the Basement with a detached accessory building (garage) and 1 open parking at the rear providing 3 parking spaces, having vehicular access from the lane. Note: The entire building, INCLUDING THE ATTACHED GARAGE (if applicable), to be sprinklered to 2 x NFPA 13D 1. Covenant registered at the Land Title Office under CA9942410 2. No A/C proposed 3. Schedule B: (S.N.Biswas) P.Eng (604.250.8666) Structural & Geotechnical 4. HPO: Residential Builder- Gidda and Lakhvir Aujla at Ess & Ess Enterprises Ltd | Karan Plumbing & Heating Ltd
MP-2023-00070 | 2023-01-17 | 2728 E 26TH AVENUE, Vancouver, BC V5R 1L2 | Mechanical Permit | NULL | NULL | Completed | NULL | Karan Plumbing & Heating Ltd
EP-2023-00519 | 2023-02-06 | 2728 E 26TH AVENUE, Vancouver, BC V5R 1L2 | Electrical Permit | Residential | New | Completed | Installation / Repair - Residential - New duplex, full wiring for duplex Rough in/Finishing. >BP: To construct a 2 storey two-family dwelling with one secondary suite located in the Basement ($661,165) with a detached accessory building (garage) and 1 open parking at the rear providing 3 parking spaces, having vehicular access from the lane. Note: The entire building, INCLUDING THE ATTACHED GARAGE (if applicable), to be sprinklered to 2 x NFPA 13D 1. Covenant registered at the Land Title Office under CA9942410 2. No A/C proposed 3. Schedule B: (S.N.Biswas) P.Eng (604.250.8666) Structural & Geotechnical 4. HPO: Residential Builder- Gidda and Lakhvir Aujla at Ess & Ess Enterprises Ltd | ORBIT ENERGY CONTROLS LTD
PP-2022-04476 | 2022-12-15 | 2728 E 26TH AVENUE, Vancouver, BC V5R 1L2 | Plumbing Permit | Residential | New | Completed | Residential - Underground sump | GNA Contracting Ltd
EP-2023-10605 | 2023-11-24 | 2742 E 26TH AVENUE, Vancouver, BC V5R 1L2 | Electrical Permit | Residential | New | Completed | Installation / Repair - Residential - Replace 100amp main panel with 100amp main panel, Breakers to match no alteration to branch circuits or service. | BD Electrical Ltd
EP-2023-01512 | 2023-03-06 | 3507 E 24TH AVENUE, Vancouver, BC V5R 1G7 | Electrical Permit | Residential | Tenant Improvement | Completed | Installation / Repair - Residential - Electrical installation of mini split system *MP-2023-00240 | Moore And Russell Heating And Air Conditioning Ltd
MP-2023-00240 | 2023-02-22 | 3507 E 24TH AVENUE, Vancouver, BC V5R 1G7 | Mechanical Permit | NULL | NULL | Completed | NULL | Moore And Russell Heating And Air Conditioning Ltd
GP-2023-04241 | 2024-01-02 | 3538 E 24TH AVENUE, Vancouver, BC V5R 1G8 | Gas Permit | Residential | Addition | Completed | Residential - Combi Boiler re/re 199,000 BTU | HAMZEH GERAMI Dba Nation Heating & Cooling
GP-2022-03236 | 2022-10-20 | 3553 E 24TH AVENUE, Vancouver, BC V5R 1G7 | Gas Permit | Residential | Tenant Improvement | Completed | Residential - replace furnace and water heater | Coleman Heating Inc
NULL | NULL | 3569 E 24TH AVENUE, Vancouver, BC V5R 1G7 | Gas Permit | Residential | New | Draft | Residential - Re and re hot water tank | ASAP Plumbing & Heating Ltd
NULL | NULL | 3569 E 24TH AVENUE, Vancouver, BC V5R 1G7 | Gas Permit | Residential | New | Withdrawn | Residential - Re and re hot water tank | ASAP Plumbing & Heating Ltd
GP-2023-04004 | 2023-12-15 | 3569 E 24TH AVENUE, Vancouver, BC V5R 1G7 | Gas Permit | Residential | New | Completed | Residential - Re and re hot water heater | ASAP Plumbing & Heating Ltd
EP-2023-03729 | 2023-05-01 | 3415 E 25TH AVENUE, Vancouver, BC V5R 1J9 | Electrical Permit | Residential | Renovation - Dwelling Unit(s) only | Completed | Installation / Repair - Residential - Install new consumer's service to re-feed house panel, service will be located at new LWH. | Shuming Electric Ltd
GP-2023-03302 | 2023-10-31 | 3419 E 25TH AVENUE, Vancouver, BC V5R 1J9 | Gas Permit | Residential | Renovation | Completed | Residential - Replace gas boiler on ground floor. | Canadian Care Heating & Cooling Ltd
MP-2023-01774 | 2023-10-02 | 3425 E 25TH AVENUE, Vancouver, BC V5R 1J9 | Mechanical Permit | NULL | NULL | Issued | NULL | HKR Plumbing Ltd
PP-2023-03487 | 2023-10-03 | 3425 E 25TH AVENUE, Vancouver, BC V5R 1J9 | Plumbing Permit | Residential | New | Issued | Residential - 1FD+SS- #1 & #2 - Plumbing >DB: To construct a 2 storey single detached house with a secondary suite located in the Basement with an open parking pad, providing 1 parking space, having vehicular access from the 20' Lane. 1. Covenant registered at the Land Title Office under CB452478 2. A/C proposed – Interior component located in upper floor Note: The entire building to be sprinklered to NFPA 13D Note: This is a 2 storey building pursuant to the Zoning and Development By-Law **THIS PERMIT HAS BEEN ISSUED UNDER THE REQUIREMENTS OF VBBL #12511 (2019) ** ***This permit is issued under the VBBL 2019, with updated energy requirements as per bylaw # 12997 effective Jan 01, 2022.*** | HKR Plumbing Ltd
SP-2023-02303 | 2023-12-20 | 3425 E 25TH AVENUE, Vancouver, BC V5R 1J9 | Sprinkler Permit | Residential | New | Issued | Residential - NEW HOME >>Note: The entire building to be sprinklered to NFPA 13D >BP: To construct a 2 storey single detached house with a secondary suite located in the Basement ($703,250) with an open parking pad, providing 1 parking space, having vehicular access from the 20' Lane. 1. Covenant registered at the Land Title Office under CB452478 2. A/C proposed – Interior component located in upper floor 3. Schedule B: (Shaozhe Guo) P.Eng (778.926.0525) Struct. & Geo. 4. HPO: Residential Builder- L.C. Contracting Ltd. - #28275 Note: This is a 2 storey building pursuant to the Zoning and Development By-Law **THIS PERMIT HAS BEEN ISSUED UNDER THE REQUIREMENTS OF VBBL #12511 (2019) ** | SBMS Construction Ltd
PP-2023-02502 | 2023-07-13 | 3425 E 25TH AVENUE, Vancouver, BC V5R 1J9 | Plumbing Permit | Residential | New | Issued | Residential - 1FD+SS - #1 & #2 - Two Sump No Pump | Canadian Excavating Ltd
EP-2023-08192 | NULL | 3425 E 25TH AVENUE, Vancouver, BC V5R 1J9 | Electrical Permit | Residential | New | Application Incomplete | Installation / Repair - Residential - new house with suite and a laneway house including new 400amp service >BP: To construct a 2 storey single detached house with a secondary suite located in the Basement ($703,250) with an open parking pad, providing 1 parking space, having vehicular access from the 20' Lane. 1. Covenant registered at the Land Title Office under CB452478 2. A/C proposed – Interior component located in upper floor 3. Schedule B: (Shaozhe Guo) P.Eng (778.926.0525) Struct. & Geo. 4. HPO: Residential Builder- L.C. Contracting Ltd. - #28275 Note: The entire building to be sprinklered to NFPA 13D **THIS PERMIT HAS BEEN ISSUED UNDER THE REQUIREMENTS OF VBBL #12511 (2019) ** ***This permit is issued under the VBBL 2019, with updated energy requirements as per bylaw # 12997 effective Jan 01, 2022.*** | Calidad Electrical Ltd
GP-2022-00807 | 2022-03-14 | 3469 E 22ND AVENUE, Vancouver, BC V5M 2Z2 | Gas Permit | Residential | Tenant Improvement | Completed | Residential - re/re boiler **Amend 03/21/2022** Correct address is 3469 E 22 f rom 4660 W 9th | Pioneer Plumbing & Heating Inc
EP-2022-04959 | 2022-06-16 | 3469 E 22ND AVENUE, Vancouver, BC V5M 2Z2 | Electrical Permit | Residential | Renovation - Dwelling Unit(s) only | Completed | Installation / Repair - Residential - Add new circuit in back yard for mini split unit and power for fan | Bisco Electrical Contracting Ltd.
EP-2022-03974 | 2022-05-13 | 844 E 22ND AVENUE, Vancouver, BC V5V 1V7 | Electrical Permit | Residential | Renovation | Completed | Installation / Repair - Residential - Major renovation of existing home (re-wire of 60% of home) No change to existing service. New 100A Sub panel. Lighting throughout >BP: Exterior and interior alterations to provide improvements to this existing one family dwelling with secondary suite on this site. Scope of work: To validate rear deck cover. To validate 2 additional decks in rear yard. Re and re window and door at rear. Add window to east elevation. Relocating utility room in basement. Reinstate interconnecting stairs from main floor to basement. Relocate interior walls. Additional bathroom on upper floor. Renovate main floor kitchen. New finishing throughout. DBI to determine if Peng required. OK for field review as per Rosa Astorino - November 25, 2021 | F & S Electrical Ltd
GP-2022-01252 | 2022-04-22 | 844 E 22ND AVENUE, Vancouver, BC V5V 1V7 | Gas Permit | Residential | Renovation | Completed | Residential - Installation of one boiler, one range and one barbeque box | G2 Mechanical Ltd
PP-2022-01256 | 2022-04-13 | 844 E 22ND AVENUE, Vancouver, BC V5V 1V7 | Plumbing Permit | Residential | Renovation | Completed | Residential - Installation of fixtures in the basement, second floor and third floor Exterior and interior alterations to provide improvements to this existing one family dwelling with secondary suite on this site. Scope of work: To validate rear deck cover. To validate 2 additional decks in rear yard. Re and re window and door at rear. Add window to east elevation. Relocating utility room in basement. Reinstate interconnecting stairs from main floor to basement. Relocate interior walls. Additional bathroom on upper floor. Renovate main floor kitchen. New finishing throughout. | G2 Mechanical Ltd
MP-2024-00098 | 2024-01-24 | 893 E 22ND AVENUE, Vancouver, BC V5V 1V8 | Mechanical Permit | NULL | NULL | Completed | NULL | Ferenc Nagy
EP-2024-00489 | NULL | 893 E 22ND AVENUE, Vancouver, BC V5V 1V8 | Electrical Permit | Residential | New | Application Incomplete | Installation / Repair - Residential - Heat Pump Wiring, Breaker to unit -reference: MP-2024-00098 | Macrae&King Power Inc
GP-2024-00134 | 2024-01-16 | 893 E 22ND AVENUE, Vancouver, BC V5V 1V8 | Gas Permit | Residential | Tenant Improvement | Issued | Residential - replacing furnace and water heater | Coleman Heating Inc
GP-2022-03469 | 2022-11-07 | 3152 E 20TH AVENUE, Vancouver, BC V5M 2V5 | Gas Permit | Residential | New | Completed | Residential - Removed old boiler and install combination boiler | Lew Plumbing And Heating Ltd
EP-2022-02490 | 2022-03-28 | 1484 E 20TH AVENUE, Vancouver, BC V5N 2K6 | Electrical Permit | Residential | New | Expired | Temporary Power - Residential - To provide temporary power. | Kaler Electrical Ltd
SP-2022-00735 | 2022-05-24 | 1484 E 20TH AVENUE, Vancouver, BC V5N 2K6 | Sprinkler Permit | Residential | New | Completed | Residential - Installing new sprinkler system 1FD + SS To construct a 2 storey + basement one-family dwelling with a secondary suite located in the basement with a detached accessory building (garage), at the rear providing 2 parking spaces, having vehicular access from the lane. The entire building, INCLUDING THE ATTACHED GARAGE (if applicable), to be sprinklered to NFPA 13D. Note: This is a 2 storey building pursuant to the Zoning and Development By-Law 1- Covenant registered at the Land Title Office under CA9286714 2- No strata titling permitted 3- A/C unit proposed in rear by sunken patio, int, upper flr closet 4- No 8’ bar sink proposed 5- Schedule B: Ke Jian, Ma, P.Eng (604.599.8890) Structural & Geotechnical 6- HPO: Residential Builder, LaMai Homes Ltd. | Evolution Fire Suppression Ltd
PP-2022-01726 | 2022-05-19 | 1484 E 20TH AVENUE, Vancouver, BC V5N 2K6 | Plumbing Permit | Residential | New | Completed | Residential - sump >BP: 1FD + SS To construct a 2 storey + basement one-family dwelling with a secondary suite located in the basement with a detached accessory building (garage), at the rear providing 2 parking spaces, having vehicular access from the lane. The entire building, INCLUDING THE ATTACHED GARAGE (if applicable), to be sprinklered to NFPA 13D. Note: This is a 2 storey building pursuant to the Zoning and Development By-Law 1- Covenant registered at the Land Title Office under CA9286714 2- No strata titling permitted 3- A/C unit proposed in rear by sunken patio, int, upper flr closet 4- No 8’ bar sink proposed 5- Schedule B: Ke Jian, Ma, P.Eng (604.599.8890) Structural & Geotechnical 6- HPO: Residential Builder, LaMai Homes Ltd. "Combustible projections or roof soffits on an exposing building face shall not project to less than .45m from the property line and shall be in compliance with VBBL 2014 9.10.15.5.(9) Any alterations or conversions to the attached garage (if applicable) to habitable living space shall not be permitted without first obtaining the approval of the Director of Planning and the Chief Building Official. Thermal protection measures and Laneway house design guidelines shall be required to be met prior to the approval of the conversion. ******THIS PERMIT HAS BEEN ISSUED UNDER THE REQUIREMENTS OF VBBL 2019 Addressing Data #1-1484 E 20th Av - One Family Dwelling (1st & 2nd floor) #2-1484 E 20th Av - Secondary Suite (basement) | Van-City Excavating Ltd
EP-2022-09252 | 2022-11-01 | 1484 E 20TH AVENUE, Vancouver, BC V5N 2K6 | Electrical Permit | Residential | New | Completed | Installation / Repair - Residential - Rough in and plating of security, tv, telephone, intercom >>BP: 1FD + SS To construct a 2 storey + basement one-family dwelling with a secondary suite located in the basement with a detached accessory building (garage), at the rear providing 2 parking spaces, having vehicular access from the lane. The entire building, INCLUDING THE ATTACHED GARAGE (if applicable), to be sprinklered to NFPA 13D. Note: This is a 2 storey building pursuant to the Zoning and Development By-Law 1- Covenant registered at the Land Title Office under CA9286714 2- No strata titling permitted 3- A/C unit proposed in rear by sunken patio, int, upper flr closet 4- No 8’ bar sink proposed 5- Schedule B: Ke Jian, Ma, P.Eng (604.599.8890) Structural & Geotechnical 6- HPO: Residential Builder, LaMai Homes Ltd. "Combustible projections or roof soffits on an exposing building face shall not project to less than .45m from the property line and shall be in compliance with VBBL 2014 9.10.15.5.(9) Any alterations or conversions to the attached garage (if applicable) to habitable living space shall not be permitted without first obtaining the approval of the Director of Planning and the Chief Building Official. Thermal protection measures and Laneway house design guidelines shall be required to be met prior to the approval of the conversion. ******THIS PERMIT HAS BEEN ISSUED UNDER THE REQUIREMENTS OF VBBL 2019 | Tuong Su
GP-2022-03377 | 2022-11-01 | 1484 E 20TH AVENUE, Vancouver, BC V5N 2K6 | Gas Permit | Residential | New | Completed | Residential - Installation of gas piping with black iron pipes. >BP: 1FD + SS To construct a 2 storey + basement one-family dwelling with a secondary suite located in the basement with a detached accessory building (garage), at the rear providing 2 parking spaces, having vehicular access from the lane. The entire building, INCLUDING THE ATTACHED GARAGE (if applicable), to be sprinklered to NFPA 13D. Note: This is a 2 storey building pursuant to the Zoning and Development By-Law 1- Covenant registered at the Land Title Office under CA9286714 2- No strata titling permitted 3- A/C unit proposed in rear by sunken patio, int, upper flr closet 4- No 8’ bar sink proposed 5- Schedule B: Ke Jian, Ma, P.Eng (604.599.8890) Structural & Geotechnical 6- HPO: Residential Builder, LaMai Homes Ltd. "Combustible projections or roof soffits on an exposing building face shall not project to less than .45m from the property line and shall be in compliance with VBBL 2014 9.10.15.5.(9) Any alterations or conversions to the attached garage (if applicable) to habitable living space shall not be permitted without first obtaining the approval of the Director of Planning and the Chief Building Official. Thermal protection measures and Laneway house design guidelines shall be required to be met prior to the approval of the conversion. ******THIS PERMIT HAS BEEN ISSUED UNDER THE REQUIREMENTS OF VBBL 2019 | AQUIFER MECHANICAL
EP-2022-08799 | 2022-10-18 | 1484 E 20TH AVENUE, Vancouver, BC V5N 2K6 | Electrical Permit | Residential | New | Completed | Installation / Repair - Residential - rough wire ,service, underground and finishing. >BP: To construct a 2 storey + basement one-family dwelling with a secondary suite located in the basement with a detached accessory building (garage), at the rear providing 2 parking spaces, having vehicular access from the lane. The entire building, INCLUDING THE ATTACHED GARAGE (if applicable), to be sprinklered to NFPA 13D. Note: This is a 2 storey building pursuant to the Zoning and Development By-Law 1- Covenant registered at the Land Title Office under CA9286714 2- No strata titling permitted 3- A/C unit proposed in rear by sunken patio, int, upper flr closet 4- No 8’ bar sink proposed 5- Schedule B: Ke Jian, Ma, P.Eng (604.599.8890) Structural & Geotechnical 6- HPO: Residential Builder, LaMai Homes Ltd. "Combustible projections or roof soffits on an exposing building face shall not project to less than .45m from the property line and shall be in compliance with VBBL 2014 9.10.15.5.(9) Any alterations or conversions to the attached garage (if applicable) to habitable living space shall not be permitted without first obtaining the approval of the Director of Planning and the Chief Building Official. Thermal protection measures and Laneway house design guidelines shall be required to be met prior to the approval of the conversion. ******THIS PERMIT HAS BEEN ISSUED UNDER THE REQUIREMENTS OF VBBL 2019 | Kaler Electrical Ltd
PP-2022-02645 | 2022-07-28 | 1484 E 20TH AVENUE, Vancouver, BC V5N 2K6 | Plumbing Permit | Residential | New | Completed | Residential - 1FD+SS - #1 & #2 - Waterlines tubs and showers installation Fixtures installation To construct a 2 storey + basement one-family dwelling with a secondary suite located in the basement with a detached accessory building (garage), at the rear providing 2 parking spaces, having vehicular access from the lane. The entire building, INCLUDING THE ATTACHED GARAGE (if applicable), to be sprinklered to NFPA 13D. Note: This is a 2 storey building pursuant to the Zoning and Development By-Law 1- Covenant registered at the Land Title Office under CA9286714 2- No strata titling permitted 3- A/C unit proposed in rear by sunken patio, int, upper flr closet 4- No 8’ bar sink proposed | AQUIFER MECHANICAL
GP-2022-02828 | 2022-09-20 | 2756 E 21ST AVENUE, Vancouver, BC V5M 2W2 | Gas Permit | Residential | Renovation | Completed | Residential - Re/re of existing hot water tank with tankless water heater. | 1236318 BC Ltd DBA Aquatech Vancouver
EP-2023-04310 | 2023-06-01 | 2851 E 21ST AVENUE, Vancouver, BC V5M 2W5 | Electrical Permit | Residential | Addition | Completed | Installation / Repair - Residential - EVSE installation | PERFICIENT ELECTRIC LTD
GP-2022-00019 | 2022-01-07 | 3010 E 21ST AVENUE, Vancouver, BC V5M 2W7 | Gas Permit | Residential | Renovation | Completed | Residential - Replacement 1 66,000 BTU boiler and 1 50 gallon atmospheric hot water tank | Anastase Vlassopoulos DBA Taso Services
GP-2022-03632 | 2022-11-18 | 3055 E 21ST AVENUE, Vancouver, BC V5M 2W6 | Gas Permit | Residential | Renovation | Completed | Residential - 2 Stage Variable Furnace Installation | Hillcrest Plumbing & Heating (1991) Ltd
SP-2022-01519 | 2022-09-16 | 3578 E 24TH AVENUE, Vancouver, BC V5R 1G8 | Sprinkler Permit | Residential | New | Completed | Residential - 2FS+SS -FRONT - 3578 E 24TH AV - #1 & #2 - NEW HOME BACK - 3576 W 32ND AV >DB: To construct a two-storey two-family dwelling with one secondary suites (front unit) located in the basement, with a detached accessory building (garage) at the rear providing 2 parking spaces, having vehicular access from the lane. Note: This is a 2 storey building pursuant to the Zoning and Development By-Law 1. Covenant registered at the Land Title Office under CA9350438 2. No strata titling permitted 3. A/C units proposed 4. Bar sinks proposed | SBMS Construction Ltd
GP-2022-02708 | 2022-09-09 | 3578 E 24TH AVENUE, Vancouver, BC V5R 1G8 | Gas Permit | Residential | New | Completed | Residential - To install 2 boiler 2 range & 2 BBQ for: >BP: To construct a two-storey two-family dwelling with one secondary suites (front unit) ($690,250) located in the basement, with a detached accessory building (garage) at the rear providing 2 parking spaces, having vehicular access from the lane. | Symbolistic Heating Ltd
EP-2022-07580 | 2022-09-22 | 3578 E 24TH AVENUE, Vancouver, BC V5R 1G8 | Electrical Permit | Residential | New | Completed | Installation / Repair - Residential - 2FD+SS - FRONT - 3578 E 24TH AV - #1 & #2 - BACK - 3576 24TH AV rough wiring, finishing and service of duplex home. Main Service - 200 amps 3576 - 125 amps 3578 - 125 amps >DB: To construct a two-storey two-family dwelling with one secondary suites (front unit) located in the basement, with a detached accessory building (garage) at the rear providing 2 parking spaces, having vehicular access from the lane. Note: This is a 2 storey building pursuant to the Zoning and Development By-Law 1. Covenant registered at the Land Title Office under CA9350438 2. No strata titling permitted 3. A/C units proposed 4. Bar sinks proposed | OPTIMUM ELECTRICAL LTD
EP-2022-07747 | 2022-09-15 | 3578 E 24TH AVENUE, Vancouver, BC V5R 1G8 | Electrical Permit | Residential | New | Completed | Installation / Repair - Residential - Extra low voltage, tv ,data,and security system instalation -Complete Security Alarm System >BP: To construct a two-storey two-family dwelling with one secondary suites (front unit) ($690,250) located in the basement, with a detached accessory building (garage) at the rear providing 2 parking spaces, having vehicular access from the lane. | Smarthomes Security Ltd.
NULL | NULL | 3578 E 24TH AVENUE, Vancouver, BC V5R 1G8 | Plumbing Permit | Residential | New | Withdrawn | Residential - New plumbing | A P Plumbing & Heating Ltd
PP-2022-02236 | 2022-06-24 | 3578 E 24TH AVENUE, Vancouver, BC V5R 1G8 | Plumbing Permit | Residential | New | Completed | Residential - Duplex with secondary suite >BP: To construct a two-storey two-family dwelling with one secondary suites (front unit) ($690,250) located in the basement, with a detached accessory building (garage) at the rear providing 2 parking spaces, having vehicular access from the lane. Note: This is a 2 storey building pursuant to the Zoning and Development By-Law 1. Covenant registered at the Land Title Office under CA9350438 2. No strata titling permitted 3. A/C units proposed 4. Bar sinks proposed 5. Schedule B: MD SHAHIDUL ALAM P Eng. (604-653-7475) Structural & Geotechnical 6. HPO: Residential Builder – Budget Homes Ltd 7. Entire Building to sprinkler NFPA 13-D | A P Plumbing & Heating Ltd
PP-2023-00782 | 2023-03-08 | 3578 E 24TH AVENUE, Vancouver, BC V5R 1G8 | Plumbing Permit | Residential | New | Completed | Residential - 2FD+SS - FRONT - 3578 E 24TH AV - #1 & #2 BACK - 3576 E 24TH AV install 3/4" DCVA - LAWN IRRIGATION | Permanent Irrigation DBA: SUPREME SPRINKLERS INC.
PP-2022-01762 | 2022-05-25 | 3578 E 24TH AVENUE, Vancouver, BC V5R 1G8 | Plumbing Permit | Residential | New | Completed | Residential - sump >BP: To construct a two-storey two-family dwelling with one secondary suites (front unit) ($690,250) located in the basement, with a detached accessory building (garage) at the rear providing 2 parking spaces, having vehicular access from the lane. Note: This is a 2 storey building pursuant to the Zoning and Development By-Law 1. Covenant registered at the Land Title Office under CA9350438 2. No strata titling permitted 3. A/C units proposed 4. Bar sinks proposed 5. Schedule B: MD SHAHIDUL ALAM P Eng. (604-653-7475) Structural & Geotechnical 6. HPO: Residential Builder – Budget Homes Ltd 7. Entire Building to sprinkler NFPA 13-D Address Note: FRONT UNIT #1-3578 E 24th Av - One Family Dwelling (1st & 2nd floor) #2-3578 E 24th Av - Secondary Suite (basement) BACK UNIT 3576 W 32nd Av - One Family Dwelling (1st & 2nd floor) Address and suite numbers assigned as per approved plans for Fire and Emergency response. The address numbers are to be posted on the building to be visible from the street and the suite numbers are to be posted at the suite entries in accordance with the Building By-law prior to final inspection. ****ALL PROJECT COORINATOR NOTES HAS BEEN ACCEPTED BY THE APPLICANT**** ******THIS PERMIT HAS BEEN ISSUED UNDER THE REQUIREMENTS OF VBBL #12511 (2019)****** | Metro Contracting Ltd
EP-2022-02836 | 2022-04-07 | 3578 E 24TH AVENUE, Vancouver, BC V5R 1G8 | Electrical Permit | Residential | New | Expired | Temporary Power - Residential - To provide temporary power. Amend: Apr 19, 2022 amend address, the site address is 3578 E 24th Ave not 3576. | OPTIMUM ELECTRICAL LTD
GP-2022-04136 | 2022-12-27 | 3586 E 24TH AVENUE, Vancouver, BC V5R 1G8 | Gas Permit | Residential | Addition | Completed | Residential - RE & RE BOILER | B C Furnace Service Ltd
GP-2023-01427 | 2023-05-03 | 3656 E 24TH AVENUE, Vancouver, BC V5R 1H1 | Gas Permit | Residential | Tenant Improvement | Completed | Residential - Replacement of 1 gas fired furnace 60,000BTU | Division Mechanical Ltd
GP-2023-03067 | 2023-10-14 | 2056 E 25TH AVENUE, Vancouver, BC V5N 2V6 | Gas Permit | Residential | Renovation | Issued | Residential - a gas furnace replacement | Vanheat Services Ltd
GP-2023-02951 | 2023-10-06 | 1136 E 26TH AVENUE, Vancouver, BC V5V 2J7 | Gas Permit | Residential | New | Completed | Residential - 1 Range & 1 Dryer Fisher & Paykel 30" Gas Range LG 27" Front-Load Gas Dryer >BP: To construct a two storey two-family dwelling with a detached accessory building (garage) at the rear providing two parking spaces having vehicular access from the lane. | Han Appliances & Refrigeration Ltd
GP-2022-03842 | 2022-12-02 | 1136 E 26TH AVENUE, Vancouver, BC V5V 2J7 | Gas Permit | Residential | New | Completed | Residential - this is for a duplex. Installation of 2 gas fireplace's One for each side. | Urban Fireplaces Ltd
EP-2022-09652 | 2022-11-15 | 1136 E 26TH AVENUE, Vancouver, BC V5V 2J7 | Electrical Permit | Residential | New | Expired | Temporary Power - Residential - To provide temporary power. | Villa Electric (1980) Ltd
EP-2022-09629 | 2022-11-15 | 1136 E 26TH AVENUE, Vancouver, BC V5V 2J7 | Electrical Permit | Residential | New | Completed | Installation / Repair - Residential - extra low voltage structured wiring security cameras network security alarm >>BP: 2FD To construct a two storey two-family dwelling with a detached accessory building (garage) at the rear providing two parking spaces having vehicular access from the lane. The entire building, INCLUDING THE ATTACHED GARAGE (if applicable), to be sprinklered to 2x NFPA 13D. Note: This is a 2 storey building pursuant to the Zoning and Development By-Law 1. Heat Pump unit proposed x2 front & rear, int. crawl space 2. No bar sink proposed 3. Schedule B: Henry S. N. Hsu P.Eng (604.322.7158) Structural & Geotechnical 4. HPO: Residential Builder, G.Westover Management Ltd. ******THIS PERMIT HAS BEEN ISSUED UNDER THE REQUIREMENTS OF VBBL 2019 | Graytek Solutions Ltd
SP-2022-01881 | 2022-11-17 | 1136 E 26TH AVENUE, Vancouver, BC V5V 2J7 | Sprinkler Permit | Residential | New | Completed | Residential - new fire sprinkler system 2FD To construct a two storey two-family dwelling with a detached accessory building (garage) at the rear providing two parking spaces having vehicular access from the lane. The entire building, INCLUDING THE ATTACHED GARAGE (if applicable), to be sprinklered to 2x NFPA 13D. Note: This is a 2 storey building pursuant to the Zoning and Development By-Law 1. Heat Pump unit proposed x2 front & rear, int. crawl space 2. No bar sink proposed 3. Schedule B: Henry S. N. Hsu P.Eng (604.322.7158) Structural & Geotechnical 4. HPO: Residential Builder, G.Westover Management Ltd. | Mainland Fire Protection Ltd
PP-2022-03573 | 2022-10-13 | 1136 E 26TH AVENUE, Vancouver, BC V5V 2J7 | Plumbing Permit | Residential | New | Completed | Residential - Plumbing for Duplex >BP: 2FD To construct a two storey two-family dwelling with a detached accessory building (garage) at the rear providing two parking spaces having vehicular access from the lane. The entire building, INCLUDING THE ATTACHED GARAGE (if applicable), to be sprinklered to 2x NFPA 13D. Note: This is a 2 storey building pursuant to the Zoning and Development By-Law 1. Heat Pump unit proposed x2 front & rear, int. crawl space 2. No bar sink proposed 3. Schedule B: Henry S. N. Hsu P.Eng (604.322.7158) Structural & Geotechnical 4. HPO: Residential Builder, G.Westover Management Ltd. | T K Plumbing Ltd
NULL | NULL | 1136 E 26TH AVENUE, Vancouver, BC V5V 2J7 | Plumbing Permit | Residential | New | Draft | Residential - Plumbing for new duplex | NULL
GP-2022-03135 | 2022-12-21 | 1136 E 26TH AVENUE, Vancouver, BC V5V 2J7 | Gas Permit | Residential | New | Completed | Residential - Piping only to fireplaces and bbqs Piping and final hook up to range and dryer. Underground gas pipe to back side of duplex. >BP: 2FD To construct a two storey two-family dwelling with a detached accessory building (garage) at the rear providing two parking spaces having vehicular access from the lane. The entire building, INCLUDING THE ATTACHED GARAGE (if applicable), to be sprinklered to 2x NFPA 13D. Note: This is a 2 storey building pursuant to the Zoning and Development By-Law 1. Heat Pump unit proposed x2 front & rear, int. crawl space 2. No bar sink proposed 3. Schedule B: Henry S. N. Hsu P.Eng (604.322.7158) Structural & Geotechnical 4. HPO: Residential Builder, G.Westover Management Ltd. "Combustible projections or roof soffits on an exposing building face shall not project to less than .45m from the property line and shall be in compliance with VBBL 2014 9.10.15.5.(9)" Any alterations or conversions to the attached garage (if applicable) to habitable living space shall not be permitted without first obtaining the approval of the Director of Planning and the Chief Building Official. Thermal protection measures and Laneway house design guidelines shall be required to be met prior to the approval of the conversion. ******THIS PERMIT HAS BEEN ISSUED UNDER THE REQUIREMENTS OF VBBL 2019 Addressing data: FRONT UNIT 1136 E 26th Av - One Family Dwelling (north side 1st-2nd floor) BACK UNIT 1138 E 26th Av - One Family Dwelling (south side 1st-2nd floor) | Gaspar Lazar
GP-2022-03136 | NULL | 1136 E 26TH AVENUE, Vancouver, BC V5V 2J7 | Gas Permit | Residential | New | Withdrawn | Residential - Gas piping only to fireplace and bbq. Also piping to range and dryer including final hook ups. | Gaspar Lazar
PP-2022-02310 | 2022-06-30 | 1136 E 26TH AVENUE, Vancouver, BC V5V 2J7 | Plumbing Permit | Residential | New | Completed | Residential - Sump | PTL Contracting Ltd
EP-2022-05948 | 2022-07-22 | 1136 E 26TH AVENUE, Vancouver, BC V5V 2J7 | Electrical Permit | Residential | New | Completed | Installation / Repair - Residential - New Wiring of - 2 SFD (Front/Back Duplex) 1 Detached garage >BP: FD To construct a two storey two-family dwelling with a detached accessory building (garage) at the rear providing two parking spaces having vehicular access from the lane. The entire building, INCLUDING THE ATTACHED GARAGE (if applicable), to be sprinklered to 2x NFPA 13D. Note: This is a 2 storey building pursuant to the Zoning and Development By-Law 1. Heat Pump unit proposed x2 front & rear, int. crawl space 2. No bar sink proposed 3. Schedule B: Henry S. N. Hsu P.Eng (604.322.7158) Structural & Geotechnical 4. HPO: Residential Builder, G.Westover Management Ltd. | Villa Electric (1980) Ltd
EP-2023-07833 | 2023-09-07 | 1142 E 26TH AVENUE, Vancouver, BC V5V 2J7 | Electrical Permit | Residential | Addition | Completed | Installation / Repair - Residential - 3 ton heat pump outdoor unit wiring. *An approved mechanical permit is required for the installation of air conditioning or heat pump unit at the time of installation before an electrical inspection will be performed | Four Stones Electric Ltd
MP-2023-02141 | 2023-12-07 | 1142 E 26TH AVENUE, Vancouver, BC V5V 2J7 | Mechanical Permit | NULL | NULL | Completed | NULL | Alliance Total Solution Inc
GP-2023-03241 | 2023-10-26 | 1150 E 26TH AVENUE, Vancouver, BC V5V 2J7 | Gas Permit | Residential | Tenant Improvement | Completed | Residential - Heating & hot water combi boiler replacement | Wah Fai Plumbing & Heating Inc
EP-2022-10408 | 2022-12-08 | 1174 E 26TH AVENUE, Vancouver, BC V5V 2J7 | Electrical Permit | Residential | New | Expired | Temporary Power - Residential - To provide temporary power. | Santec Electric Inc
SP-2023-00114 | 2023-02-27 | 1174 E 26TH AVENUE, Vancouver, BC V5V 2J7 | Sprinkler Permit | Residential | New | Completed | Residential - New sprinkler system >BP: To construct a 3-storey residential building containing 2 dwelling units at the front of lot ($767,900) and to stratify the lot. Schedule B (Architectural - Item 1.5, Structural and Geotechnical), Alan Prahalad, P.Eng (604-831-1431) provided for this project. Building Review Branch Notes: 1. This permit has been reviewed under the requirements of VBBL 2019 2. Entire building to be sprinklered to NFPA 13D 3. See BP-2022-05125 for Building 2 on site (1 dwelling unit Infill with 1-car attached garage) | Haven Fire Protection Ltd
EP-2023-04969 | 2023-06-05 | 1174 E 26TH AVENUE, Vancouver, BC V5V 2J7 | Electrical Permit | Residential | New | Completed | Installation / Repair - Residential - Security alarm, internet, camera, tel, tv, data, speaker rough-in & completion. >BP: To construct a 3-storey residential building containing 2 dwelling units at the front of lot ($767,900) and to stratify the lot. Schedule B (Architectural - Item 1.5, Structural and Geotechnical), Alan Prahalad, P.Eng (604-831-1431) provided for this project. Building Review Branch Notes: 1. This permit has been reviewed under the requirements of VBBL 2019 2. Entire building to be sprinklered to NFPA 13D 3. See BP-2022-05125 for Building 2 on site (1 dwelling unit Infill with 1-car attached garage) | Repel Security Systems Ltd
GP-2023-01655 | 2023-05-26 | 1174 E 26TH AVENUE, Vancouver, BC V5V 2J7 | Gas Permit | Residential | New | Completed | Residential - 2 gas range 2 bbq and piping for 2 fireplaces >BP: To construct a 3-storey residential building containing 2 dwelling units | JOT MECHANICAL LTD
PP-2023-00802 | 2023-03-09 | 1174 E 26TH AVENUE, Vancouver, BC V5V 2J7 | Plumbing Permit | Residential | New | Completed | Residential - 2FD - ROUGH IN AND INSTALL FIXTURES >BP: To construct a 3-storey residential building containing 2 dwelling units at the front of lot and to stratify the lot. Building Review Branch Notes: 1. This permit has been reviewed under the requirements of VBBL 2019 2. Entire building to be sprinklered to NFPA 13D 3. See BP-2022-05125 for Building 2 on site (1 dwelling unit Infill with 1-car attached garage) | Parm Plumbing & heating Ltd
PP-2023-00839 | 2023-03-13 | 1174 E 26TH AVENUE, Vancouver, BC V5V 2J7 | Plumbing Permit | Residential | New | Completed | Residential - sump installation | Kingsman Excavating Ltd.
EP-2023-01363 | 2023-02-24 | 1174 E 26TH AVENUE, Vancouver, BC V5V 2J7 | Electrical Permit | Residential | New | Completed | Installation / Repair - Residential - New 2 Family Dwelling Electrical Wiring plus Infill House >BP: To construct a 3-storey residential building containing 2 dwelling units at the front of lot ($767,900) and to stratify the lot. Schedule B (Architectural - Item 1.5, Structural and Geotechnical), Alan Prahalad, P.Eng (604-831-1431) provided for this project. Building Review Branch Notes: 1. This permit has been reviewed under the requirements of VBBL 2019 2. Entire building to be sprinklered to NFPA 13D 3. See BP-2022-05125 for Building 2 on site (1 dwelling unit Infill with 1-car attached garage) | Santec Electric Inc
MP-2023-00682 | 2023-04-23 | 1174 E 26TH AVENUE, Vancouver, BC V5V 2J7 | Mechanical Permit | NULL | NULL | Completed | NULL | Ultimate Choice Air Conditioning & Renovations Ltd
GP-2023-01290 | 2023-04-20 | 1174 E 26TH AVENUE, Vancouver, BC V5V 2J7 | Gas Permit | Residential | New | Completed | Residential - Main house fireplace >BP: To construct a 3-storey residential building containing 2 dwelling units at the front of lot and to stratify the lot. May 24/2023-AMEND -Adding Two more gas fireplace , 30000BTU each | Canadian Fireplace Ltd
EP-2022-01716 | 2022-03-04 | 521 E 20TH AVENUE, Vancouver, BC V5V 1M7 | Electrical Permit | Residential | Addition | Completed | Installation / Repair - Residential - Installation of a 8.88kW solar array (24 PV Modules, 6 Utility Interactive Inverters). >BP: To construct a 2 1/2 storey CHBA Net Zero one-family dwelling ($539,000.00) with a detached accessory building (garage), at the rear providing 2 parking spaces, having vehicular access from the lane. Note: This is a 2 1/2 storey building pursuant to the Zoning and Development By-Law *Part 5 horizontal unvented assembly* *solar panels located on the roof of the house and garage* 1- No bar/Sink proposed 2- No A/C unit proposed 3- Schedule B: CARLOS CHIU P.Eng (604-737-9830) Structural 3- Schedule B: WARD PHILLIPS P.Eng (604-716-8881) Geotechnical 3- Schedule B: JASON HUI P.Eng (778-319-3403) Architectural 3- Schedule A: JASON HUI P.Eng 3- Schedule D: JASON HUI P.Eng 4- HPO: Residential Builder- Averra Developments Inc 5- Rev #1: Exterior heat pump proposed in rear yard ****residential projects will now require schedule B as part of the sprinkler application**** ******THIS PERMIT HAS BEEN ISSUED UNDER THE REQUIREMENTS OF VBBL 2019 (#12511)****** NOTE: A Pre-Construction survey should be completed on the neighboring residences prior to the beginning of construction activities. Additionally, conduct vibration monitoring at the initial stages of pile driving to characterize the vibration levels; The owner/ Geotechnical engineer to keep record that they have not caused any settlement to adjacent properties. Records to be submitted to DBI for final inspection. | Terratek Energy Solutions Inc
GP-2022-03226 | 2022-10-20 | 546 E 20TH AVENUE, Vancouver, BC V5V 1M8 | Gas Permit | Residential | Renovation | Completed | Residential - Replacing existing boiler for new boiler | Superstar Plumbing Heating & Sprinkler Supplies Ltd
PP-2022-00865 | 2022-03-14 | 566 E 20TH AVENUE, Vancouver, BC V5V 1M8 | Plumbing Permit | Residential | New | Completed | Residential - 2FD+2 LOCK OFF UNITS - WEST UNIT - 566 E 20TH AV - #1 & #2 EAST UNIT - 568 E 20TH AV - #1 & #2 installation of sump To construct a two-storey two-family dwelling with two lock-off unit located in the basement, with a detached accessory building (garage) at the rear providing 2 parking spaces, having vehicular access from the lane. Note: This is a 2 storey building pursuant to the Zoning and Development By-Law 1. Covenant registered at the Land Title Office under CA9326483 to CA9326484 2. A/C proposed – Exterior component located in Rear, Interior component located in Upper floor 3. No bar sink proposed | J B Siteworks Inc
GP-2022-01610 | 2022-05-27 | 566 E 20TH AVENUE, Vancouver, BC V5V 1M8 | Gas Permit | Residential | New | Completed | Residential - 566 e20 ave to install 1 boiler 1 range 1 bbq 1 fireplace fireplace piping only 568 e20 ave to install 1 boiler 1 range 1 bbq 1 fireplace fireplace piping only >BP: To construct a two-storey two-family dwelling with two lock-off unit ($700,000) located in the basement, with a detached accessory building (garage) at the rear providing 2 parking spaces, having vehicular access from the lane. Note: This Building Permit will remain in a suspended status until the associated (green) Demolition Permit BP-2021-03078 is completed. Note: This is a 2 storey building pursuant to the Zoning and Development By-Law 1. Covenant registered at the Land Title Office under CA9326483 to CA9326484 2. A/C proposed – Exterior component located in Rear, Interior component located in Upper floor 3. No bar sink proposed 4. Schedule B: (G. Bozsik) P.Eng (604.431.0055) and (M.S. Alam) P.Eng (604.653.7475) Structural 5. Schedule B: (Z. Guan) P.Eng (778.868.5635) Geotechnical 6. HPO: Residential Builder- Anmol Holding Ltd Address Note: Principle Dwelling (West): 566 E 20th Av Principle Dwelling (East): 568 E 20th Av Addresses have been assigned per the approved plans, access to the rear unit is from the south side. This access must be provided & maintained at all times and the building addresses posted to be visible from the street in accordance with the Building By-law. Note: Building Permit DB-2021-03077 has been suspended pending completion of the associated (green) Demolition Permit BP-2021-03078. ******THIS PERMIT HAS BEEN ISSUED UNDER THE REQUIREMENTS OF VBBL #12511 (2019)****** | Symbolistic Heating Ltd
EP-2022-04254 | 2022-05-25 | 566 E 20TH AVENUE, Vancouver, BC V5V 1M8 | Electrical Permit | Residential | New | Completed | Installation / Repair - Residential - Rough wire and finishing of duplex units >BP: To construct a two-storey two-family dwelling with two lock-off unit ($700,000) located in the basement, with a detached accessory building (garage) at the rear providing 2 parking spaces, having vehicular access from the lane. Note: This is a 2 storey building pursuant to the Zoning and Development By-Law 1. Covenant registered at the Land Title Office under CA9326483 to CA9326484 2. A/C proposed – Exterior component located in Rear, Interior component located in Upper floor 3. No bar sink proposed 4. Schedule B: (G. Bozsik) P.Eng (604.431.0055) and (M.S. Alam) P.Eng (604.653.7475) Structural 5. Schedule B: (Z. Guan) P.Eng (778.868.5635) Geotechnical 6. HPO: Residential Builder- Anmol Holding Ltd | Hayat Electrical Ltd
SP-2022-00897 | 2022-06-06 | 566 E 20TH AVENUE, Vancouver, BC V5V 1M8 | Sprinkler Permit | Residential | New | Completed | Residential - Install sprinklers in duplex To construct a two-storey two-family dwelling with two lock-off unit located in the basement, with a detached accessory building (garage) at the rear providing 2 parking spaces, having vehicular access from the lane. Note: This is a 2 storey building pursuant to the Zoning and Development By-Law 1. Covenant registered at the Land Title Office under CA9326483 to CA9326484 2. A/C proposed – Exterior component located in Rear, Interior component located in Upper floor 3. No bar sink proposed 4. Schedule B: (G. Bozsik) P.Eng (604.431.0055) and (M.S. Alam) P.Eng (604.653.7475) Structural 5. Schedule B: (Z. Guan) P.Eng (778.868.5635) Geotechnical 6. HPO: Residential Builder- Anmol Holding Ltd | Gold Key Fire Protection Ltd
GP-2022-01701 | 2022-06-05 | 566 E 20TH AVENUE, Vancouver, BC V5V 1M8 | Gas Permit | Residential | New | Completed | Residential - Venting and hook up only for fireplaces | ORAY FIREPLACES LTD
EP-2022-04713 | 2022-06-06 | 566 E 20TH AVENUE, Vancouver, BC V5V 1M8 | Electrical Permit | Residential | New | Completed | Installation / Repair - Residential - tv,telephone,alarm prewire and complete >BP: To construct a two-storey two-family dwelling with two lock-off unit ($700,000) located in the basement, with a detached accessory building (garage) at the rear providing 2 parking spaces, having vehicular access from the lane. Note: This Building Permit will remain in a suspended status until the associated (green) Demolition Permit BP-2021-03078 is completed. Note: This is a 2 storey building pursuant to the Zoning and Development By-Law 1. Covenant registered at the Land Title Office under CA9326483 to CA9326484 2. A/C proposed – Exterior component located in Rear, Interior component located in Upper floor 3. No bar sink proposed 4. Schedule B: (G. Bozsik) P.Eng (604.431.0055) and (M.S. Alam) P.Eng (604.653.7475) Structural 5. Schedule B: (Z. Guan) P.Eng (778.868.5635) Geotechnical 6. HPO: Residential Builder- Anmol Holding Ltd Address Note: Principle Dwelling (West): 566 E 20th Av Principle Dwelling (East): 568 E 20th Av Addresses have been assigned per the approved plans, access to the rear unit is from the south side. This access must be provided & maintained at all times and the building addresses posted to be visible from the street in accordance with the Building By-law. Note: Building Permit DB-2021-03077 has been suspended pending completion of the associated (green) Demolition Permit BP-2021-03078. ******THIS PERMIT HAS BEEN ISSUED UNDER THE REQUIREMENTS OF VBBL #12511 (2019)****** | Tvisha Technologies Ltd
PP-2022-00461 | 2022-02-10 | 566 E 20TH AVENUE, Vancouver, BC V5V 1M8 | Plumbing Permit | Residential | New | Completed | Residential - 2FD+2 LOCK OFF UNITS - WEST UNIT - 566 E 20TH AV - #1 & #2 EAST UNIT - 568 E 20TH AV - #1 & #2 Installing new plumbing fixtures inside the duplex To construct a two-storey two-family dwelling with two lock-off unit located in the basement, with a detached accessory building (garage) at the rear providing 2 parking spaces, having vehicular access from the lane. Note: This is a 2 storey building pursuant to the Zoning and Development By-Law 1. Covenant registered at the Land Title Office under CA9326483 to CA9326484 2. A/C proposed – Exterior component located in Rear, Interior component located in Upper floor 3. No bar sink proposed | SUNSHINE PLUMBING LTD
EP-2023-08795 | 2023-10-16 | 622 E 20TH AVENUE, Vancouver, BC V5V 1N1 | Electrical Permit | Residential | Renovation | Completed | Installation / Repair - Residential - Gas bonding and new smoke detectors | Kato Electrical Inc
MP-2022-00429 | 2022-10-18 | 3178 E 21ST AVENUE, Vancouver, BC V5M 2W9 | Mechanical Permit | NULL | NULL | Completed | NULL | AKAL Plumbing & Heating Ltd
PP-2022-03659 | 2022-10-13 | 3178 E 21ST AVENUE, Vancouver, BC V5M 2W9 | Plumbing Permit | Residential | New | Completed | Residential - New fixtures for: >BP: To construct a 2-storey two-family dwelling ($633,250) with a detached accessory building (garage) at the rear providing 2 parking spaces, having vehicular access from the lane. Note: This is a 2 storey building pursuant to the Zoning and Development By-Law. Note: To achieve the required FSR a floor space exclusion of 2% has been applied to this application as per section 10.11.1 of the district schedule, to accommodate improved building performance. 1. A/C units proposed in the rear yard 2. Schedule B Shamsul Alam Shikder P.Eng (604-255-3740) Structural & Geotechnical 3. BC Housing: Evergreen World General Contracting | AKAL Plumbing & Heating Ltd
EP-2022-10771 | 2022-12-23 | 3178 E 21ST AVENUE, Vancouver, BC V5M 2W9 | Electrical Permit | Residential | New | Completed | Installation / Repair - Residential - tv,telephone,alarm prewire and complete | Tvisha Technologies Ltd
SP-2023-00039 | 2023-01-10 | 3178 E 21ST AVENUE, Vancouver, BC V5M 2W9 | Sprinkler Permit | Residential | New | Completed | Residential - new sprinkler in duplex >BP: To construct a 2-storey two-family dwelling ($633,250) with a detached accessory building (garage) at the rear providing 2 parking spaces, having vehicular access from the lane. Note: This is a 2 storey building pursuant to the Zoning and Development By-Law. Note: To achieve the required FSR a floor space exclusion of 2% has been applied to this application as per section 10.11.1 of the district schedule, to accommodate improved building performance. 1. A/C units proposed in the rear yard 2. Schedule B Shamsul Alam Shikder P.Eng (604-255-3740) Structural & Geotechnical 3. BC Housing: Evergreen World General Contracting All rooms adjacent to East and West exposing building face shall be sprinklered. Combustible projections or roof soffits on an exposing building face shall not project to less than .45m from the property line and shall be in compliance with VBBL 2019 9.10.15.5.(9) Any alterations or conversions to the attached garage (if applicable) to habitable living space shall not be permitted without first obtaining the approval of the Director of Planning and the Chief Building Official. Thermal protection measures and Laneway house design guidelines shall be required to be met prior to the approval of the conversion. Address number assigned as per approved plans for Fire and Emergency response. The address number is to be posted and to the building and to be visible from the street in accordance with the Building By-law prior to final inspection. -The entire building, INCLUDING THE ATTACHED GARAGE (if applicable), to be sprinklered to 2 x NFPA 13D. ******THIS PERMIT HAS BEEN ISSUED UNDER THE REQUIREMENTS OF VBBL 2019****** | BC Fire Sprinklers Ltd
EP-2022-10628 | 2022-12-21 | 3178 E 21ST AVENUE, Vancouver, BC V5M 2W9 | Electrical Permit | Residential | New | Completed | Installation / Repair - Residential - Wiring and service for new duplex. >BP: To construct a 2-storey two-family dwelling ($633,250) with a detached accessory building (garage) at the rear providing 2 parking spaces, having vehicular access from the lane. Note: This is a 2 storey building pursuant to the Zoning and Development By-Law. Note: To achieve the required FSR a floor space exclusion of 2% has been applied to this application as per section 10.11.1 of the district schedule, to accommodate improved building performance. 1. A/C units proposed in the rear yard 2. Schedule B Shamsul Alam Shikder P.Eng (604-255-3740) Structural & Geotechnical 3. BC Housing: Evergreen World General Contracting All rooms adjacent to East and West exposing building face shall be sprinklered. Combustible projections or roof soffits on an exposing building face shall not project to less than .45m from the property line and shall be in compliance with VBBL 2019 9.10.15.5.(9) Any alterations or conversions to the attached garage (if applicable) to habitable living space shall not be permitted without first obtaining the approval of the Director of Planning and the Chief Building Official. Thermal protection measures and Laneway house design guidelines shall be required to be met prior to the approval of the conversion. Address number assigned as per approved plans for Fire and Emergency response. The address number is to be posted and to the building and to be visible from the street in accordance with the Building By-law prior to final inspection. ******THIS PERMIT HAS BEEN ISSUED UNDER THE REQUIREMENTS OF VBBL 2019****** | G.S.G. Electric Ltd.
PP-2022-02668 | 2022-08-02 | 3178 E 21ST AVENUE, Vancouver, BC V5M 2W9 | Plumbing Permit | Residential | New | Completed | Residential - SUMP | Bhullar Excavating and Demolition
GP-2023-00556 | 2023-02-17 | 3178 E 21ST AVENUE, Vancouver, BC V5M 2W9 | Gas Permit | Residential | New | Completed | Residential - 2 Ranges, 2 Boilers & 2 BBQ's This is a new duplex house with 6 fixtures >BP: To construct a 2-storey two-family dwelling ($633,250) with a detached accessory building (garage) at the rear providing 2 parking spaces, having vehicular access from the lane. | AKAL Plumbing & Heating Ltd
EP-2022-02234 | 2022-03-20 | 3178 E 21ST AVENUE, Vancouver, BC V5M 2W9 | Electrical Permit | Residential | New | Expired | Temporary Power - Residential - To provide temporary power. | G.S.G. Electric Ltd.
GP-2022-02940 | 2022-09-29 | 3212 E 21ST AVENUE, Vancouver, BC V5M 2X2 | Gas Permit | Residential | Tenant Improvement | Completed | Residential - RE RE FURNACE | Moore & Russell Heating Ltd
EP-2022-06241 | 2022-07-25 | 3218 E 21ST AVENUE, Vancouver, BC V5M 2X2 | Electrical Permit | Residential | Tenant Improvement | Completed | Installation / Repair - Residential - 1FD+SS - #1 & #2 - Service change, run underground cables from meter base to main house panel, remove the ground plate. | Myarc Electrical Inc
GP-2022-04137 | 2022-12-27 | 3239 E 21ST AVENUE, Vancouver, BC V5M 2X1 | Gas Permit | Residential | Tenant Improvement | Completed | Residential - Boiler Replacement | Wah Fai Plumbing & Heating Inc
EP-2022-06456 | 2022-08-03 | 20 E 22ND AVENUE, Vancouver, BC V5V 1T4 | Electrical Permit | Residential | Renovation | Completed | Installation / Repair - Residential - Renovation/ service upgrade -Pot lights and additional receptacles >BP: Building Permit for DP-2018-01093 Exterior and interior alterations to add to a new half storey to this existing two storey one family dwelling with built-in two car garage accessed from E 22nd Avenue on this inside without lane site. Structural schedule B submitted by: Mike Ma, P.Eng, 778-389-3354 REUP submitted by: Peter Moffatt of Home Step, 604-812-8304 QP Declaration submitted by: Michael Glassco of Sterling IAQ Consultants Ltd Scope of work to include energy and building upgrades in accordance with Article 11.2.1.4 of the 2019 Vancouver Building By-law and as required by the District Building Inspector. VBBL 2019 AMEND May 11, 2023 -"Add AC install on work description" *An approved mechanical permit is required for the installation of air conditioning or heat pump unit at the time of installation before an electrical inspection will be performed | Wire-Man Electric Ltd
GP-2022-02263 | 2022-08-04 | 20 E 22ND AVENUE, Vancouver, BC V5V 1T4 | Gas Permit | Residential | Renovation | Completed | Residential - Adding gas fixtures in renovation Building Permit for DP-2018-01093 Exterior and interior alterations to add to a new half storey to this existing two storey one family dwelling with built-in two car garage accessed from E 22nd Avenue on this inside without lane site. | Aquabase Mechanical Ltd
PP-2022-02663 | 2022-08-03 | 20 E 22ND AVENUE, Vancouver, BC V5V 1T4 | Plumbing Permit | Residential | Renovation | Completed | Residential - Renovating the home and adding plumbing fixtures >Building Permit for DP-2018-01093 Exterior and interior alterations to add to a new half storey to this existing two storey one family dwelling with built-in two car garage accessed from E 22nd Avenue on this inside without lane site. Structural schedule B submitted by: Mike Ma, P.Eng, 778-389-3354 REUP submitted by: Peter Moffatt of Home Step, 604-812-8304 QP Declaration submitted by: Michael Glassco of Sterling IAQ Consultants Ltd Scope of work to include energy and building upgrades in accordance with Article 11.2.1.4 of the 2019 Vancouver Building By-law and as required by the District Building Inspector. VBBL 2019 | Aquabase Mechanical Ltd
GP-2022-02252 | NULL | 20 E 22ND AVENUE, Vancouver, BC V5V 1T4 | Gas Permit | Residential | Renovation | Withdrawn | Residential - Adding 3 gas fixtures >BP: Building Permit for DP-2018-01093 Exterior and interior alterations to add to a new half storey to this existing two storey one family dwelling with built-in two car garage accessed from E 22nd Avenue on this inside without lane site. Structural schedule B submitted by: Mike Ma, P.Eng, 778-389-3354 REUP submitted by: Peter Moffatt of Home Step, 604-812-8304 QP Declaration submitted by: Michael Glassco of Sterling IAQ Consultants Ltd Scope of work to include energy and building upgrades in accordance with Article 11.2.1.4 of the 2019 Vancouver Building By-law and as required by the District Building Inspector. VBBL 2019 | Aquabase Mechanical Ltd
MP-2022-00264 | 2022-09-26 | 20 E 22ND AVENUE, Vancouver, BC V5V 1T4 | Mechanical Permit | NULL | NULL | Completed | NULL | Aquabase Mechanical Ltd
GP-2023-00934 | 2023-03-16 | 20 E 22ND AVENUE, Vancouver, BC V5V 1T4 | Gas Permit | Residential | Tenant Improvement | Completed | Residential - re and re boiler | Slavi A Asenov
GP-2023-02590 | 2023-09-06 | 3250 E 20TH AVENUE, Vancouver, BC V5M 2V7 | Gas Permit | Residential | Renovation | Completed | Residential - hwt re&re | Ferenc Nagy
NULL | NULL | 1228 E 22ND AVENUE, Vancouver, BC V5V 1W6 | Electrical Permit | Residential | Renovation | Draft | Installation / Repair - Residential - Install Multi Splits air condition | Vector Home Services Inc
NULL | NULL | 1228 E 22ND AVENUE, Vancouver, BC V5V 1W6 | Electrical Permit | Residential | New | Draft | Installation / Repair - Residential - 20amp Branch Circuit for mini split heat pump | Vector Home Services Inc
GP-2022-01631 | 2022-05-27 | 1444 E 22ND AVENUE, Vancouver, BC V5N 2N7 | Gas Permit | Residential | Renovation | Completed | Residential - Hot Water Tank Replacement | Hillcrest Plumbing & Heating (1991) Ltd
GP-2022-01939 | 2022-06-28 | 1461 E 22ND AVENUE, Vancouver, BC V5N 2N8 | Gas Permit | Residential | Tenant Improvement | Completed | Residential - installation of new Hi-efficiency forced air furnace | Faria Mechanical Ltd
EP-2023-07674 | 2023-08-23 | 847 E 23RD AVENUE, Vancouver, BC V5V 1Y3 | Electrical Permit | Residential | New | Completed | Installation / Repair - Residential - INSTALLATION OF SECURITY SYSTEM. | ADT Security Services Canada Inc
EP-2023-00206 | 2023-01-11 | 3145 E 21ST AVENUE, Vancouver, BC V5M 2W8 | Electrical Permit | Residential | Addition | Completed | Installation / Repair - Residential - -Supply and install 30A and 40A Breaker in the Garage Panel -Supply and install 10AWG 3C NMD90 and 8AWG 3C NMD90 from the Garage Panel, inside wall, to a junction box at the footing line -Supply and install 3/4" EMT Conduit from junction box to NEMA outlet -Supply and install 3/4" EMT Conduit from junction box to Junction box below Customer supplied EV Charger -Install Customer Provided EV Charger using Flex Conduit provided -Test connections and commission installation | TDR Electric Inc
MP-2022-00437 | 2022-10-18 | 3169 E 21ST AVENUE, Vancouver, BC V5M 2W8 | Mechanical Permit | NULL | NULL | Completed | NULL | Aquaman Plumbing And Heating Ltd
NULL | NULL | 3169 E 21ST AVENUE, Vancouver, BC V5M 2W8 | Mechanical Permit | NULL | NULL | Draft | NULL | Aquaman Plumbing And Heating Ltd
SP-2022-01920 | 2022-11-17 | 3169 E 21ST AVENUE, Vancouver, BC V5M 2W8 | Sprinkler Permit | Residential | New | Completed | Residential - installation of a new fire sprinkler system >BP: To construct a 2 storey + basement one-family dwelling with a secondary suite located in the basement with an open parking pad, at the rear providing one parking spaces, having vehicular access from the lane. This Building Permit will remain in a suspended status until the associated (green) Demolition Permit BP-2022-01694 is completed. This is a 2 storey building pursuant to the Zoning and Development By-Law 1- Covenant registered at the Land Title Office under CA9669828 2- No strata titling permitted 3- Bar sink proposed in main floor. 4- A/C unit proposed in rear yard. 5- Schedule B: Antony Wang P.Eng (604.618.6236) Structural & Geotechnical 6- HPO: Wesco Living Ltd Combustible projections or roof soffits on an exposing building face shall not project to less than .45m from the property line and shall be in compliance with VBBL 2019 9.10.15.5.(9) The entire building, to be sprinklered to NFPA 13D. ******THIS PERMIT HAS BEEN ISSUED UNDER THE REQUIREMENTS OF VBBL #12511 (2019)****** | CENTRE LINE FIRE SPRINKLERS LTD
EP-2022-05321 | 2022-06-22 | 3169 E 21ST AVENUE, Vancouver, BC V5M 2W8 | Electrical Permit | Residential | New | Expired | Temporary Power - Residential - To provide temporary power. | Aidea Solutions Ltd
PP-2022-02638 | 2022-07-28 | 3169 E 21ST AVENUE, Vancouver, BC V5M 2W8 | Plumbing Permit | Residential | New | Completed | Residential - Sump | Trust Excavation & Demolition Ltd
EP-2022-06063 | 2022-07-21 | 3169 E 21ST AVENUE, Vancouver, BC V5M 2W8 | Electrical Permit | Residential | New | Completed | Installation / Repair - Residential - This is a new single house: single-phase service, all outlets, roughing and connection, lighting system, and all electrical equipment connection. In rough in procedure also pre-wire the data and TV communication cables. 3 Electrical Meter system. Sub Panel for second suite:60A. Main consumer's service: 200A. Main House Service:100A LWH: 100A To construct a 2 storey + basement one-family dwelling with a secondary suite located in the basement with an open parking pad, at the rear providing one parking spaces, having vehicular access from the lane. This Building Permit will remain in a suspended status until the associated (green) Demolition Permit BP-2022-01694 is completed. This is a 2 storey building pursuant to the Zoning and Development By-Law 1- Covenant registered at the Land Title Office under CA9669828 2- No strata titling permitted 3- Bar sink proposed in main floor. 4- A/C unit proposed in rear yard. 5- Schedule B: Antony Wang P.Eng (604.618.6236) Structural & Geotechnical 6- HPO: Wesco Living Ltd Building 1 #1-3169 E 21st Av - One Family Dwelling (1st-2nd floor) #2-3169 E 21st Av - Secondary Suite (basement) | Aidea Solutions Ltd
PP-2022-03194 | 2022-09-14 | 3169 E 21ST AVENUE, Vancouver, BC V5M 2W8 | Plumbing Permit | Residential | New | Completed | Residential - Plumbing for: >BP: To construct a 2 storey + basement one-family dwelling with a secondary suite located in the basement with an open parking pad, at the rear providing one parking spaces, having vehicular access from the lane. | Aquaman Plumbing And Heating Ltd
GP-2023-00563 | 2023-02-17 | 3169 E 21ST AVENUE, Vancouver, BC V5M 2W8 | Gas Permit | Residential | New | Completed | Residential - 1FD+SS - #1 & #2 - 1 Range, 1 Boiler, 1 BBQ & 1 Dryer New gas pipe and vent >BP: To construct a 2 storey + basement one-family dwelling with a secondary suite located in the basement with an open parking pad, at the rear providing one parking spaces, having vehicular access from the lane. This is a 2 storey building pursuant to the Zoning and Development By-Law 1- Covenant registered at the Land Title Office under CA9669828 2- No strata titling permitted 3- Bar sink proposed in main floor. 4- A/C unit proposed in rear yard. The entire building, to be sprinklered to NFPA 13D. | Aquaman Plumbing And Heating Ltd
SP-2021-01837 | 2022-01-11 | 3533 E 23RD AVENUE, Vancouver, BC V5R 1C3 | Sprinkler Permit | Residential | New | Completed | Residential - Sprinkler Heads >To construct a two-storey two-family dwelling ($691,930) located in the basement, with a detached accessory building (garage) at the rear providing 2 parking spaces and 1 surface parking space having vehicular access from the lane. Note: This Building Permit will remain in a suspended status until the associated Demolition Permit DB-2021-03617 is completed. Note: This is a 2 storey building pursuant to the Zoning and Development By-Law 1. No strata titling permitted 2. A/C units proposed 3. Bar sinks proposed 4. Schedule B: <de. Shahidul Alam (604.653.7475) Structural & Geotechnical 5. HPO: Residential Builder -Khera Homes Ltd Address Note: Addresses have been assigned per the approved plans, access to the rear unit is from the E 23rd Ave side. This access must be provided & maintained at all times and the building addresses posted to be visible from the street in accordance with the Building By-law. ******THIS PERMIT HAS BEEN ISSUED UNDER THE REQUIREMENTS OF VBBL #12511 (2019)****** Amend: Apr 29, 2022 Schedule CB uploaded Amend: July 14, 2022 SCHEDULE B AND FLOOR TEST LETTER >>>Amend: July 21st -Schedule CB uploaded Amend: Aug 9, 2022 Schedule C-B Amend: Aug 24, 2022 Sprinkler Verification report and schedule B | RAHELU PLUMBING & HEATING LTD.
GP-2023-00815 | 2023-03-07 | 3547 E 23RD AVENUE, Vancouver, BC V5R 1C3 | Gas Permit | Residential | Renovation | Completed | Residential - Re&Re Hot water Gas tank | Milani Plumbing Heating & Air Conditioning Ltd
PP-2022-00149 | 2022-01-19 | 111 E 24TH AVENUE, Vancouver, BC V5V 1Z5 | Plumbing Permit | Residential | Renovation | Completed | Residential - Existing house with new plumbing Exterior and Interior alterations to provide improvements to this existing one family dwelling on this site. Scope of work: Basement - Interior walls to create three bedrooms, a rec room, laundry and bathroom, new interior walls & doors, new basement slab Main - Interior layout changes, relocate interior walls, full kitchen and bath reno, interior walls & doors - New stairs & handrail on bsmt and relocate stairs on main fl - Infill one window on East EL and add one new window to the bedroom at rear | RADAR PLUMBING AND HEATING
EP-2022-01770 | 2022-03-21 | 111 E 24TH AVENUE, Vancouver, BC V5V 1Z5 | Electrical Permit | Residential | Addition | Completed | Installation / Repair - Residential - We are going to fully renovate the house with new 200Amp, 1Phase electrical service and new wiring. >BP: Exterior and Interior alterations to provide improvements to this existing one family dwelling on this site. Scope of work: Basement - Interior walls to create three bedrooms, a rec room, laundry and bathroom, new interior walls & doors, new basement slab Main - Interior layout changes, relocate interior walls, full kitchen and bath reno, interior walls & doors - New stairs & handrail on bsmt and relocate stairs on main fl - Infill one window on East EL and add one new window to the bedroom at rear | G K Electric Ltd
GP-2022-00771 | 2022-03-11 | 111 E 24TH AVENUE, Vancouver, BC V5V 1Z5 | Gas Permit | Residential | New | Completed | Residential - Venting and hook up only Exterior and Interior alterations to provide improvements to this existing one family dwelling on this site. Scope of work: Basement - Interior walls to create three bedrooms, a rec room, laundry and bathroom, new interior walls & doors, new basement slab Main - Interior layout changes, relocate interior walls, full kitchen and bath reno, interior walls & doors - New stairs & handrail on bsmt and relocate stairs on main fl - Infill one window on East EL and add one new window to the bedroom at rear | ORAY FIREPLACES LTD
EP-2022-02694 | 2022-04-04 | 111 E 24TH AVENUE, Vancouver, BC V5V 1Z5 | Electrical Permit | Residential | Renovation | Completed | Installation / Repair - Residential - Data cable and Security alarm Pre-wire CCTV and CATV, Telephone wire and Doorbell, >BP: Exterior and Interior alterations to provide improvements to this existing one family dwelling on this site. Scope of work: Basement - Interior walls to create three bedrooms, a rec room, laundry and bathroom, new interior walls & doors, new basement slab Main - Interior layout changes, relocate interior walls, full kitchen and bath reno, interior walls & doors - New stairs & handrail on bsmt and relocate stairs on main fl - Infill one window on East EL and add one new window to the bedroom at rear Ok for field review as per David Jung July 9 2021 Rev #1 -Lower basement slab to 8' clear ceiling height - Adjust interior stairs to suit - Addition of dug out at the back because of the lowered slab (sunken patio) - Replace larger window at north elevation upper floor - Increase construction cost of 60,000.00 Schedule B Structural submitted per Shiv Verma, 604-582-8646 REUP submitted per Harvey Gill, 604-841-1717 Scope of work to include energy upgrade in accordance with Article 11.2.1.4 of the 2019 Vancouver Building By-law and as per the Energy Efficiency Upgrade Details noted in the Energuide Report. | Innova Security Systems Inc
GP-2022-01042 | 2022-04-04 | 111 E 24TH AVENUE, Vancouver, BC V5V 1Z5 | Gas Permit | Residential | Renovation | Completed | Residential - install boiler and gas fireplace Fire place piping only | RADAR PLUMBING AND HEATING
EP-2022-01306 | 2022-02-24 | 119 E 24TH AVENUE, Vancouver, BC V5V 1Z5 | Electrical Permit | Residential | Renovation | Completed | Installation / Repair - Residential - Installation of electrical provisions for FLO G5 Electric Vehicle Charger, Maximum output power: 7.2 kW @ 240 V. | Wespac Electrical Contractor Ltd
GP-2022-02659 | 2022-09-05 | 119 E 24TH AVENUE, Vancouver, BC V5V 1Z5 | Gas Permit | Residential | New | Completed | Residential - Replace old natural gas hot water heater with a new 60 gallon hot water heater. | Tak Heating & Cooling Ltd
GP-2022-04109 | 2022-12-22 | 139 E 24TH AVENUE, Vancouver, BC V5V 1Z5 | Gas Permit | Residential | Addition | Completed | Residential - TO INSTALL 1 FURNACE | BC Care Heating Services Ltd
GP-2023-04039 | 2023-12-14 | 655 E 20TH AVENUE, Vancouver, BC V5V 1M9 | Gas Permit | Residential | Addition | Completed | Residential - TO INSTALL 1 COMBI BOILER | BC Care Heating Services Ltd
SP-2024-00067 | NULL | 668 E 20TH AVENUE, Vancouver, BC V5V 1N1 | Sprinkler Permit | Commercial | Renovation | Applicant Revisions | Commercial - NOTE: BP-2024-00035: Submitted RESIDENTIAL DUPLEX TO DAYCARE RENOVATION - 668 EAST 20TH AVENUE, VANCOUVER >BP: To perform interior and exterior alterations and to change the occupancy of of both sides of this existing Duplex (C) to a single Child Day Care Facility (A2) for 32 kids ages 3 to 5. 2019 VBBL. Building to be sprinklered to NFPA 13. | NULL
PP-2023-01670 | 2023-05-10 | 707 E 20TH AVENUE, Vancouver, BC V5V 0B3 | Plumbing Permit | Commercial | Renovation | Issued | Commercial - repair 10m of sewer pipe RE: CF-2023-004351 Sewer connections to the building have snapped off. See PP-2015-00214 previous permit issued for sewer line repair | Ashton Service Group/Ashton Mechanical Ltd.
GP-2022-02157 | 2022-07-25 | 749 E 20TH AVENUE, Vancouver, BC V5V 1N2 | Gas Permit | Residential | Renovation - Dwelling Unit(s) only | Completed | Residential - re/re: one boiler | Proflow Plumbing Heating Gas Limited
GP-2022-04082 | 2022-12-20 | 836 E 20TH AVENUE, Vancouver, BC V5V 1N5 | Gas Permit | Residential | Renovation | Completed | Residential - replacment for the countertop gas stove | RICHMOND PLUMBING SOLUTIONS LTD
GP-2022-04079 | 2022-12-20 | 836 E 20TH AVENUE, Vancouver, BC V5V 1N5 | Gas Permit | Residential | Renovation | Completed | Residential - Installation of a boiler of Navian NCB240-110 | RICHMOND PLUMBING SOLUTIONS LTD
PP-2022-04468 | 2022-12-14 | 836 E 20TH AVENUE, Vancouver, BC V5V 1N5 | Plumbing Permit | Residential | Renovation | Completed | Residential - re do tub and shower **NOTE: any structural work may require a building permit | WECAN PLUMBING INCORPORTED
GP-2022-03543 | 2022-11-14 | 841 E 20TH AVENUE, Vancouver, BC V5V 1N4 | Gas Permit | Residential | Addition | Completed | Residential - re and re gas range | Christopher Sterling
EP-2022-01124 | 2022-02-14 | 2930 E 1ST AVENUE, Vancouver, BC V5M 1B2 | Electrical Permit | Residential | Renovation | Completed | Installation / Repair - Residential - Upgrade service to 100A. Run new circuits for kitchen and bedrooms as required install smoke detectors, safety check as per insurance and gfci all remaining knob and tube. Amend: Apr 11, 2022 Only changing panel , there will not be a service upgrade.Updating grounding and bonding | Nelcan Electric Ltd
EP-2022-10467 | 2022-12-12 | 854 E 23RD AVENUE, Vancouver, BC V5V 1Y4 | Electrical Permit | Residential | New | Expired | Temporary Power - Residential - To provide temporary power. | JRGreene Electric Ltd
PP-2023-02197 | 2023-06-22 | 854 E 23RD AVENUE, Vancouver, BC V5V 1Y4 | Plumbing Permit | Residential | New | Issued | Residential - 1FD+SS - #1 & #2 - Plumbing main house and suite >DB: To construct a 2 storey one-family dwelling with a secondary suite located in the Basement with an open parking pad, providing 1 parking space, having vehicular access from the 20' Lane. *** PART 9 Design (Revision #1) 1. Covenant registered at the Land Title Office under CB217306 2. A/C proposed – Exterior component located in Rear, Interior component located in Basement 3. No Bar sink Note: The entire building, INCLUDING THE ATTACHED GARAGE (if applicable), to be sprinklered to NFPA 13D Note: This is a 2 storey building pursuant to the Zoning and Development By-Law **THIS PERMIT HAS BEEN ISSUED UNDER THE REQUIREMENTS OF VBBL #12511 (2019) ** AMEND: OCT 27/2023 Please amend the two sink fixtures in the basement to two bar sinks (rough in only) | HOMEGROWN MECHANICAL LTD
EP-2023-02715 | 2023-07-13 | 854 E 23RD AVENUE, Vancouver, BC V5V 1Y4 | Electrical Permit | Residential | New | Issued | Installation / Repair - Residential - ¦ 1FD + 1SS- 200A ¦ 2 SEPARATE SERVICES ¦ New residential home, main house & secondary suite -Details: Lighting, grounding, low voltage, appliance & branch circuits, ev charger, heat pump *An approved mechanical permit is required for the installation of air conditioning or heat pump unit before a final electrical inspection will be performed >Permit Amendment Jan 22, 2024 -Service Details: Amended on EP-2023-02715 + EP-2023-05851 ¦ -Service details changed: 1- 400A service to 2 separate 200A Services -Document Review: Rejected ¦ -"See attached revised load calculation" ¦ -Document(s) uploaded to "Application Documents" tab for Electrical Inspector review. Electrical contractor to request electrical inspections online for EP-2023-02715 + EP-2023-05851 for the District Electrical Inspector to review document(s): https://plposweb.vancouver.ca/Public/Login.aspx ¦ Include "Document review only" in the requestor comments >BP: To construct a 2 storey one-family dwelling with a secondary suite located in the Basement ($1,059,982) with an open parking pad, providing 1 parking space, having vehicular access from the 20' Lane. *** PART 9 Design (Revision #1) 1. Covenant registered at the Land Title Office under CB217306 2. A/C proposed – Exterior component located in Rear, Interior component located in Basement 3. No Bar sink 4. Schedule B: (S.G.Ash Anderson) P.Eng (604.228.0518) Structural 5. Schedule B: (H,Tavakolian Banna) P.Eng (604.850.0364) Geotechnical Note: The entire building, INCLUDING THE ATTACHED GARAGE (if applicable), to be sprinklered to NFPA 13D Note: This is a 2 storey building pursuant to the Zoning and Development By-Law **THIS PERMIT HAS BEEN ISSUED UNDER THE REQUIREMENTS OF VBBL #12511 (2019) ** | JRGreene Electric Ltd
PP-2023-01388 | 2023-04-20 | 854 E 23RD AVENUE, Vancouver, BC V5V 1Y4 | Plumbing Permit | Residential | New | Issued | Residential - Drain Tile and SUmp Installation July 6/2023-AMEND Adding a sump to the back southwest corner | G & K Excavation and Demolition Services Ltd
EP-2023-11297 | 2023-12-20 | 854 E 23RD AVENUE, Vancouver, BC V5V 1Y4 | Electrical Permit | Residential | New | Issued | Temporary Power - Residential - To provide temporary power. Renewal of EP-2022-10467 Valid: Dec 12, 2023 to Dec 11, 2024 | JRGreene Electric Ltd
GP-2023-02667 | 2023-09-12 | 854 E 23RD AVENUE, Vancouver, BC V5V 1Y4 | Gas Permit | Residential | New | Issued | Residential - 2 Ranges & 2 BBq's >BP: To construct a 2 storey one-family dwelling with a secondary suite located in the Basement ($1,059,982) with an open parking pad, providing 1 parking space, having vehicular access from the 20' Lane. | HOMEGROWN MECHANICAL LTD
SP-2023-01676 | 2023-09-14 | 854 E 23RD AVENUE, Vancouver, BC V5V 1Y4 | Sprinkler Permit | Residential | New | Issued | Residential - 1FD+SS -#1 & #2 - Fire sprinklers >DB: To construct a 2 storey one-family dwelling with a secondary suite located in the Basement with an open parking pad, providing 1 parking space, having vehicular access from the 20' Lane. *** PART 9 Design (Revision #1) 1. Covenant registered at the Land Title Office under CB217306 2. A/C proposed – Exterior component located in Rear, Interior component located in Basement 3. No Bar sink Note: The entire building, INCLUDING THE ATTACHED GARAGE (if applicable), to be sprinklered to NFPA 13D **THIS PERMIT HAS BEEN ISSUED UNDER THE REQUIREMENTS OF VBBL #12511 (2019) ** | Titan Fire Protection Ltd
MP-2023-01814 | 2023-10-10 | 854 E 23RD AVENUE, Vancouver, BC V5V 1Y4 | Mechanical Permit | NULL | NULL | Issued | NULL | BENTAIR HVAC LTD
GP-2023-02889 | 2023-10-03 | 904 E 23RD AVENUE, Vancouver, BC V5V 1Y5 | Gas Permit | Residential | Renovation | Issued | Residential - Remove and replace old water heater with new tankless unit. Includes venting through the roof >BP: Interior alterations for water damage repairs and renovate this existing Single Detached House on this site. | D'AMATO PLUMBING & HEATING
EP-2023-10094 | 2023-11-08 | 904 E 23RD AVENUE, Vancouver, BC V5V 1Y5 | Electrical Permit | Residential | Renovation | Issued | Installation / Repair - Residential - Low voltage only installation - data and TV. >BP: Interior alterations for water damage repairs and renovate this existing Single Detached House on this site. Note to DBI: Please determine on site if structural drawings or letter would be required. ReUP: required 4 pts, provided 5 pts. Heat pump to be primary system for >70% floor area | Spectrum Networks Inc
MP-2023-01928 | 2023-10-27 | 904 E 23RD AVENUE, Vancouver, BC V5V 1Y5 | Mechanical Permit | NULL | NULL | Issued | NULL | Centigrade Mechanical Ltd
PP-2023-03211 | 2023-09-11 | 904 E 23RD AVENUE, Vancouver, BC V5V 1Y5 | Plumbing Permit | Residential | Renovation | Issued | Residential - Relocation of existing fixtures >BP: Interior alterations for water damage repairs and renovate this existing Single Detached House on this site. AMEND: OCT 4/2023 Add (4) fixtures to the permit. Basement level: (1) tub (1) basin (1) water closet (1) sink | D'AMATO PLUMBING & HEATING
EP-2023-08063 | 2023-09-21 | 904 E 23RD AVENUE, Vancouver, BC V5V 1Y5 | Electrical Permit | Residential | Renovation - Dwelling Unit(s) only | Issued | Installation / Repair - Residential - ¦ 1FD- RENO/ 200A SERVICE UPGRADE ¦ service upgrade to 200 amp rewire kitchen are and bathrooms. add lighting and outlets throughout home/ AC *An approved mechanical permit is required for the installation of air conditioning or heat pump unit at the time of installation before an electrical inspection will be performed >BP: Interior alterations for water damage repairs and renovate this existing Single Detached House on this site. Note to DBI: Please determine on site if structural drawings or letter would be required. ReUP: required 4 pts, provided 5 pts. Heat pump to be primary system for >70% floor area | Jonkman Electric Ltd
PP-2022-00535 | 2022-02-16 | 643 E 24TH AVENUE, Vancouver, BC V5V 2A3 | Plumbing Permit | Residential | New | Completed | Residential - Basement drain plumbing for a bathroom, kitchen and laundry Exterior and interior alterations to add to the rear of the basement, main and second floors of this existing two storey plus basement one family dwelling on this inside with lane site. | NULL
GP-2022-00104 | 2022-01-13 | 734 E 24TH AVENUE, Vancouver, BC V5V 2A5 | Gas Permit | Residential | Addition | Completed | Residential - re and re gas dryer | Christopher Sterling
GP-2023-02980 | 2023-10-09 | 745 E 24TH AVENUE, Vancouver, BC V5V 2A6 | Gas Permit | Residential | Renovation | Completed | Residential - Changing water heater to tankless | Superior Gas Installations & Service Ltd
GP-2022-01003 | 2022-03-31 | 2730 E 24TH AVENUE, Vancouver, BC V5R 1E4 | Gas Permit | Residential | Renovation | Completed | Residential - Homeowner to replace gas venting on furnace outlet with pancake style vent termination. Requested by COV gas inspector | Meridian West Mechanical Ltd
GP-2023-03786 | 2023-11-30 | 2755 E 24TH AVENUE, Vancouver, BC V5R 1E3 | Gas Permit | Residential | Renovation | Completed | Residential - Replace an old boiler and water tank with a new combi boiler | Vector Home Services Inc
MP-2023-01926 | 2023-10-27 | 2761 E 24TH AVENUE, Vancouver, BC V5R 1E3 | Mechanical Permit | NULL | NULL | Completed | NULL | Century Twenty One Gas & Heating Co. Ltd
EP-2023-03269 | 2023-04-25 | 2761 E 24TH AVENUE, Vancouver, BC V5R 1E3 | Electrical Permit | Residential | New | Completed | Installation / Repair - Residential - duplex house side by side with legal suite ac, car charger, plugs & switches & new wiring el boiler,hwt, SERVICE 2X 200 AMPS >BP: To construct a two-storey two-family dwelling with One secondary suites located in the basement, with a detached accessory building (garage) and 1 open parking pad at the rear, providing 3 parking spaces, having vehicular access from the lane. Note: This Building Permit will remain in a suspended status until the associated (green) Demolition Permit BP-2022-02393 is completed. This is a 2 storey building pursuant to the Zoning and Development By-Law 1. Covenant registered at the Land Title Office under CA9683201. 2. No strata titling permitted 3. A/C units proposed in rear yard. 4. Bar sinks proposed in main floor. 5. Schedule B: Yatendra Kumar Sharma (778.863.7076) Structural & Geotechnical 6. HPO: Golden Way Enterprises Inc | I WILL ELECTRIC LTD
EP-2023-03299 | 2023-04-18 | 2761 E 24TH AVENUE, Vancouver, BC V5R 1E3 | Electrical Permit | Residential | New | Completed | Installation / Repair - Residential - Alarm, speaker, tel, network, cctv. >BP: To construct a two-storey two-family dwelling with One secondary suites located in the basement, with a detached accessory building (garage) and 1 open parking pad at the rear, providing 3 parking spaces, having vehicular access from the lane. Note: This Building Permit will remain in a suspended status until the associated (green) Demolition Permit BP-2022-02393 is completed. This is a 2 storey building pursuant to the Zoning and Development By-Law 1. Covenant registered at the Land Title Office under CA9683201. 2. No strata titling permitted 3. A/C units proposed in rear yard. 4. Bar sinks proposed in main floor. 5. Schedule B: Yatendra Kumar Sharma (778.863.7076) Structural & Geotechnical 6. HPO: Golden Way Enterprises Inc ******THIS PERMIT HAS BEEN ISSUED UNDER THE REQUIREMENTS OF VBBL #12511 (2019)****** Combustible projections or roof soffits on an exposing building face shall not project to less than .45m from the property line and shall be in compliance with VBBL 2019 9.10.15.5.(9) The entire building, to be sprinklered to 2 x NFPA 13D | Best Built-In Centre Ltd
MP-2023-00233 | 2023-02-21 | 2761 E 24TH AVENUE, Vancouver, BC V5R 1E3 | Mechanical Permit | NULL | NULL | Completed | NULL | KSS Mechanical Ltd
PP-2023-00351 | 2023-02-02 | 2761 E 24TH AVENUE, Vancouver, BC V5R 1E3 | Plumbing Permit | Residential | New | Completed | Residential - 2FD+SS - FRONT - 2761 E 24TH AV BACK - 2763 E 24TH AV - #1 & #2 Plumbing >DB: To construct a two-storey two-family dwelling with One secondary suites located in the basement, with a detached accessory building (garage) and 1 open parking pad at the rear, providing 3 parking spaces, having vehicular access from the lane. This is a 2 storey building pursuant to the Zoning and Development By-Law 1. Covenant registered at the Land Title Office under CA9683201. 2. No strata titling permitted 3. A/C units proposed in rear yard. 4. Bar sinks proposed in main floor. The entire building, to be sprinklered to 2 x NFPA 13D | KSS Mechanical Ltd
SP-2023-00764 | 2023-05-03 | 2761 E 24TH AVENUE, Vancouver, BC V5R 1E3 | Sprinkler Permit | Residential | New | Completed | Residential - 2FD+SS - FRONT - 2761 E 24TH AV BACK - 2763 E 24TH AV - #1 & #2 Install sprinklers in SFD The entire building, to be sprinklered to 2 x NFPA 13D >DB: To construct a two-storey two-family dwelling with One secondary suites located in the basement, with a detached accessory building (garage) and 1 open parking pad at the rear, providing 3 parking spaces, having vehicular access from the lane. This is a 2 storey building pursuant to the Zoning and Development By-Law 1. Covenant registered at the Land Title Office under CA9683201. 2. No strata titling permitted 3. A/C units proposed in rear yard. 4. Bar sinks proposed in main floor. | Gold Key Fire Protection Ltd
GP-2023-01563 | 2023-05-16 | 2761 E 24TH AVENUE, Vancouver, BC V5R 1E3 | Gas Permit | Residential | New | Completed | Residential - 2 BBQ & 3 Range >BP: To construct a two-storey two-family dwelling with One secondary suite AMEND: May 17, 2023 : Add 2 Rages & 1 BBQ to permit (from 1 BBQ & 1Range) | KSS Mechanical Ltd
PP-2022-04457 | 2022-12-14 | 2761 E 24TH AVENUE, Vancouver, BC V5R 1E3 | Plumbing Permit | Residential | New | Completed | Residential - one sump no pump two sumps with pump NOTE: Engineering Assurance letter will be submitted to the Plumbing Inspector on the site. Letter shall conform to the requirements of Vancouver Bulletin 2000-008-EL/PL. | Bhullar Excavating and Demolition
EP-2022-06360 | 2022-07-27 | 2761 E 24TH AVENUE, Vancouver, BC V5R 1E3 | Electrical Permit | Residential | New | Expired | Temporary Power - Residential - To provide temporary power. | I WILL ELECTRIC LTD
EP-2022-02166 | 2022-03-18 | 1254 E 23RD AVENUE, Vancouver, BC V5V 1Y9 | Electrical Permit | Residential | Tenant Improvement | Cancelled | Installation / Repair - Residential - Service upgrade from 100 amps to 200 amps | Moore And Russell Heating And Air Conditioning Ltd
EP-2022-08020 | 2022-09-23 | 1255 E 23RD AVENUE, Vancouver, BC V5V 1Z1 | Electrical Permit | Residential | Renovation | Completed | Installation / Repair - Residential - new AC mini split installation. Note: A mechanical permit is required. **Amend 11/21/2022** correct the FSR CEL0002326312 | Bisco Electrical Contracting Ltd.
MP-2022-00629 | 2022-11-30 | 1255 E 23RD AVENUE, Vancouver, BC V5V 1Z1 | Mechanical Permit | NULL | NULL | Completed | NULL | Pioneer Plumbing & Heating Inc
GP-2022-03577 | 2022-11-21 | 1255 E 23RD AVENUE, Vancouver, BC V5V 1Z1 | Gas Permit | Residential | Renovation | Completed | Residential - Remove furnace and install heat pump and air handler. Cap gas line | Pioneer Plumbing & Heating Inc
EP-2022-00249 | 2022-01-14 | 2771 E 25TH AVENUE, Vancouver, BC V5R 1H6 | Electrical Permit | Residential | Renovation | Completed | Installation / Repair - Residential - New underground service wire to main house existing service | Custom City Electric Ltd
EP-2022-00154 | 2022-01-28 | 2771 E 25TH AVENUE, Vancouver, BC V5R 1H6 | Electrical Permit | Residential | New | Completed | Installation / Repair - Residential - Laneway house only New service with a dual meter base 200 amp total. 100 amp for the original house on property, new laneway 100 amp service New wiring to be done in new laneway structure >BP: To construct a 2 storey laneway house building ($157,250.00) with an open parking pad, providing 1 parking space, having vehicular access from the lane. Note: This is a 1 ½ storey building pursuant to the Zoning & Development By-law 1. No Strata Titling permitted 2. No A/C unit proposed 3. Schedule B: Joel Blanco, P.Eng. (604-882-8476) Geotechnical O. Wegner, P.Eng (604-579-0110) Structural 4. HPO: Residential Builder - Roadhouse Homes Ltd. >>>>>>>> Amend: May 13, 2022 >Air conditioning wiring BP revision: Revision #1: April 6th 2022: 1) Add mini-split Heat Pump - A/C unit to North East elevation adjacent Laneway House facing parking spot. To comply to City of Vancouver Noise Bylaw #6555 2) Add mini-split units to interior Main and Second floor levels. | Custom City Electric Ltd
GP-2022-00604 | 2022-02-24 | 2776 E 25TH AVENUE, Vancouver, BC V5R 1H7 | Gas Permit | Residential | Renovation | Completed | Residential - Replace furnace with high efficient furnace | Pioneer Plumbing & Heating Inc
GP-2022-04115 | 2022-12-23 | 237 E 24TH AVENUE, Vancouver, BC V5V 1Z7 | Gas Permit | Residential | Renovation | Completed | Residential - Remove old gas range and connect new one | RAHELU PLUMBING & HEATING LTD.
MP-2022-00746 | 2022-12-28 | 285 E 24TH AVENUE, Vancouver, BC V5V 1Z7 | Mechanical Permit | NULL | NULL | Completed | NULL | MCKIM MECHANICAL
EP-2023-00469 | 2023-01-20 | 285 E 24TH AVENUE, Vancouver, BC V5V 1Z7 | Electrical Permit | Residential | Renovation | Completed | Installation / Repair - Residential - Wire heat pump (MP-2022-00746) | TZ Electric Ltd
GP-2022-02829 | 2022-09-20 | 287 E 24TH AVENUE, Vancouver, BC V5V 1Z7 | Gas Permit | Residential | Renovation | Completed | Residential - replce boiler with combi | Reactive Plumbing & Heating Ltd
EP-2022-01227 | 2022-03-22 | 287 E 24TH AVENUE, Vancouver, BC V5V 1Z7 | Electrical Permit | Residential | Renovation | Completed | Installation / Repair - Residential - Top floor lighting and power update. service upgrade from 100A to 200A at 240v >BP: Interior alterations to provide improvements to the second floor of this existing one family dwelling with secondary suite on this site. Scope of work: Remove kitchen bay window at rear of upper floor and install sliding doors. Relocate interior walls. Remove ensuite tub. Bathrooms and kitchen reno. OK for field review as per Rosa Astorino Aug 13, 2021 Amend: July 28, 2022 add overhead service upgrade. Adding $5000 worth of work. | Cove Power Electrical Enterprises Inc
PP-2022-01161 | 2022-04-05 | 287 E 24TH AVENUE, Vancouver, BC V5V 1Z7 | Plumbing Permit | Residential | Renovation | Completed | Residential - re and re of two bathrooms and a kitchen 287 Interior alterations to provide improvements to the second floor of this existing one family dwelling with secondary suite on this site. Scope of work: Remove kitchen bay window at rear of upper floor and install sliding doors. Relocate interior walls. Remove ensuite tub. Bathrooms and kitchen reno. | Reactive Plumbing & Heating Ltd
SP-2022-00543 | 2022-04-14 | 287 E 24TH AVENUE, Vancouver, BC V5V 1Z7 | Sprinkler Permit | Residential | Renovation | Completed | Residential - 2nd floor reno. Move hall walls. Remove kitchen wall. Adding walls to make larger bedroom. Opening up Kitchen to open floor plan. >BP: 287 Interior alterations to provide improvements to the second floor of this existing one family dwelling with secondary suite on this site. Scope of work: Remove kitchen bay window at rear of upper floor and install sliding doors. Relocate interior walls. Remove ensuite tub. Bathrooms and kitchen reno. OK for field review as per Rosa Astorino Aug 13, 2021 | Rising Force Fire Sprinkler Installations and Service Inc
MP-2023-00702 | 2023-04-26 | 139 E 26TH AVENUE, Vancouver, BC V5V 2G8 | Mechanical Permit | NULL | NULL | Issued | NULL | Moore And Russell Heating And Air Conditioning Ltd
EP-2023-03627 | 2023-08-29 | 139 E 26TH AVENUE, Vancouver, BC V5V 2G8 | Electrical Permit | Residential | Tenant Improvement | Issued | Installation / Repair - Residential - Electrical Installation of mini split system -sub panel installation -Adding an additional panel fed from the main panel *MP-2023-00702 | Moore And Russell Heating And Air Conditioning Ltd
GP-2023-04236 | 2023-12-29 | 139 E 26TH AVENUE, Vancouver, BC V5V 2G8 | Gas Permit | Residential | Renovation | Issued | Residential - Installing Combination Boiler. | Reid Brothers Plumbing & Heating Ltd
EP-2022-02849 | 2022-04-11 | 368 E 24TH AVENUE, Vancouver, BC V5V 1Z9 | Electrical Permit | Residential | Renovation | Cancelled | Installation / Repair - Residential - Changing existing electrical panel with new panel and same amperage. This is not a upgrading, just replacing with the same amperage. | Skynoor Electric Ltd
NULL | NULL | 368 E 24TH AVENUE, Vancouver, BC V5V 1Z9 | Electrical Permit | Residential | Renovation - Dwelling Unit(s) only | Draft | Installation / Repair - Residential - Changing a old electrical panel with a new and same amperage panel. This is not upgrading, just changing the panel with the same amperage. I wont touch the meter base and the work is just inside the house. | NULL
EP-2022-04698 | 2022-06-06 | 428 E 24TH AVENUE, Vancouver, BC V5V 2A1 | Electrical Permit | Residential | Tenant Improvement | Completed | Installation / Repair - Residential - Service upgrade from 100 amps to 200 amps. Amend: Jan 9, 2023 amend the permit to include the scope of work as : 1. Electrical installation of Heat pump 2.No building permit is needed 3. Increase job value by $1,900. Please allow us to pay extra fees as well. | Moore And Russell Heating And Air Conditioning Ltd
EP-2022-01873 | 2022-03-08 | 1650 E 20TH AVENUE, Vancouver, BC V5N 2K8 | Electrical Permit | Residential | New | Expired | Temporary Power - Residential - To provide temporary power. NOTE: Work authorized by this permit is for placement of a temporary power pole only and does not authorize any site construction and/or excavation. A separate Building Permit will be required prior to commencement of any other work on this site | Roop Electric Co Ltd
GP-2022-02861 | 2022-09-27 | 1650 E 20TH AVENUE, Vancouver, BC V5N 2K8 | Gas Permit | Residential | New | Completed | Residential - Gas line for new single family residential >BP: To construct a two-storey, two-family dwelling($604,897.50) with a detached accessory building (garage)($10,000.00) at the rear providing two parking spaces having vehicular access from the rear lane. 1. A/C proposed – Exterior component located in South (Rear Yard), Interior component located in crawl space 2. Schedule B: (Ke Jian, Ma) P.Eng (604.559.8890) Structural & Geotechnical 3. HPO: Residential Builder- Sooke Holdings Ltd. Note: This is a 2 storey building pursuant to the Zoning and Development By-Law | ASPRA PLUMBING & HEATING LTD.
SP-2022-01560 | 2022-10-11 | 1650 E 20TH AVENUE, Vancouver, BC V5N 2K8 | Sprinkler Permit | Residential | New | Completed | Residential - To Install 34 sprinkler heads To construct a two-storey, two-family dwelling with a detached accessory building (garage) at the rear providing two parking spaces having vehicular access from the rear lane. 1. A/C proposed – Exterior component located in South (Rear Yard), Interior component located in crawl space 2. Schedule B: (Ke Jian, Ma) P.Eng (604.559.8890) Structural & Geotechnical 3. HPO: Residential Builder- Sooke Holdings Ltd. | General Sprinkler Systems Ltd
EP-2022-07811 | 2022-09-16 | 1650 E 20TH AVENUE, Vancouver, BC V5N 2K8 | Electrical Permit | Residential | New | Completed | Installation / Repair - Residential - tv,telephone,alarm prewire and complete | Tvisha Technologies Ltd
EP-2022-07035 | NULL | 1650 E 20TH AVENUE, Vancouver, BC V5N 2K8 | Electrical Permit | Residential | New | Withdrawn | Installation / Repair - Residential - new wiring for duplex | Roop Electric Co Ltd
EP-2022-05256 | 2022-07-04 | 1650 E 20TH AVENUE, Vancouver, BC V5N 2K8 | Electrical Permit | Residential | New | Completed | Installation / Repair - Residential - 2FD - FRONT - 1650 E 20TH AV REAR - 1648 E 20TH AV Wiring duplex To construct a two-storey, two-family dwelling with a detached accessory building (garage) at the rear providing two parking spaces having vehicular access from the rear lane. 1. A/C proposed – Exterior component located in South (Rear Yard), Interior component located in crawl space | Roop Electric Co Ltd
PP-2022-02199 | 2022-06-22 | 1650 E 20TH AVENUE, Vancouver, BC V5N 2K8 | Plumbing Permit | Residential | New | Completed | Residential - New plumbing in single family residential >To construct a two-storey, two-family dwelling($604,897.50) with a detached accessory building (garage)($10,000.00) at the rear providing two parking spaces having vehicular access from the rear lane. 1. A/C proposed – Exterior component located in South (Rear Yard), Interior component located in crawl space 2. Schedule B: (Ke Jian, Ma) P.Eng (604.559.8890) Structural & Geotechnical 3. HPO: Residential Builder- Sooke Holdings Ltd. Note: This is a 2 storey building pursuant to the Zoning and Development By-Law Address Information: Principle Dwelling #1: 1650 E 20 Ave Principle Dwelling #2: 1648 E 20 Ave Addresses have been assigned per the approved plans, access to the rear unit is from the North side. This access must be provided & maintained at all times and the building addresses posted to be visible from the street in accordance with the Building By-law. **THIS PERMIT HAS BEEN ISSUED UNDER THE REQUIREMENTS OF VBBL #12511 (2019) ** ****ALL PROJECT COORDINATOR NOTE HAS BEEN ACCEPTED BY THE APPLICANT**** | ASPRA PLUMBING & HEATING LTD.
PP-2022-02179 | 2022-06-21 | 1650 E 20TH AVENUE, Vancouver, BC V5N 2K8 | Plumbing Permit | Residential | New | Completed | Residential - Installlation of new sump (Gravity) | J B Siteworks Inc
GP-2022-03445 | 2022-11-07 | 1650 E 20TH AVENUE, Vancouver, BC V5N 2K8 | Gas Permit | Residential | New | Completed | Residential - 2FD - FRONT/NORTH - 1650 E 20TH AV REAR/SOUTH - 1648 E 20TH AV Fireplace venting and hookup >BP: To construct a two-storey, two-family dwelling with a detached accessory building (garage) at the rear providing two parking spaces having vehicular access from the rear lane. 1. A/C proposed – Exterior component located in South (Rear Yard), Interior component located in crawl space | EVERSHINE FIREPLACES LTD
EP-2023-10688 | 2023-12-15 | 2007 E 20TH AVENUE, Vancouver, BC V5N 2L1 | Electrical Permit | Residential | Renovation | Issued | Installation / Repair - Residential - ¦ 1FD- 200A SERVICE UPGRADE/ EV/ SAUNA ¦ Tenant Improvement Project: Panel Upgrade to 200 amps, EV Charger and Sauna wiring | JZ Electric Ltd
EP-2023-09964 | 2023-11-02 | 2091 E 20TH AVENUE, Vancouver, BC V5N 2L1 | Electrical Permit | Residential | New | Issued | Temporary Power - Residential - To provide temporary power. Amend: Nov 22, 2023 change service to 60A instead of 100A | Incircle Service Group Inc
PP-2022-00017 | 2022-01-05 | 2153 E 20TH AVENUE, Vancouver, BC V5N 2L5 | Plumbing Permit | Residential | Renovation | Completed | Residential - -Minor alterations to kitchen sink water line & drain rough-in -Install a kitchen sink & faucet -Install a dishwasher | Link Plumbing & Heating Ltd
PP-2022-00827 | 2022-03-10 | 2153 E 20TH AVENUE, Vancouver, BC V5N 2L5 | Plumbing Permit | Residential | Renovation | Completed | Residential - Bathroom renovation: -Convert tub to shower and install an acrylic shower pan & new shower valve -Replace toilet -Replace vanity sink & faucet | Link Plumbing & Heating Ltd
MP-2022-00460 | 2022-10-23 | 2454 E 20TH AVENUE, Vancouver, BC V5M 2T6 | Mechanical Permit | NULL | NULL | Completed | NULL | One Stop Mechanical Ltd
SP-2022-02043 | 2022-12-08 | 2454 E 20TH AVENUE, Vancouver, BC V5M 2T6 | Sprinkler Permit | Residential | New | Completed | Residential - 2FD - FRONT - 2452 E 20TH AV BACK - 24544 E 20TH AV New sprinkler system >DB: To construct a two-storey two-family dwelling with a detached accessory building (garage) at the rear providing 2 parking spaces, having vehicular access from the lane. Note: This Building Permit will remain in a suspended status until the associated (green) Demolition Permit BP-2021-02251 is completed. Note: This is a 2 storey building pursuant to the Zoning and Development By-Law 1. A/C units proposed in the rear yard 4. The entire building to be sprinklered to 2XNFPA 13D. | Haven Fire Protection Ltd
PP-2022-02961 | 2022-08-24 | 2454 E 20TH AVENUE, Vancouver, BC V5M 2T6 | Plumbing Permit | Residential | New | Completed | Residential - SUMPS | JVT EXCAVATING & DEMOLITION LTD
PP-2022-03498 | 2022-10-03 | 2454 E 20TH AVENUE, Vancouver, BC V5M 2T6 | Plumbing Permit | Residential | New | Completed | Residential - 2FD - FRONT - 2454 E 20TH AV BACK - 2454 E 20TH AV New Duplex >DB: To construct a two-storey two-family dwelling with a detached accessory building (garage) at the rear providing 2 parking spaces, having vehicular access from the lane. Note: This is a 2 storey building pursuant to the Zoning and Development By-Law 1. A/C units proposed in the rear yard | One Stop Mechanical Ltd
GP-2022-02963 | 2022-10-03 | 2454 E 20TH AVENUE, Vancouver, BC V5M 2T6 | Gas Permit | Residential | New | Completed | Residential - 2FD - FRONT - 2454 E 20TH AV BACK - 2454 E 20TH AV New Duplex >DB: To construct a two-storey two-family dwelling with a detached accessory building (garage) at the rear providing 2 parking spaces, having vehicular access from the lane. Note: This is a 2 storey building pursuant to the Zoning and Development By-Law 1. A/C units proposed in the rear yard | One Stop Mechanical Ltd
MP-2022-00206 | 2022-09-12 | 2829 E 25TH AVENUE, Vancouver, BC V5R 1H8 | Mechanical Permit | NULL | NULL | Completed | NULL | Moore And Russell Heating And Air Conditioning Ltd
EP-2022-06185 | 2022-07-22 | 2829 E 25TH AVENUE, Vancouver, BC V5R 1H8 | Electrical Permit | Residential | Tenant Improvement | Completed | Installation / Repair - Residential - - No change to existing service - Electrical install for heat pump - BP not required - Mechanical Permit to be obtained | Moore And Russell Heating And Air Conditioning Ltd
EP-2023-02280 | 2023-03-17 | 2837 E 25TH AVENUE, Vancouver, BC V5R 1H8 | Electrical Permit | Residential | Addition | Completed | Installation / Repair - Residential - Electrical work for the new double garage; upgrading the electrical service from 100A 120/240 1 phase 3 wires to 200A 120/240V 1 phase 3 wire, installing power outlet for future EV Charger. >BP: To construct a detached accessory building (garage) at the rear of this existing one family dwelling providing 2 parking space having vehicular access from the lane. Schedule B Structural/Geotechnical - Jason Hui, P.Eng. - 778.319.3403 Ok for SIPs as per Kirat Kang - October 6, 2022 Rock pit must be to the satisfaction of the DBI. | SNG Electric Ltd
GP-2023-03632 | 2023-11-20 | 2925 E 25TH AVENUE, Vancouver, BC V5R 1J1 | Gas Permit | Residential | Renovation | Issued | Residential - RE&RE hot water tank | Milani Plumbing Heating & Air Conditioning Ltd
GP-2022-01377 | 2022-05-04 | 3375 E 23RD AVENUE, Vancouver, BC V5R 1B8 | Gas Permit | Residential | Renovation | Completed | Residential - HWT re&re | Ferenc Nagy
EP-2023-00872 | 2023-02-13 | 1271 E 23RD AVENUE, Vancouver, BC V5V 1Z1 | Electrical Permit | Residential | Addition | Completed | Installation / Repair - Residential - Upgrading the existing 100amp panel to a 200amp panel. We are also adding in a heat pump. The mechanical contractor has applied for a permit too. *200A Service upgrade *MP-2023-00149 | WESTPEAK ELECTRICAL LTD
MP-2023-00149 | 2023-02-06 | 1271 E 23RD AVENUE, Vancouver, BC V5V 1Z1 | Mechanical Permit | NULL | NULL | Completed | NULL | PG Precision Gas & Mechanical Inc
GP-2023-02762 | 2023-09-21 | 2533 E 25TH AVENUE, Vancouver, BC V5R 1H2 | Gas Permit | Residential | Renovation | Completed | Residential - Supply and install furnace | Lambert Plumbing & Heating
EP-2023-01321 | 2023-02-16 | 2615 E 25TH AVENUE, Vancouver, BC V5R 1H4 | Electrical Permit | Residential | Tenant Improvement | Completed | Installation / Repair - Residential - -1 cat5 & 1 fiber to living room for main house - 1 cat 5 & 1 fiber to living room in suite - 1 cat 5 & 1 fiber to tv in master bedroom - 1 cat 5 & 1 fiber to tv in basement side room - remove all old obsolete wiring >BP: Exterior and interior alterations to enclose a portion of the existing carport and create floor area to be used as storage(unheated), add a new secondary suite and new front entrance to access the suite. Note: - Provide minimum headroom of 6’-6” over 80% of the suite area and all exit routes. - Smoke alarms to be installed in compliance with Subsection 9.10.19., Division B of the Vancouver Building By-law (2019) - Carbon monoxide alarms shall be installed in conformance to Subsections 6.2.4. and 9.32.4., Division B of the Vancouver Building By-law ENTIRE BUILDING TO BE SPRINKLERED TO NFPA 13D REQUIREMENTS | AJ's Electrical Contractors LTD
EP-2023-00571 | 2023-01-31 | 2615 E 25TH AVENUE, Vancouver, BC V5R 1H4 | Electrical Permit | Residential | Renovation | Completed | Installation / Repair - Residential - upgrade service to 200A and rewire house including new suite. Add some low voltage data. Prewire for car charger, and hottub as well. MP-2022-00725 7680 EV on DCC >BP: Exterior and interior alterations to enclose a portion of the existing carport and create floor area to be used as storage(unheated), add a new secondary suite and new front entrance to access the suite. Jan 25/23 - AMEND Upload load calculation | Willco Electric Ltd
GP-2023-01829 | 2023-06-15 | 2615 E 25TH AVENUE, Vancouver, BC V5R 1H4 | Gas Permit | Residential | New | Completed | Residential - 1 Range Miele 30" Gas Cooktop >BP: Exterior and interior alterations to enclose a portion of the existing carport and create floor area to be used as storage(unheated), add a new secondary suite and new front entrance to access the suite. | Han Appliances & Refrigeration Ltd
GP-2022-02910 | 2022-09-28 | 2615 E 25TH AVENUE, Vancouver, BC V5R 1H4 | Gas Permit | Residential | New | Completed | Residential - gas fitting Exterior and interior alterations to enclose a portion of the existing carport and create floor area to be used as storage(unheated), add a new secondary suite and new front entrance to access the suite | R J Gas Ltd
MP-2022-00725 | 2022-12-16 | 2615 E 25TH AVENUE, Vancouver, BC V5R 1H4 | Mechanical Permit | NULL | NULL | Completed | NULL | 0994152 BC Ltd
PP-2022-03943 | 2022-11-08 | 2615 E 25TH AVENUE, Vancouver, BC V5R 1H4 | Plumbing Permit | Residential | Renovation | Completed | Residential - Full re pipe, including underground drainage + water piping -New outdoor sewer lift station >DB: Exterior and interior alterations to enclose a portion of the existing carport and create floor area to be used as storage(unheated), add a new secondary suite and new front entrance to access the suite. | Williams, Brett DBA Pacific Evergreen Mechanical
SP-2022-01643 | 2022-10-06 | 2615 E 25TH AVENUE, Vancouver, BC V5R 1H4 | Sprinkler Permit | Residential | New | Completed | Residential - New sprinkler system for: >BP: Exterior and interior alterations to enclose a portion of the existing carport and create floor area to be used as storage(unheated), add a new secondary suite and new front entrance to access the suite. #1 - 2615 E 25th Av - one family dwelling (2nd storey) #2 - 2615 E 25th Av - Sec Suite (1st storey) Address and suite numbers assigned as per approved plans for Fire and Emergency response. The address number is to be posted to the building to be visible from the street and the suite numbers are to be posted at the suite entries in accordance with the Building By-law prior to final inspection. Note: - Provide minimum headroom of 6’-6” over 80% of the suite area and all exit routes. - Smoke alarms to be installed in compliance with Subsection 9.10.19., Division B of the Vancouver Building By-law (2019) - Carbon monoxide alarms shall be installed in conformance to Subsections 6.2.4. and 9.32.4., Division B of the Vancouver Building By-law ENTIRE BUILDING TO BE SPRINKLERED TO NFPA 13D REQUIREMENTS | Alco Fire Protection Ltd
PP-2022-03582 | 2022-10-07 | 2615 E 25TH AVENUE, Vancouver, BC V5R 1H4 | Plumbing Permit | Residential | New | Completed | Residential - SUMP Amend: July 4, 2023 add 2 sump instead of 1. Engineer letter all ready received | Nihal Excavating & Landscaping Ltd
GP-2023-00886 | 2023-03-13 | 2623 E 25TH AVENUE, Vancouver, BC V5R 1H4 | Gas Permit | Residential | Renovation - Dwelling Unit(s) only | Completed | Residential - a gas furnace replaced | Vanheat Services Ltd
EP-2023-05102 | 2023-06-20 | 2650 E 25TH AVENUE, Vancouver, BC V5R 1H5 | Electrical Permit | Residential | New | Issued | Installation / Repair - Residential - New electrical duplex work *An approved mechanical permit is required for the installation of air conditioning or heat pump unit at the time of installation before an electrical inspection will be performed >BP: To construct a two-storey two-family dwelling with two secondary suites ($890,000) located in the basement, with a detached accessory building (garage) at the rear and 2 surface parking providing 4 parking spaces in total, having vehicular access from the lane. Note: This is a 2 storey building pursuant to the Zoning and Development By-Law 1. Covenant registered at the Land Title Office under CB590351-CB590352 2. No strata titling permitted 3. A/C units proposed 4. Bar sinks proposed 5. Schedule B: Alan Prahalad P Eng (604-831-1431) Structural 6. Schedule B: Paullus K. F. Young P Eng (604) 841-7748 Geotechnical 6. HPO: Residential Builder – Grand Van Homes Inc #27656 7. Entire Building to have 2 x NFPA 13-D ****ALL PROJECT COORDINATOR NOTES HAS BEEN ACCEPTED BY THE APPLICANT**** ******THIS PERMIT HAS BEEN ISSUED UNDER THE REQUIREMENTS OF VBBL #12511 (2019)****** ***This permit is issued under the VBBL 2019, with updated energy requirements as per bylaw # 12997 effective Jan 01, 2022.*** | Best Choice Electrical Ltd
PP-2023-01978 | 2023-06-02 | 2650 E 25TH AVENUE, Vancouver, BC V5R 1H5 | Plumbing Permit | Residential | New | Issued | Residential - 2FD+2SS - One Sump No Pump | CANADIAN EXCAVATING LTD.
EP-2023-06157 | 2023-07-10 | 2650 E 25TH AVENUE, Vancouver, BC V5R 1H5 | Electrical Permit | Residential | New | Issued | Installation / Repair - Residential - Installation of tv, telephone, alarm prewire and complete. >BP: To construct a two-storey two-family dwelling with two secondary suites ($890,000) located in the basement, with a detached accessory building (garage) at the rear and 2 surface parking providing 4 parking spaces in total, having vehicular access from the lane. Note: This is a 2 storey building pursuant to the Zoning and Development By-Law 1. Covenant registered at the Land Title Office under CB590351-CB590352 2. No strata titling permitted 3. A/C units proposed 4. Bar sinks proposed 5. Schedule B: Alan Prahalad P Eng (604-831-1431) Structural 6. Schedule B: Paullus K. F. Young P Eng (604) 841-7748 Geotechnical 6. HPO: Residential Builder – Grand Van Homes Inc #27656 7. Entire Building to have 2 x NFPA 13-D ****ALL PROJECT COORDINATOR NOTES HAS BEEN ACCEPTED BY THE APPLICANT**** ******THIS PERMIT HAS BEEN ISSUED UNDER THE REQUIREMENTS OF VBBL #12511 (2019)****** ***This permit is issued under the VBBL 2019, with updated energy requirements as per bylaw # 12997 effective Jan 01, 2022.*** | Tvisha Technologies Ltd
PP-2023-02464 | 2023-07-12 | 2650 E 25TH AVENUE, Vancouver, BC V5R 1H5 | Plumbing Permit | Residential | New | Issued | Residential - 2FD+2SS - 2650 E 25TH AV - #1 & #2 2652 E 25TH AV - #1 & #2 plumbing >DB: To construct a two-storey two-family dwelling with two secondary suites located in the basement, with a detached accessory building (garage) at the rear and 2 surface parking providing 4 parking spaces in total, having vehicular access from the lane. Note: This is a 2 storey building pursuant to the Zoning and Development By-Law 1. Covenant registered at the Land Title Office under CB590351-CB590352 2. No strata titling permitted 3. A/C units proposed 4. Bar sinks proposed 5. Schedule B: Alan Prahalad P Eng (604-831-1431) Structural 7. Entire Building to have 2 x NFPA 13-D ******THIS PERMIT HAS BEEN ISSUED UNDER THE REQUIREMENTS OF VBBL #12511 (2019)****** ***This permit is issued under the VBBL 2019, with updated energy requirements as per bylaw # 12997 effective Jan 01, 2022.*** | bcc mechanicals ltd
MP-2023-01322 | 2023-07-19 | 2650 E 25TH AVENUE, Vancouver, BC V5R 1H5 | Mechanical Permit | NULL | NULL | Issued | NULL | bcc mechanicals ltd
EP-2022-06073 | 2022-07-19 | 2650 E 25TH AVENUE, Vancouver, BC V5R 1H5 | Electrical Permit | Residential | New | Expired | Temporary Power - Residential - To provide temporary power. | Best Choice Electrical Ltd
GP-2023-02628 | 2023-09-08 | 2650 E 25TH AVENUE, Vancouver, BC V5R 1H5 | Gas Permit | Residential | New | Issued | Residential - Two fireplace >BP: To construct a two-storey two-family dwelling with two secondary suites ($890,000) located in the basement, with a detached accessory building (garage) at the rear and 2 surface parking providing 4 parking spaces in total, having vehicular access from the lane. | Canadian Fireplace Ltd
GP-2023-02345 | 2023-08-11 | 2650 E 25TH AVENUE, Vancouver, BC V5R 1H5 | Gas Permit | Residential | New | Issued | Residential - 2 Ranges, 2 BBQ's & 2 Fireplaces There is pipping for Fireplaces & BBQ >BP: To construct a two-storey two-family dwelling with two secondary suites | JOT MECHANICAL LTD
SP-2023-01643 | 2023-09-08 | 2650 E 25TH AVENUE, Vancouver, BC V5R 1H5 | Sprinkler Permit | Residential | New | Issued | Residential - new sprinkler installation >BP: To construct a two-storey two-family dwelling with two secondary suites located in the basement, with a detached accessory building (garage) at the rear and 2 surface parking providing 4 parking spaces in total, having vehicular access from the lane. Note: This is a 2 storey building pursuant to the Zoning and Development By-Law 1. Covenant registered at the Land Title Office under CB590351-CB590352 2. No strata titling permitted 3. A/C units proposed 4. Bar sinks proposed 5. Schedule B: Alan Prahalad P Eng (604-831-1431) Structural 6. Schedule B: Paullus K. F. Young P Eng (604) 841-7748 Geotechnical 6. HPO: Residential Builder – Grand Van Homes Inc #27656 7. Entire Building to have 2 x NFPA 13-D | Real Tech Fire Protection Ltd
MP-2023-01842 | 2023-10-16 | 2650 E 25TH AVENUE, Vancouver, BC V5R 1H5 | Mechanical Permit | NULL | NULL | Issued | NULL | DAYLIGHT HEATING AND AIR CONDITIONING LTD
GP-2023-00050 | 2023-01-06 | 2663 E 25TH AVENUE, Vancouver, BC V5R 1H4 | Gas Permit | Residential | Renovation | Completed | Residential - To Replace 1 Furnace Re/Re | ALL TIME HEATING PLUMBING & AIR CONDITIONING
EP-2023-09427 | 2023-10-30 | 2675 E 25TH AVENUE, Vancouver, BC V5R 1H4 | Electrical Permit | Residential | Renovation | Issued | Installation / Repair - Residential - Main electrical service upgrade to 200A | Superb Electric Limited
GP-2023-03213 | 2023-10-24 | 2675 E 25TH AVENUE, Vancouver, BC V5R 1H4 | Gas Permit | Residential | Renovation | Completed | Residential - Install gas furnace | ROMA Heating Ltd
NULL | NULL | 559 E 26TH AVENUE, Vancouver, BC V5V 2H6 | Electrical Permit | Residential | New | Withdrawn | Installation / Repair - Residential - electrical upgrade from 100 to 200 amp | NULL
GP-2023-02733 | 2023-09-19 | 559 E 26TH AVENUE, Vancouver, BC V5V 2H6 | Gas Permit | Residential | New | Completed | Residential - Removal of gas furnace | Truth Plumbing & HVAC Ltd
EP-2023-06844 | 2023-08-15 | 559 E 26TH AVENUE, Vancouver, BC V5V 2H6 | Electrical Permit | Residential | Renovation | Completed | Installation / Repair - Residential - Overhead 200a Service Upgrade + A/C wiring. NO MP AT THIS TIME >Permit Amendment Oct 10, 2023 -Mechanical permit complete: MP-2023-01647 -Attached site map. *Document(s) uploaded to "Application Documents" tab for Electrical Inspector review. Documents are at pending status at time of permit amendment approval | Elysium Electric Ltd
MP-2023-01647 | 2023-09-11 | 559 E 26TH AVENUE, Vancouver, BC V5V 2H6 | Mechanical Permit | NULL | NULL | Completed | NULL | Truth Plumbing & HVAC Ltd
EP-2022-00899 | 2022-02-08 | 559 E 26TH AVENUE, Vancouver, BC V5V 2H6 | Electrical Permit | Residential | Renovation | Completed | Installation / Repair - Residential - Replacing service panel | G-STAR ELECTRIC LTD
EP-2023-04662 | 2023-05-26 | 2710 E 1ST AVENUE, Vancouver, BC V5M 1A7 | Electrical Permit | Residential | New | Issued | Temporary Power - Residential - To provide temporary power. | ALPHA TECH ELECTRICAL LTD
PP-2023-03160 | 2023-09-07 | 2710 E 1ST AVENUE, Vancouver, BC V5M 1A7 | Plumbing Permit | Residential | New | Issued | Residential - 2FD - Sentry and storm con with sump | AKAL DEMOLITION & EXCAVATING LTD
PP-2023-03748 | 2023-10-24 | 2710 E 1ST AVENUE, Vancouver, BC V5M 1A7 | Plumbing Permit | Residential | New | Issued | Residential - To install piping and fixtures for a new duplex. >BP: To construct a 2-storey duplex with a detached accessory building (garage) at the rear providing 2 parking spaces, having vehicular access from the lane. The entire building to be sprinklered to 2x NFPA 13D. NOTE: To achieve the required FSR a floor space exclusion of 2% has been applied to this application as per section 10.15.1 of the district schedule, to accommodate improved building performance. Note: This is a 2 storey building pursuant to the Zoning and Development By-Law ******THIS PERMIT HAS BEEN ISSUED UNDER THE REQUIREMENTS OF VBBL 2019****** This permit is issued under the VBBL 2019, with updated energy requirements as per bylaw # 12997 effective Jan 01, 2022. 1. External mechanical unit proposed in rear yard 2. Bar sinks located in rec rooms 3. Schedule B Jason Hui P.Eng (778-319-3403) Structural and Geotechnical 4. BC Housing UR Land Construction Ltd | Skyway Plumbing & gas Ltd
MP-2023-02047 | 2023-11-19 | 2710 E 1ST AVENUE, Vancouver, BC V5M 1A7 | Mechanical Permit | NULL | NULL | Issued | NULL | Skyway Plumbing & gas Ltd
EP-2023-10473 | 2023-12-11 | 2710 E 1ST AVENUE, Vancouver, BC V5M 1A7 | Electrical Permit | Residential | New | Issued | Installation / Repair - Residential - New Duplex Rough in finishing and service with 200 amp main service and 125 amp each unit >BP: To construct a 2-storey duplex with a detached accessory building (garage) at the rear providing 2 parking spaces, having vehicular access from the lane. Note: This is a 2 storey building pursuant to the Zoning and Development By-Law ******THIS PERMIT HAS BEEN ISSUED UNDER THE REQUIREMENTS OF VBBL 2019****** This permit is issued under the VBBL 2019, with updated energy requirements as per bylaw # 12997 effective Jan 01, 2022. 1. External mechanical unit proposed in rear yard 2. Bar sinks located in rec rooms 3. Schedule B Jason Hui P.Eng (778-319-3403) Structural and Geotechnical 4. BC Housing UR Land Construction Ltd | ALPHA TECH ELECTRICAL LTD
EP-2023-11107 | 2023-12-12 | 2710 E 1ST AVENUE, Vancouver, BC V5M 1A7 | Electrical Permit | Residential | New | Issued | Installation / Repair - Residential - tv,telephone,security alarm prewire and complete >BP: To construct a 2-storey duplex with a detached accessory building (garage) at the rear providing 2 parking spaces, having vehicular access from the lane. * This Building Permit will remain in a suspended status until the associated (green) Demolition Permit BP-2023-00449 is completed. The entire building to be sprinklered to 2x NFPA 13D. NOTE: To achieve the required FSR a floor space exclusion of 2% has been applied to this application as per section 10.15.1 of the district schedule, to accommodate improved building performance. Note: This is a 2 storey building pursuant to the Zoning and Development By-Law ******THIS PERMIT HAS BEEN ISSUED UNDER THE REQUIREMENTS OF VBBL 2019****** This permit is issued under the VBBL 2019, with updated energy requirements as per bylaw # 12997 effective Jan 01, 2022. 1. External mechanical unit proposed in rear yard 2. Bar sinks located in rec rooms 3. Schedule B Jason Hui P.Eng (778-319-3403) Structural and Geotechnical 4. BC Housing UR Land Construction Ltd All rooms adjacent to East exposing building face shall be sprinklered. Combustible projections or roof soffits on an exposing building face shall not project to less than .45m from the property line and shall be in compliance with VBBL 2019 9.10.15.5.(9) | Tvisha Technologies Ltd
GP-2023-04227 | 2024-01-02 | 2710 E 1ST AVENUE, Vancouver, BC V5M 1A7 | Gas Permit | Residential | New | Issued | Residential - 2 BBQ's, 2 Ranges & 2 Dryers To install piping and appliances for a new duplex with complete installation. >BP: To construct a 2-storey duplex with a detached accessory building (garage) at the rear providing 2 parking spaces, having vehicular access from the lane. | Skyway Plumbing & gas Ltd
SP-2023-02323 | 2024-01-02 | 2710 E 1ST AVENUE, Vancouver, BC V5M 1A7 | Sprinkler Permit | Residential | New | Issued | Residential - To install piping and fixtures for a new duplex. >BP: To construct a 2-storey duplex with a detached accessory building (garage) at the rear providing 2 parking spaces, having vehicular access from the lane. The entire building to be sprinklered to 2x NFPA 13D. NOTE: To achieve the required FSR a floor space exclusion of 2% has been applied to this application as per section 10.15.1 of the district schedule, to accommodate improved building performance. Note: This is a 2 storey building pursuant to the Zoning and Development By-Law ******THIS PERMIT HAS BEEN ISSUED UNDER THE REQUIREMENTS OF VBBL 2019****** This permit is issued under the VBBL 2019, with updated energy requirements as per bylaw # 12997 effective Jan 01, 2022. 1. External mechanical unit proposed in rear yard 2. Bar sinks located in rec rooms 3. Schedule B Jason Hui P.Eng (778-319-3403) Structural and Geotechnical 4. BC Housing UR Land Construction Ltd | Skyway Plumbing & gas Ltd
EP-2023-04573 | 2023-05-25 | 2773 E 1ST AVENUE, Vancouver, BC V5M 1A6 | Electrical Permit | Residential | Renovation | Completed | Installation / Repair - Residential - Upgrade service from 60A to 200A. | Lucent Electrical and Design Ltd
EP-2022-05976 | 2022-07-18 | 2793 E 1ST AVENUE, Vancouver, BC V5M 1A6 | Electrical Permit | Residential | New | Completed | Installation / Repair - Residential - 2FD - FRONT - 2793 E 1ST AV BACK - 2791 E 1ST AV New duplex house wiring, single phase service, electrical panel. All outlet, roughing and connection, lighting system and all electrical equipment connection. To construct a two-storey two-family dwelling located in the basement, with a detached accessory building (garage) at the rear providing 2 parking spaces, having vehicular access from the lane. Note: This is a 2 storey building pursuant to the Zoning and Development By-Law 1. A/C units proposed in the rear yard AMEND: SEPT 12/2022 PER DEI: REVISED LOAD CALCULATIONS UPLOADED | Aidea Solutions Ltd
GP-2022-01981 | 2022-07-04 | 2793 E 1ST AVENUE, Vancouver, BC V5M 1A6 | Gas Permit | Residential | New | Completed | Residential - New 1/2 black iron gas at 2psi >BP: To construct a two-storey two-family dwelling ($699,567.50) located in the basement, with a detached accessory building (garage) at the rear providing 2 parking spaces, having vehicular access from the lane. Note: This is a 2 storey building pursuant to the Zoning and Development By-Law 1. A/C units proposed in the rear yard 2. Schedule B: Zhi Yi You, P.Eng. (778-302-2155) Structural & Geotechnical 3. HPO: Residential Builder - TOP VISION DEVELOPMENTS INC. ******THIS PERMIT HAS BEEN ISSUED UNDER THE REQUIREMENTS OF VBBL #12511 (2019)****** | SamTek Mechanical Ltd.
EP-2022-05730 | 2022-07-07 | 2793 E 1ST AVENUE, Vancouver, BC V5M 1A6 | Electrical Permit | Residential | New | Completed | Installation / Repair - Residential - internet TV Telephone communication system, security alarm system, CCTV cameras pr-wiring. >BP: To construct a two-storey two-family dwelling ($699,567.50) located in the basement, with a detached accessory building (garage) at the rear providing 2 parking spaces, having vehicular access from the lane. Note: This Building Permit will remain in a suspended status until the associated (green) Demolition Permit BP-2021-01804 is completed. Note: This is a 2 storey building pursuant to the Zoning and Development By-Law 1. A/C units proposed in the rear yard 2. Schedule B: Zhi Yi You, P.Eng. (778-302-2155) Structural & Geotechnical 3. HPO: Residential Builder - TOP VISION DEVELOPMENTS INC. ******THIS PERMIT HAS BEEN ISSUED UNDER THE REQUIREMENTS OF VBBL #12511 (2019)****** | 8020 Kingkong Enterprises Ltd
PP-2022-01381 | 2022-04-28 | 2793 E 1ST AVENUE, Vancouver, BC V5M 1A6 | Plumbing Permit | Residential | New | Completed | Residential - 2FD - FRONT UNIT - 2793 E 1ST AV BACK UNIT - 2791 E 1ST AV New DWV New waterline To construct a two-storey two-family dwelling located in the basement, with a detached accessory building (garage) at the rear providing 2 parking spaces, having vehicular access from the lane. Note: This is a 2 storey building pursuant to the Zoning and Development By-Law 1. A/C units proposed in the rear yard | SamTek Mechanical Ltd.
SP-2022-00835 | 2022-05-27 | 2793 E 1ST AVENUE, Vancouver, BC V5M 1A6 | Sprinkler Permit | Residential | New | Completed | Residential - new duplex >To construct a two-storey two-family dwelling ($699,567.50) located in the basement, with a detached accessory building (garage) at the rear providing 2 parking spaces, having vehicular access from the lane. Note: This Building Permit will remain in a suspended status until the associated (green) Demolition Permit BP-2021-01804 is completed. Note: This is a 2 storey building pursuant to the Zoning and Development By-Law 1. A/C units proposed in the rear yard 2. Schedule B: Zhi Yi You, P.Eng. (778-302-2155) Structural & Geotechnical 3. HPO: Residential Builder - TOP VISION DEVELOPMENTS INC. Address Note: FRONT UNIT 2793 E 1st Av - One Family Dwelling (south portion of 1st - 3rd floor) BACK UNIT 2791 E 1st Av - One Family Dwelling (north portion of 1st - 3rd floor) Address numbers assigned as per approved plans for Fire and Emergency response. The address numbers are to be posted to the building to be visible from the street and in accordance with the Building By-law prior to final inspection. ******THIS PERMIT HAS BEEN ISSUED UNDER THE REQUIREMENTS OF VBBL #12511 (2019)****** | Yu Fire Protection Inc.
PP-2022-00819 | NULL | 2793 E 1ST AVENUE, Vancouver, BC V5M 1A6 | Plumbing Permit | Residential | New | Cancelled | Residential - 2FD - FRONT UNIT - 2793 E 1ST AV BACK UNIT - 2791 E 1ST AV New drainage New waterline New finishing To construct a two-storey two-family dwelling located in the basement, with a detached accessory building (garage) at the rear providing 2 parking spaces, having vehicular access from the lane. Note: This Building Permit will remain in a suspended status until the associated (green) Demolition Permit BP-2021-01804 is completed. Note: This is a 2 storey building pursuant to the Zoning and Development By-Law 1. A/C units proposed in the rear yard | SamTek Mechanical Ltd.
PP-2022-00755 | 2022-03-04 | 2793 E 1ST AVENUE, Vancouver, BC V5M 1A6 | Plumbing Permit | Residential | New | Completed | Residential - 2FD - FRONT - 2793 E 1ST AV - SOUTH PORTION BACK - 2791 E 1ST AV - NORTH PORTION Install 1 sump without pump To construct a two-storey two-family dwelling located in the basement, with a detached accessory building (garage) at the rear providing 2 parking spaces, having vehicular access from the lane. Note: This is a 2 storey building pursuant to the Zoning and Development By-Law 1. A/C units proposed in the rear yard | Van-City Excavating Ltd
NULL | NULL | 2800 E 1ST AVENUE, Vancouver, BC V5M 1A8 | Electrical Permit | Commercial | Tenant Improvement | Withdrawn | Installation / Repair - Commercial - install 2 new 225amp electrical panels to replace the existing electrical panels on the second floor common area. The new panels will be relocated to the opposite side of the wall in the hallway, they will need to move south from there current location. | Ino-Tek Electric Ltd.
EP-2022-02019 | 2022-03-24 | 2800 E 1ST AVENUE, Vancouver, BC V5M 1A8 | Electrical Permit | Commercial | Renovation | Completed | Installation / Repair - Commercial - Install 2 new Electrical Panels to replace dated and worn equipment | Ino-Tek Electric Ltd.
EP-2022-04840 | 2022-06-09 | 2800 E 1ST AVENUE, Vancouver, BC V5M 1A8 | Electrical Permit | Commercial | Renovation | Completed | Installation / Repair - Commercial - Replace 2X2 fixtures & T8 lamps as required 2800 1ST AVE E UNIT 244 | MEI Energy Solutions Ltd
EP-2022-00113 | 2022-01-11 | 2800 E 1ST AVENUE, Vancouver, BC V5M 1A8 | Electrical Permit | Commercial | NULL | Expired | Annual / Operating - Annual Operating Permit -Renewal of EP-2021-000184 -effective: January 6, 2022 - January 5, 2023 | Bayshore Electric Ltd
EP-2022-05376 | 2022-07-08 | 2800 E 1ST AVENUE, Vancouver, BC V5M 1A8 | Electrical Permit | Commercial | Renovation | Completed | Installation / Repair - Commercial - Provide new lighting, lighting controls & data ** Amend 09/23/2022** add new data work >BP: #310 Interior alterations and to change the use of approximately 2,913 sq. ft., from General Office to Health Care Office in this existing commercial building. Scope of work includes new partition walls to add new exam rooms, office rooms, millwork, electrical work and update kitchen. Energy Upgrade: L2 - Lighting - Upgrade to incorporate Automatic Lighting Shutoff (per 9.4.1.1 of ASHRAE 90.1 - 2010) DBI to determine if structural engineer required for removal or partition walls. | Action Electric Ltd
PP-2022-02522 | 2022-07-19 | 2800 E 1ST AVENUE, Vancouver, BC V5M 1A8 | Plumbing Permit | Commercial | Tenant Improvement | Completed | Commercial - add 1 hand sink, replace existing sink | Aquarius Mechanical Services Inc
SP-2022-01137 | 2022-07-19 | 2800 E 1ST AVENUE, Vancouver, BC V5M 1A8 | Sprinkler Permit | Commercial | Tenant Improvement | Completed | Commercial - ADD AND RELOCATE 13 SPRINKLER HEADS >BP: #310 Interior alterations and to change the use of approximately 2,913 sq. ft., from General Office to Health Care Office in this existing commercial building. Scope of work includes new partition walls to add new exam rooms, office rooms, millwork, electrical work and update kitchen. Energy Upgrade: L2 - Lighting - Upgrade to incorporate Automatic Lighting Shutoff (per 9.4.1.1 of ASHRAE 90.1 - 2010) DBI to determine if structural engineer required for removal or partition walls. | Priority Fire Systems Ltd
EP-2022-06986 | 2022-08-24 | 2800 E 1ST AVENUE, Vancouver, BC V5M 1A8 | Electrical Permit | Commercial | Renovation | Completed | Installation / Repair - Commercial - replace existing 200A 250V 3-pole breaker that is failing intermittently -The breaker itself is in the main electrical room but it feeds the panel in Unit 212. | Ino-Tek Electric Ltd.
EP-2023-00104 | 2023-01-06 | 2800 E 1ST AVENUE, Vancouver, BC V5M 1A8 | Electrical Permit | Commercial | NULL | Expired | Annual / Operating - Regular electrical maintenance work Expired EP-2022-00113 Valid January 6th, 2023 until January 5th, 2024 | Bayshore Electric Ltd
EP-2023-01042 | 2023-02-09 | 2800 E 1ST AVENUE, Vancouver, BC V5M 1A8 | Electrical Permit | Commercial | Addition | Completed | Installation / Repair - Commercial - Supply & install 1 – 208V 15A 6-15R & 15amp breaker w/ waterproof cover for new combi oven and Interlock with existing fire suppression system -We are replacing an existing unit only.re/re Service will not be affected. The unit is 208V 15A gas unit. | Santec Electric Inc
EP-2024-00105 | 2024-01-04 | 2800 E 1ST AVENUE, Vancouver, BC V5M 1A8 | Electrical Permit | Commercial | NULL | Issued | Annual / Operating - Annual/Operating Permit EXPIRED PERMIT: EP-2023-00104 VALID January 6th, 2024 until January 5th, 2025 | Bayshore Electric Ltd
GP-2022-03090 | 2022-10-12 | 3275 E 19TH AVENUE, Vancouver, BC V5M 2T4 | Gas Permit | Residential | New | Completed | Residential - To install boiler range BBQ There is pipping for BBQ >BP: To construct a 2 storey + basement one-family dwelling with a secondary suite located in the basement with an attached garage (to LWH) and 1 open parking pad, providing a total of 2 parking spaces, having vehicular access from the lane Note: This is a 2 storey building pursuant to the Zoning and Development By-Law 1- No strata titling permitted. 2- Bar sink proposed in main floor. 3- A/C unit proposed in rear yard. 4- Schedule B: Xue Li Chen P.Eng (778.235.5447) Structural & Geotechnical 5- HPO: Owner Builder ( Steve Chand) | JOT MECHANICAL LTD
EP-2022-09204 | 2022-10-31 | 3275 E 19TH AVENUE, Vancouver, BC V5M 2T4 | Electrical Permit | Residential | New | Completed | Installation / Repair - Residential - LV wiring for speakers, data, tel, alarm, vac, LV lighitng keypads on the main floor. >BP: To construct a 2 storey + basement one-family dwelling with a secondary suite located in the basement with an attached garage (to LWH) and 1 open parking pad, providing a total of 2 parking spaces, having vehicular access from the lane | Premier Audio & Home Integration Inc
EP-2022-08282 | 2022-10-03 | 3275 E 19TH AVENUE, Vancouver, BC V5M 2T4 | Electrical Permit | Residential | New | Completed | Installation / Repair - Residential - New Construction of single family dwelling with secondary suite Service 200 amps To construct a 2 storey + basement one-family dwelling with a secondary suite located in the basement with an attached garage (to LWH) and 1 open parking pad, providing a total of 2 parking spaces, having vehicular access from the lane Note: This is a 2 storey building pursuant to the Zoning and Development By-Law 1- No strata titling permitted. 2- Bar sink proposed in main floor. 3- A/C unit proposed in rear yard. 4- Schedule B: Xue Li Chen P.Eng (778.235.5447) Structural & Geotechnical 5- HPO: Owner Builder ( Steve Chand) | Apaar Electrical Ltd
SP-2022-01607 | 2022-10-04 | 3275 E 19TH AVENUE, Vancouver, BC V5M 2T4 | Sprinkler Permit | Residential | New | Completed | Residential - 1FD+SS - #1 & #2 - new sprinkler installation >DB: To construct a 2 storey + basement one-family dwelling with a secondary suite located in the basement with an attached garage (to LWH) and 1 open parking pad, providing a total of 2 parking spaces, having vehicular access from the lane Note: This is a 2 storey building pursuant to the Zoning and Development By-Law 1- No strata titling permitted. 2- Bar sink proposed in main floor. 3- A/C unit proposed in rear yard. | Real Tech Fire Protection Ltd
EP-2022-07752 | 2022-09-14 | 3275 E 19TH AVENUE, Vancouver, BC V5M 2T4 | Electrical Permit | Residential | New | Expired | Temporary Power - Residential - To provide temporary power. -Renewal of: EP-2021-06687 -Valid: Sept 8, 2022 - Sept. 7, 2023 | Apaar Electrical Ltd
PP-2022-02616 | 2022-07-29 | 3275 E 19TH AVENUE, Vancouver, BC V5M 2T4 | Plumbing Permit | Residential | New | Completed | Residential - Plumbing for new house >BP: To construct a 2 storey + basement one-family dwelling with a secondary suite located in the basement with an attached garage (to LWH) and 1 open parking pad, providing a total of 2 parking spaces, having vehicular access from the lane Note: This is a 2 storey building pursuant to the Zoning and Development By-Law 1- No strata titling permitted. 2- Bar sink proposed in main floor. 3- A/C unit proposed in rear yard. 4- Schedule B: Xue Li Chen P.Eng (778.235.5447) Structural & Geotechnical 5- HPO: Owner Builder ( Steve Chand) Combustible projections or roof soffits on an exposing building face shall not project to less than .45m from the property line and shall be in compliance with VBBL 2019 9.10.15.5.(9) The entire building, to be sprinklered to NFPA 13D. ******THIS PERMIT HAS BEEN ISSUED UNDER THE REQUIREMENTS OF VBBL #12511 (2019)****** | Rain Coast Plumbing & Heating Ltd
PP-2022-01417 | 2022-04-27 | 3275 E 19TH AVENUE, Vancouver, BC V5M 2T4 | Plumbing Permit | Residential | New | Completed | Residential - 1FD+SS - #1 & #2 - 2 outside Sump without pump To construct a 2 storey + basement one-family dwelling with a secondary suite located in the basement with an attached garage (to LWH) and 1 open parking pad, providing a total of 2 parking spaces, having vehicular access from the lane Note: This is a 2 storey building pursuant to the Zoning and Development By-Law 1- No strata titling permitted. 2- Bar sink proposed in main floor. 3- A/C unit proposed in rear yard. | ON TIME EXCAVATING & DEMOLITION LTD
GP-2022-01097 | 2022-04-07 | 525 E 19TH AVENUE, Vancouver, BC V5V 1J8 | Gas Permit | Residential | Renovation | Completed | Residential - Gas firepace replacement | Flame Co Heating Services Ltd
GP-2022-01993 | 2022-07-05 | 531 E 19TH AVENUE, Vancouver, BC V5V 1J8 | Gas Permit | Residential | Renovation | Completed | Residential - Re&Re Hot water tank BTU: 40.000 | Milani Plumbing Heating & Air Conditioning Ltd
GP-2022-03784 | 2022-11-29 | 2470 E 20TH AVENUE, Vancouver, BC V5M 2T6 | Gas Permit | Residential | Renovation | Completed | Residential - Re&re Furnace | Milani Plumbing Heating & Air Conditioning Ltd
MP-2022-00630 | 2022-11-30 | 2495 E 20TH AVENUE, Vancouver, BC V5M 2T5 | Mechanical Permit | NULL | NULL | Completed | NULL | Moore And Russell Heating And Air Conditioning Ltd
EP-2022-06293 | 2022-07-27 | 2495 E 20TH AVENUE, Vancouver, BC V5M 2T5 | Electrical Permit | Residential | Tenant Improvement | Completed | Installation / Repair - Residential - - No change to existing service - Electrical install for heat pump - BP not required - Mechanical Permit to be obtained | Moore And Russell Heating And Air Conditioning Ltd
EP-2022-07331 | 2022-09-02 | 2495 E 20TH AVENUE, Vancouver, BC V5M 2T5 | Electrical Permit | Residential | Addition | Completed | Installation / Repair - Residential - Install an EV Charger in a newly upgraded Panel with no secondary suite. | JZ Electric Ltd
EP-2022-10368 | 2022-12-08 | 2537 E 20TH AVENUE, Vancouver, BC V5M 2T5 | Electrical Permit | Residential | New | Expired | Temporary Power - Residential - To provide temporary power. Valid Dec 8/2022 until Dec 7/2023 | A1 Cheema Electrical Ltd
PP-2023-00759 | 2023-03-07 | 2537 E 20TH AVENUE, Vancouver, BC V5M 2T5 | Plumbing Permit | Residential | New | Completed | Residential - new plumbing >BP: To construct a two-storey duplex with a detached accessory building (garage) at the rear providing 4 parking spaces (2 car garage and 2 open parking pads), having vehicular access from the lane. Note: This is a 2.5 storey building pursuant to the Zoning and Development By-Law. 1. A/C units proposed in the rear yard 2. No bar sinks proposed 3. Schedule B: Jason Hui, P.Eng (778-319-3403) Structural & Geotechnical 4. BC Housing Residential Builder – Medallion Homes Inc. 5. The entire building to be sprinklered to 2 x NFPA 13D | Killarney Mechanical Ltd
PP-2023-00619 | 2023-02-22 | 2537 E 20TH AVENUE, Vancouver, BC V5M 2T5 | Plumbing Permit | Residential | New | Completed | Residential - Sump >BP: To construct a two-storey duplex ($866,500) with a detached accessory building (garage) at the rear providing 4 parking spaces (2 car garage and 2 open parking pads), having vehicular access from the lane. | Bhullar Excavating and Demolition
EP-2023-04223 | 2023-05-31 | 2537 E 20TH AVENUE, Vancouver, BC V5M 2T5 | Electrical Permit | Residential | New | Completed | Installation / Repair - Residential - new duplex house all new work >BP: To construct a two-storey duplex ($866,500) with a detached accessory building (garage) at the rear providing 4 parking spaces (2 car garage and 2 open parking pads), having vehicular access from the lane. Note: This is a 2.5 storey building pursuant to the Zoning and Development By-Law. 1. A/C units proposed in the rear yard 2. No bar sinks proposed 3. Schedule B: Jason Hui, P.Eng (778-319-3403) Structural & Geotechnical 4. BC Housing Residential Builder – Medallion Homes Inc. 5. The entire building to be sprinklered to 2 x NFPA 13D Address and suite numbers assigned as per approved plans for Fire and Emergency response. The address numbers are to be posted on the building and to be visible from the street and the suite numbers are to be posted at the suite entries in accordance with the Building By-law prior to final inspection. ***This permit is issued under the VBBL 2019, with updated energy requirements as per bylaw # 12997 effective Jan 01, 2022.*** | A1 Cheema Electrical Ltd
SP-2023-00803 | 2023-05-09 | 2537 E 20TH AVENUE, Vancouver, BC V5M 2T5 | Sprinkler Permit | Residential | New | Completed | Residential - New Sprinkler system: Piping and fixture installation ***The entire building to be sprinklered to 2 x NFPA 13D >BP: To construct a two-storey duplex ($866,500) with a detached accessory building (garage) at the rear providing 4 parking spaces (2 car garage and 2 open parking pads), having vehicular access from the lane. Note: This is a 2.5 storey building pursuant to the Zoning and Development By-Law. 1. A/C units proposed in the rear yard 2. No bar sinks proposed 3. Schedule B: Jason Hui, P.Eng (778-319-3403) Structural & Geotechnical 4. BC Housing Residential Builder – Medallion Homes Inc. 5. The entire building to be sprinklered to 2 x NFPA 13D ***This permit is issued under the VBBL 2019, with updated energy requirements as per bylaw # 12997 effective Jan 01, 2022.*** | RG Plumbing Ltd
EP-2023-04764 | 2023-05-30 | 2537 E 20TH AVENUE, Vancouver, BC V5M 2T5 | Electrical Permit | Residential | New | Completed | Installation / Repair - Residential - Extra low voltage roughing and finishing for tv, data, alarm system and cctv installation. >BP: To construct a two-storey duplex ($866,500) with a detached accessory building (garage) at the rear providing 4 parking spaces (2 car garage and 2 open parking pads), having vehicular access from the lane. Note: This is a 2.5 storey building pursuant to the Zoning and Development By-Law. 1. A/C units proposed in the rear yard 2. No bar sinks proposed 3. Schedule B: Jason Hui, P.Eng (778-319-3403) Structural & Geotechnical 4. BC Housing Residential Builder – Medallion Homes Inc. 5. The entire building to be sprinklered to 2 x NFPA 13D ***This permit is issued under the VBBL 2019, with updated energy requirements as per bylaw # 12997 effective Jan 01, 2022.*** | Smarthomes Security Ltd.
GP-2023-01886 | 2023-06-22 | 2537 E 20TH AVENUE, Vancouver, BC V5M 2T5 | Gas Permit | Residential | New | Completed | Residential - 2 ranges & 2 bbq >BP: To construct a two-storey duplex | Deep Gas Fitting Ltd.
MP-2023-01948 | 2023-11-01 | 2537 E 20TH AVENUE, Vancouver, BC V5M 2T5 | Mechanical Permit | NULL | NULL | Completed | NULL | Ultimate Choice Air Conditioning & Renovations Ltd
PP-2023-03218 | 2023-09-12 | 2545 E 20TH AVENUE, Vancouver, BC V5M 2T5 | Plumbing Permit | Residential | Renovation | Completed | Residential - perimeter drain tile replacement around existing home with sump and back flow valve >>>>>Amend: Sept. 21st -please add 1 outside sump | Robert Bruce Wilde
EP-2022-08852 | 2022-10-18 | 2545 E 20TH AVENUE, Vancouver, BC V5M 2T5 | Electrical Permit | Residential | Tenant Improvement | Completed | Installation / Repair - Residential - Service Upgrade from 60 amp to 100 amp Amend: Nov 8, 2022 change service from 100 amp to 200 amp | AJ's Electrical Contractors LTD
GP-2023-02303 | 2023-08-03 | 2668 E 20TH AVENUE, Vancouver, BC V5M 2T8 | Gas Permit | Residential | Renovation | Completed | Residential - boiler | Milani Plumbing Heating & Air Conditioning Ltd
PP-2022-00198 | 2022-01-24 | 2802 E 20TH AVENUE, Vancouver, BC V5M 2T9 | Plumbing Permit | Residential | New | Completed | Residential - 1FD+SS - SENTRY AND STORM CON WITH ONE SUMP To construct a 2 storey laneway house building with an open parking pad, providing 1 parking space, having vehicular access from the lane. Note: This is a 1 ½ storey building pursuant to the Zoning & Development By-law 1. No Strata Titling permitted 2. Bar sink located in Second floor. | AKAL DEMOLITION & EXCAVATING LTD
PP-2022-00994 | 2022-03-24 | 2802 E 20TH AVENUE, Vancouver, BC V5M 2T9 | Plumbing Permit | Residential | New | Completed | Residential - LWH - Plumbing on 2 floors To construct a 2 storey laneway house building with an open parking pad, providing 1 parking space, having vehicular access from the lane. Note: This is a 1 ½ storey building pursuant to the Zoning & Development By-law 1. No Strata Titling permitted 2. Bar sink located in Second floor. | West Point Plumbing & Heating Ltd
PP-2022-00993 | 2022-03-24 | 2802 E 20TH AVENUE, Vancouver, BC V5M 2T9 | Plumbing Permit | Residential | New | Completed | Residential - 1FD+SS - #1 & #2 - Plumbing and heating on all three floors To construct a 2 storey one-family dwelling with a secondary suite located in the Basement with 1 open parking over gravel, providing 1 parking space, having vehicular access from the 20' Lane. 1. No Strata Titling permitted 2. A/C Unit proposed at rear yard. 3. Bar sink located in main floor. | West Point Plumbing & Heating Ltd
EP-2022-03275 | 2022-04-29 | 2802 E 20TH AVENUE, Vancouver, BC V5M 2T9 | Electrical Permit | Residential | New | Completed | Installation / Repair - Residential - new sfd wiring. Main Consumer's Service: 200A. Principal Dwelling Service: 150A. LWH Service: 125A. >BP: To construct a 2 storey one-family dwelling with a secondary suite located in the Basement with 1 open parking over gravel, providing 1 parking space, having vehicular access from the 20' Lane. 1. No Strata Titling permitted 2. A/C Unit proposed at rear yard. 3. Bar sink located in main floor. 4. Schedule B: Md. Shahidul Alam P.Eng (604.653.7475) Structural & Geotechnical 5. BC Housing (JRXL Developments Ltd.) This is a 2 storey building pursuant to the Zoning and Development By-Law. Building 1 #1-2802 E 20th Av - One Family Dwelling (1st, 2nd, & 3rd floor) #2-2802 E 20th Av - Secondary Suite (basement) Address and suite numbers assigned as per approved plans for Fire and Emergency response. The address number is to be posted on the building to be visible from the street and the suite numbers are to be posted at the suite entries in accordance with the Building By-law prior to final inspection. ******THIS PERMIT HAS BEEN ISSUED UNDER THE REQUIREMENTS OF VBBL 2019.****** Combustible projections or roof soffits on an exposing building face shall not project to less than .45m from the property line and shall be in compliance with VBBL 2019 9.10.15.5.(9) The entire building, to be sprinklered to NFPA 13D. Amend: July 7, 2022 load calculation form renew | Central Power Group Ltd
GP-2022-01593 | 2022-05-26 | 2802 E 20TH AVENUE, Vancouver, BC V5M 2T9 | Gas Permit | Residential | New | Completed | Residential - To install boiler range BBQ There is pipping for range and BBQ | JOT MECHANICAL LTD
EP-2022-05437 | 2022-06-27 | 2802 E 20TH AVENUE, Vancouver, BC V5M 2T9 | Electrical Permit | Residential | New | Completed | Installation / Repair - Residential - TV/Data/TEL, Security Alarm-complete, CCTV, Intercom >BP: To construct a 2-storey Infill One-Family Dwelling with an attached 1-car garage (subsidiary to infill dwelling) and one surface parking, having vehicular access from the lane. See BP-2021-02152 for Character building (Building 1) and all document & drawings. ******THIS PERMIT HAS BEEN ISSUED UNDER THE REQUIREMENTS OF VBBL 2019 AND REVIEWED DURING THE COVID-19 PANDEMIC CRISIS. ******** | Anmi Technology Corp.
SP-2022-01078 | 2022-07-04 | 2802 E 20TH AVENUE, Vancouver, BC V5M 2T9 | Sprinkler Permit | Residential | New | Completed | Residential - new home To construct a 2 storey one-family dwelling with a secondary suite located in the Basement with 1 open parking over gravel, providing 1 parking space, having vehicular access from the 20' Lane. 1. No Strata Titling permitted 2. A/C Unit proposed at rear yard. 3. Bar sink located in main floor. 4. Schedule B: Md. Shahidul Alam P.Eng (604.653.7475) Structural & Geotechnical 5. BC Housing (JRXL Developments Ltd.) | SBMS Construction Ltd
GP-2022-03340 | 2022-10-28 | 2044 E 23RD AVENUE, Vancouver, BC V5N 2V1 | Gas Permit | Residential | Renovation | Completed | Residential - replace furnace | Ryan Heating & Air Conditioning Ltd
GP-2022-03347 | 2022-10-31 | 2465 E 23RD AVENUE, Vancouver, BC V5R 1A1 | Gas Permit | Residential | New | Completed | Residential - Gas | Easyway Plumbing & Heating Ltd
SP-2022-01724 | 2022-10-19 | 2465 E 23RD AVENUE, Vancouver, BC V5R 1A1 | Sprinkler Permit | Residential | New | Completed | Residential - New sprinkler installation for: >BP: To construct a two-storey two-family dwelling with a detached accessory building (garage) at the rear providing 2 parking spaces, having vehicular access from the lane. This is a 2 storey building pursuant to the Zoning and Development By-Law 1. No strata titling permitted. 2. A/C units proposed in rear yard. 3. Bar sinks proposed in main floor. 4. Schedule B: Alan Prahalad, P.Eng (604.831.1431) Structural & Geotechnical 5. HPO: JNS Developments Ltd | Real Tech Fire Protection Ltd
EP-2022-08459 | 2022-10-07 | 2465 E 23RD AVENUE, Vancouver, BC V5R 1A1 | Electrical Permit | Residential | New | Completed | Installation / Repair - Residential - TV Data Alarm Tel -Complete Security Alarm System >BP: To construct a two-storey two-family dwelling with a detached accessory building (garage) at the rear providing 2 parking spaces, having vehicular access from the lane. This is a 2 storey building pursuant to the Zoning and Development By-Law 1. No strata titling permitted. 2. A/C units proposed in rear yard. 3. Bar sinks proposed in main floor. 4. Schedule B: Alan Prahalad, P.Eng (604.831.1431) Structural & Geotechnical 5. HPO: JNS Developments Ltd | AIGO TECHNOLOGY INC
EP-2022-06587 | 2022-08-08 | 2465 E 23RD AVENUE, Vancouver, BC V5R 1A1 | Electrical Permit | Residential | New | Completed | Installation / Repair - Residential - Electrical wiring for: New Construction of two family dwelling >BP: To construct a two-storey two-family dwelling with a detached accessory building (garage) at the rear providing 2 parking spaces, having vehicular access from the lane. This is a 2 storey building pursuant to the Zoning and Development By-Law 1. No strata titling permitted. 2. A/C units proposed in rear yard. 3. Bar sinks proposed in main floor. 4. Schedule B: Alan Prahalad, P.Eng (604.831.1431) Structural & Geotechnical 5. HPO: JNS Developments Ltd FRONT UNIT | Apaar Electrical Ltd
PP-2022-03093 | 2022-09-06 | 2465 E 23RD AVENUE, Vancouver, BC V5R 1A1 | Plumbing Permit | Residential | New | Completed | Residential - plumbing >To construct a two-storey two-family dwelling with a detached accessory building (garage) at the rear providing 2 parking spaces, having vehicular access from the lane. This is a 2 storey building pursuant to the Zoning and Development By-Law 1. No strata titling permitted. 2. A/C units proposed in rear yard. 3. Bar sinks proposed in main floor. 4. Schedule B: Alan Prahalad, P.Eng (604.831.1431) Structural & Geotechnical 5. HPO: JNS Developments Ltd FRONT UNIT 2465 E 23rd Av - One Family Dwelling (south side bsmt, 1st, 2nd flr) BACK UNIT 2467 E 23rd Av - One Family Dwelling (north side bsmt, 1st, 2nd flr) Address numbers assigned as per approved plans for Fire and Emergency response. The address numbers are to be posted to the building to be visible from the street and in accordance with the Building By-law prior to final inspection. Combustible projections or roof soffits on an exposing building face shall not project to less than .45m from the property line and shall be in compliance with VBBL 2019 9.10.15.5.(9) The entire building, to be sprinklered to 2 x NFPA 13D. ******THIS PERMIT HAS BEEN ISSUED UNDER THE REQUIREMENTS OF VBBL #12511 (2019)****** | Easyway Plumbing & Heating Ltd
MP-2022-00232 | 2022-09-15 | 2465 E 23RD AVENUE, Vancouver, BC V5R 1A1 | Mechanical Permit | NULL | NULL | Completed | NULL | Easyway Plumbing & Heating Ltd
PP-2022-02075 | 2022-06-15 | 2465 E 23RD AVENUE, Vancouver, BC V5R 1A1 | Plumbing Permit | Residential | New | Completed | Residential - 2 Sump No Pump | Canadian Excavating Ltd
EP-2022-02505 | 2022-03-28 | 2465 E 23RD AVENUE, Vancouver, BC V5R 1A1 | Electrical Permit | Residential | New | Expired | Temporary Power - Residential - To provide temporary power. | Apaar Electrical Ltd
EP-2022-03074 | 2022-04-19 | 3545 E 26TH AVENUE, Vancouver, BC V5R 1M5 | Electrical Permit | Residential | New | Completed | Installation / Repair - Residential - Installation of fixtures, receptacles and power distribution in new 1FD With second suite. >BP: To construct a 2 storey + basement one-family dwelling with a secondary suite ($636,265.00) located in the basement with a parking pad at the rear providing 1 parking space, having vehicular access from the lane. Note: This is a 2 storey building pursuant to the Zoning and Development By-Law 1- Covenant registered at the Land Title Office under CA9099171 2- No strata titling permitted 3-No Bar sink proposed 4- A/C unit proposed in rear yard & second storey 5- Schedule B: Peter Yee P.Eng (604.255.3868) Structural & Geotechnical 4- HPO: Residential Builder - Unique-Style Homes Ltd. Address Note: Building 1 #1-3545 E 26th Av - One Family Dwelling (1st & 2nd floor) #2-3545 E 26th Av - Secondary Suite (basement) Address and suite numbers assigned as per approved plans for Fire and Emergency response. The address number is to be posted to the building to be visible from the street and the suite numbers are to be posted at the suite entries in accordance with the Building By-law prior to final inspection. ******THIS PERMIT HAS BEEN ISSUED UNDER THE REQUIREMENTS OF VBBL #12511 (2019)****** | Allone Electric Ltd
EP-2022-02221 | 2022-03-19 | 3545 E 26TH AVENUE, Vancouver, BC V5R 1M5 | Electrical Permit | Residential | New | Expired | Temporary Power - Residential - To provide temporary power. | Allone Electric Ltd
PP-2022-01430 | 2022-04-28 | 3545 E 26TH AVENUE, Vancouver, BC V5R 1M5 | Plumbing Permit | Residential | New | Completed | Residential - 1FD+SS - #1 & #2 1.One outside sump 2.One outside sump with pump To construct a 2 storey + basement one-family dwelling with a secondary suite ($636,265.00) located in the basement with a parking pad at the rear providing 1 parking space, having vehicular access from the lane. Note: This is a 2 storey building pursuant to the Zoning and Development By-Law 1- Covenant registered at the Land Title Office under CA9099171 2- No strata titling permitted 3-No Bar sink proposed 4- A/C unit proposed in rear yard & second storey | East West Excavating 2022 ltd
NULL | NULL | 3545 E 26TH AVENUE, Vancouver, BC V5R 1M5 | Mechanical Permit | NULL | NULL | Draft | NULL | WDR CONTRACTING LTD
MP-2022-00052 | 2022-07-27 | 3545 E 26TH AVENUE, Vancouver, BC V5R 1M5 | Mechanical Permit | NULL | NULL | Completed | NULL | WDR CONTRACTING LTD
PP-2022-02302 | 2022-06-30 | 3545 E 26TH AVENUE, Vancouver, BC V5R 1M5 | Plumbing Permit | Residential | New | Completed | Residential - plumbing >BP: To construct a 2 storey + basement one-family dwelling with a secondary suite ($636,265.00) located in the basement with a parking pad at the rear providing 1 parking space, having vehicular access from the lane. Note: This is a 2 storey building pursuant to the Zoning and Development By-Law 1- Covenant registered at the Land Title Office under CA9099171 2- No strata titling permitted 3-No Bar sink proposed 4- A/C unit proposed in rear yard & second storey 5- Schedule B: Peter Yee P.Eng (604.255.3868) Structural & Geotechnical 4- HPO: Residential Builder - Unique-Style Homes Ltd. Address Note: Building 1 #1-3545 E 26th Av - One Family Dwelling (1st & 2nd floor) #2-3545 E 26th Av - Secondary Suite (basement) Address and suite numbers assigned as per approved plans for Fire and Emergency response. The address number is to be posted to the building to be visible from the street and the suite numbers are to be posted at the suite entries in accordance with the Building By-law prior to final inspection. ******THIS PERMIT HAS BEEN ISSUED UNDER THE REQUIREMENTS OF VBBL #12511 (2019)****** | WDR CONTRACTING LTD
GP-2022-01967 | 2022-06-30 | 3545 E 26TH AVENUE, Vancouver, BC V5R 1M5 | Gas Permit | Residential | New | Completed | Residential - gas ( fireplace rough in only ) >BP: To construct a 2 storey + basement one-family dwelling with a secondary suite ($636,265.00) located in the basement with a parking pad at the rear providing 1 parking space, having vehicular access from the lane. | WDR CONTRACTING LTD
SP-2022-02076 | 2022-12-14 | 3545 E 26TH AVENUE, Vancouver, BC V5R 1M5 | Sprinkler Permit | Residential | New | Completed | Residential - To Install 25 sprinkler heads To construct a 2 storey + basement one-family dwelling with a secondary suite located in the basement with a parking pad at the rear providing 1 parking space, having vehicular access from the lane. Note: This is a 2 storey building pursuant to the Zoning and Development By-Law 1- Covenant registered at the Land Title Office under CA9099171 2- No strata titling permitted 3-No Bar sink proposed 4- A/C unit proposed in rear yard & second storey 5- Schedule B: Peter Yee P.Eng (604.255.3868) Structural & Geotechnical 4- HPO: Residential Builder - Unique-Style Homes Ltd. | General Sprinkler Systems Ltd
EP-2022-10022 | 2022-11-28 | 3545 E 26TH AVENUE, Vancouver, BC V5R 1M5 | Electrical Permit | Residential | New | Completed | Installation / Repair - Residential - 1FD+SS - #1 & #2 - To Pre-wire and install Security Alarm, and TV/Data/Tel Cables. COMPLETE SECURITY ALARM SYSTEM. >DB: To construct a 2 storey + basement one-family dwelling with a secondary suite located in the basement with a parking pad at the rear providing 1 parking space, having vehicular access from the lane. Note: This is a 2 storey building pursuant to the Zoning and Development By-Law 1- Covenant registered at the Land Title Office under CA9099171 2- No strata titling permitted 3-No Bar sink proposed 4- A/C unit proposed in rear yard & second storey | Yao Rong Xu
MP-2023-01280 | NULL | 2209 E 27TH AVENUE, Vancouver, BC V5N 2X1 | Mechanical Permit | NULL | NULL | Withdrawn | NULL | Titanium HVAC Inc
NULL | NULL | 2209 E 27TH AVENUE, Vancouver, BC V5N 2X1 | Electrical Permit | Residential | Renovation | Draft | Installation / Repair - Residential - Wire new heat pump. Remove second electric dryer | REDISON ELECTRIC LTD
EP-2022-02488 | 2022-03-28 | 2209 E 27TH AVENUE, Vancouver, BC V5N 2X1 | Electrical Permit | Residential | Tenant Improvement | Completed | Installation / Repair - Residential - Decommission stove circuit for basement suite, add smoke detectors, grounding and bonding for water and gas line. ( CF-2022-002659) | Expert Electric Ltd
GP-2022-03699 | 2022-11-23 | 2215 E 27TH AVENUE, Vancouver, BC V5N 2X1 | Gas Permit | Residential | Renovation | Completed | Residential - New Gas Furnace Replacement | Pro West Heating & Air Conditioning Ltd
EP-2023-02373 | 2023-04-17 | 872 E 27TH AVENUE, Vancouver, BC V5V 2L2 | Electrical Permit | Residential | Addition | Completed | Installation / Repair - Residential - Replace 200 amp tri meter base to new 200amp tri combo meterbase with 100amp breakers for each unit. Install new meterbase and provide new car charger controlled from DCC9 load controller at car park. -relocate just a reconnection of the original service which is a 200 amp 240v single phase overhead with 100amp, 100amp, 100amp trimeter for triplex. Installing new trimeter with main disconnects. No change in original load calculation as DCC9 is being used to control charger output via ct control from the main house breaker. (8-106) (10) (11) | Balsam Electric Ltd
GP-2023-04116 | 2023-12-19 | 949 E 27TH AVENUE, Vancouver, BC V5V 2L3 | Gas Permit | Residential | Renovation | Completed | Residential - replace of up flow furnace | Hillcrest Plumbing & Heating (1991) Ltd
EP-2022-04075 | 2022-05-17 | 1159 E 27TH AVENUE, Vancouver, BC V5V 2L7 | Electrical Permit | Residential | New | Expired | Temporary Power - Residential - To provide temporary power. | Bassi Electrical Ltd
SP-2023-00577 | 2023-04-04 | 1159 E 27TH AVENUE, Vancouver, BC V5V 2L7 | Sprinkler Permit | Residential | New | Issued | Residential - 1FD+SS - #1 & #2 - To Install 24 sprinkler heads >BP: To construct a one-family dwelling with a secondary suite and an accessory building (garage) at rear providing one parking space and one surface parking space, all having vehicular access from the lane. The entire building to be sprinklered to NFPA 13D. 1. Covenant registered at the Land Title Office under CA9866952 2. No strata titling permitted 3. No A/C unit proposed in rear yard 4. No bar sink | General Sprinkler Systems Ltd
GP-2023-01348 | 2023-05-04 | 1159 E 27TH AVENUE, Vancouver, BC V5V 2L7 | Gas Permit | Residential | New | Issued | Residential - 1 BBQ & 1 Fireplace New gas line for new single family residential >BP: To construct a one-family dwelling with a secondary suite | ASPRA PLUMBING & HEATING LTD.
NULL | NULL | 1159 E 27TH AVENUE, Vancouver, BC V5V 2L7 | Plumbing Permit | Residential | New | Draft | Residential - New gas line for a residential house | ASPRA PLUMBING & HEATING LTD.
GP-2023-00837 | 2023-03-09 | 1159 E 27TH AVENUE, Vancouver, BC V5V 2L7 | Gas Permit | Residential | New | Issued | Residential - Installation of 1 gas fireplace - venting and hook up only. >BP: To construct a one-family dwelling with a secondary suite and an accessory building (garage) at rear providing one parking space and one surface parking space, all having vehicular access from the lane. | Urban Fireplaces Ltd
PP-2023-00284 | 2023-01-26 | 1159 E 27TH AVENUE, Vancouver, BC V5V 2L7 | Plumbing Permit | Residential | New | Issued | Residential - Plumbing for new single family residential >BP: To construct a one-family dwelling with a secondary suite and an accessory building (garage) at rear providing one parking space and one surface parking space, all having vehicular access from the lane. The entire building to be sprinklered to NFPA 13D. 1. Covenant registered at the Land Title Office under CA9866952 2. No strata titling permitted 3. No A/C unit proposed in rear yard 4. No bar sink 5. Schedule B Alan Prahalad P.Eng (604-831-1431) Structural & Geotechnical 6. Schedule B Tong Ngo P.Eng (604-372-2120) Architectural and Structural 7. BC Housing Mercia Construction Ltd | ASPRA PLUMBING & HEATING LTD.
MP-2023-01359 | 2023-07-25 | 1159 E 27TH AVENUE, Vancouver, BC V5V 2L7 | Mechanical Permit | NULL | NULL | Issued | NULL | Advance Air Solutions Ltd
EP-2023-05027 | 2023-06-06 | 1159 E 27TH AVENUE, Vancouver, BC V5V 2L7 | Electrical Permit | Residential | New | Issued | Temporary Power - Residential - To provide temporary power. | Bassi Electrical Ltd
EP-2023-05410 | 2023-06-20 | 1159 E 27TH AVENUE, Vancouver, BC V5V 2L7 | Electrical Permit | Residential | Addition | Issued | Installation / Repair - Residential - SOLAR PHOTOVOLTAIC INSTALLATION Installation of a 15.405 kW solar array. The house is net zero so solar to be included on the BP plans. >BP: To construct a one-family dwelling with a secondary suite and an accessory building (garage) at rear providing one parking space and one surface parking space, all having vehicular access from the lane. ***This permit is issued under the VBBL 2019, with updated energy requirements as per bylaw # 12997 effective Jan 01, 2022.*** The entire building to be sprinklered to NFPA 13D. 1. Covenant registered at the Land Title Office under CA9866952 2. No strata titling permitted 3. No A/C unit proposed in rear yard 4. No bar sink 5. Schedule B Alan Prahalad P.Eng (604-831-1431) Structural & Geotechnical 6. Schedule B Tong Ngo P.Eng (604-372-2120) Architectural and Structural 7. BC Housing Mercia Construction Ltd | Terratek Energy Solutions Inc
EP-2023-04343 | 2023-05-23 | 1159 E 27TH AVENUE, Vancouver, BC V5V 2L7 | Electrical Permit | Residential | New | Issued | Installation / Repair - Residential - Roughin and finish alarm, speakers, TVs and lighting control and data jacks. >BP: To construct a one-family dwelling with a secondary suite and an accessory building (garage) at rear providing one parking space and one surface parking space, all having vehicular access from the lane. *This Building Permit will remain in a suspended status until the associated (green) Demolition Permit BP-2022-01526 is completed. ***This permit is issued under the VBBL 2019, with updated energy requirements as per bylaw # 12997 effective Jan 01, 2022.*** The entire building to be sprinklered to NFPA 13D. 1. Covenant registered at the Land Title Office under CA9866952 2. No strata titling permitted 3. No A/C unit proposed in rear yard 4. No bar sink 5. Schedule B Alan Prahalad P.Eng (604-831-1431) Structural & Geotechnical 6. Schedule B Tong Ngo P.Eng (604-372-2120) Architectural and Structural 7. BC Housing Mercia Construction Ltd This is a 2 storey building pursuant to the Zoning and Development By-Law ******THIS PERMIT HAS BEEN ISSUED UNDER THE REQUIREMENTS OF VBBL 2019****** All rooms adjacent to East and West exposing building face shall be sprinklered. "Combustible projections or roof soffits on an exposing building face shall not project to less than .45m from the property line and shall be in compliance with VBBL 2019 9.10.15.5.(9) | Shawn Michael Allen
EP-2023-04468 | 2023-07-18 | 1159 E 27TH AVENUE, Vancouver, BC V5V 2L7 | Electrical Permit | Residential | New | Issued | Installation / Repair - Residential - MAIN SERVICE 400A MAIN HOUSE 400A LEGAL SUITE 60A -we will be doing full rough wire, Service and All finishing to be completed *An approved mechanical permit is required for the installation of air conditioning or heat pump unit at the time of installation before an electrical inspection will be performed >Permit Amendment Dec 07, 2023 -"Main house service: 200A. Secondary suite: 100A" -"Revised load calculations" *Document(s) uploaded to "Application Documents" tab for Electrical Inspector review. Documents are at pending status at time of permit amendment approval >BP: To construct a one-family dwelling with a secondary suite and an accessory building (garage) at rear providing one parking space and one surface parking space, all having vehicular access from the lane. *This Building Permit will remain in a suspended status until the associated (green) Demolition Permit BP-2022-01526 is completed. ***This permit is issued under the VBBL 2019, with updated energy requirements as per bylaw # 12997 effective Jan 01, 2022.*** The entire building to be sprinklered to NFPA 13D. 1. Covenant registered at the Land Title Office under CA9866952 2. No strata titling permitted 3. No A/C unit proposed in rear yard 4. No bar sink 5. Schedule B Alan Prahalad P.Eng (604-831-1431) Structural & Geotechnical 6. Schedule B Tong Ngo P.Eng (604-372-2120) Architectural and Structural 7. BC Housing Mercia Construction Ltd | Bassi Electrical Ltd
PP-2022-03241 | 2022-09-15 | 1159 E 27TH AVENUE, Vancouver, BC V5V 2L7 | Plumbing Permit | Residential | New | Issued | Residential - sumps >>Amend: Oct. 14th -TOTAL 3 OUT SIDE SUMPS (TWO SUMPS WITH PUMP ONE SUMP WITH OUT PUMP ) NOTE: Engineering Assurance letter will be submitted to the Plumbing Inspector on the site. Letter shall conform to the requirements of Vancouver Bulletin 2000-008-EL/PL. | JVT EXCAVATING & DEMOLITION LTD
EP-2022-03157 | NULL | 2508 E 16TH AVENUE, Vancouver, BC V5M 2L6 | Electrical Permit | Residential | Renovation - Dwelling Unit(s) only | Cancelled | Installation / Repair - Residential - Running new circuits for a 240V Tesla Level 2 Charging for an outdoor installation. -With available load capacity, I am recommending to install a 15A 2pole breaker for Level 2 Charging | Hive Electric Limited
EP-2022-03966 | 2022-05-13 | 2563 E 16TH AVENUE, Vancouver, BC V5M 2L5 | Electrical Permit | Residential | New | Expired | Temporary Power - Residential - To provide temporary power. | Boss Electric Ltd.
EP-2023-00189 | 2023-01-12 | 2563 E 16TH AVENUE, Vancouver, BC V5M 2L5 | Electrical Permit | Residential | New | Completed | Installation / Repair - Residential - Main 200 Amps overhead Electrical service for Duplex . Each unit 125 Amps All Electrical rough wiring and finishing for Both units >BP: To construct a 2 storey two-family dwelling with 1 secondary suite and 1 lock-off unit located in the Basement ($856,747.50) with a detached accessory building (garage) and 1 open parking at the rear providing a total of 3 parking spaces, having vehicular access from the lane. 1. Covenant registered at the Land Title Office under CA9902846 2. A/C proposed – Exterior component located in rear yard and front yard, Interior component located in basement 3. Bar sink not proposed. 4. Schedule B: (Yatendra Kumar Sharma, P.Eng. 778-863-7076, Structural / Geotechnical 5. HPO: Residential Builder- (Pavarya Homes Inc.) Note: This is a 2 storey building pursuant to the Zoning and Development By-Law Address Information: FRONT UNIT #1-2563 E 16th Av - One Family Dwelling (south side 1st-2nd floor) #2-2563 E 16th Av - Secondary Suite (south side basement) BACK UNIT #1-2565 E 16th Av - One Family Dwelling (north side 1st-2nd floor) #2-2565 E 16th Av - Lock Off Unit (north side basement) Address and suite numbers assigned as per approved plans for Fire and Emergency response. The address numbers are to be posted to the building to be visible from the street and the suite numbers are to be posted at the suite entries in accordance with the Building By-law prior to final inspection. **THIS PERMIT HAS BEEN ISSUED UNDER THE REQUIREMENTS OF VBBL #12511 (2019) ** | Boss Electric Ltd.
PP-2022-03699 | 2022-10-17 | 2563 E 16TH AVENUE, Vancouver, BC V5M 2L5 | Plumbing Permit | Residential | New | Completed | Residential - SUMPS | Metro Contracting Ltd
PP-2022-04155 | 2022-11-18 | 2563 E 16TH AVENUE, Vancouver, BC V5M 2L5 | Plumbing Permit | Residential | New | Completed | Residential - Plumbing of a duplex house >BP: To construct a 2 story two-family dwelling with 1 secondary suite and 1 lock-off unit located in the Basement ($856,747.50) with a detached accessory building (garage) and 1 open parking at the rear providing a total of 3 parking spaces, having vehicular access from the lane. 1. Covenant registered at the Land Title Office under CA9902846 2. A/C proposed – Exterior component located in rear yard and front yard, Interior component located in basement 3. Bar sink not proposed. 4. Schedule B: (Yatendra Kumar Sharma, P.Eng. 778-863-7076, Structural / Geotechnical 5. HPO: Residential Builder- (Pavarya Homes Inc.) **THIS PERMIT HAS BEEN ISSUED UNDER THE REQUIREMENTS OF VBBL #12511 (2019) ** | Karan Plumbing & Heating Ltd
SP-2023-00267 | 2023-02-15 | 2563 E 16TH AVENUE, Vancouver, BC V5M 2L5 | Sprinkler Permit | Residential | New | Completed | Residential - new sprinkler installation >BP: To construct a 2 storey two-family dwelling with 1 secondary suite and 1 lock-off unit located in the Basement with a detached accessory building (garage) and 1 open parking at the rear providing a total of 3 parking spaces, having vehicular access from the lane. 1. Covenant registered at the Land Title Office under CA9902846 2. A/C proposed – Exterior component located in rear yard and front yard, Interior component located in basement 3. Bar sink not proposed. 4. Schedule B: (Yatendra Kumar Sharma, P.Eng. 778-863-7076, Structural / Geotechnical 5. HPO: Residential Builder- (Pavarya Homes Inc.) | Real Tech Fire Protection Ltd
EP-2023-00637 | 2023-01-26 | 2563 E 16TH AVENUE, Vancouver, BC V5M 2L5 | Electrical Permit | Residential | New | Completed | Installation / Repair - Residential - Complete Security Alarm, Tel, Internet, Tv and intercom >BP: To construct a 2 storey two-family dwelling with 1 secondary suite and 1 lock-off unit located in the Basement ($856,747.50) with a detached accessory building (garage) and 1 open parking at the rear providing a total of 3 parking spaces, having vehicular access from the lane. 1. Covenant registered at the Land Title Office under CA9902846 2. A/C proposed – Exterior component located in rear yard and front yard, Interior component located in basement 3. Bar sink not proposed. 4. Schedule B: (Yatendra Kumar Sharma, P.Eng. 778-863-7076, Structural / Geotechnical 5. HPO: Residential Builder- (Pavarya Homes Inc.) | Covert Security Solutions Inc
GP-2023-00356 | 2023-01-31 | 2563 E 16TH AVENUE, Vancouver, BC V5M 2L5 | Gas Permit | Residential | New | Completed | Residential - Venting & Hookup Only >BP: To construct a 2 storey two-family dwelling with 1 secondary suite and 1 lock-off unit located in the Basement ($856,747.50) with a detached accessory building (garage) and 1 open parking at the rear providing a total of 3 parking spaces, having vehicular access from the lane. | REAL LIGHTING & FIREPLACES LTD
GP-2023-00406 | 2023-02-06 | 2563 E 16TH AVENUE, Vancouver, BC V5M 2L5 | Gas Permit | Residential | New | Completed | Residential - Gas piping of a house and appliances >BP: To construct a 2 storey two-family dwelling with 1 secondary suite and 1 lock-off unit located in the Basement with a detached accessory building (garage) and 1 open parking at the rear providing a total of 3 parking spaces, having vehicular access from the lane. 1. Covenant registered at the Land Title Office under CA9902846 2. A/C proposed – Exterior component located in rear yard and front yard, Interior component located in basement 3. Bar sink not proposed. 4. Schedule B: (Yatendra Kumar Sharma, P.Eng. 778-863-7076, Structural / Geotechnical 5. HPO: Residential Builder- (Pavarya Homes Inc.) | Karan Plumbing & Heating Ltd
GP-2022-00702 | 2022-03-04 | 2711 E 16TH AVENUE, Vancouver, BC V5M 2L7 | Gas Permit | Residential | Renovation | Completed | Residential - hwt re andre | Sunrise Heating and Cooling Ltd
GP-2023-03964 | 2023-12-12 | 2728 E 16TH AVENUE, Vancouver, BC V5M 2L8 | Gas Permit | Residential | Tenant Improvement | Completed | Residential - removal of gas hot water tank and boiler. Installation of combi boiler | Suter Services Ltd
GP-2023-02660 | 2023-09-11 | 2767 E 16TH AVENUE, Vancouver, BC V5M 2L7 | Gas Permit | Residential | Renovation | Completed | Residential - RE&RE for a tankless water heater | Milani Plumbing Heating & Air Conditioning Ltd
EP-2023-08482 | 2023-09-26 | 2796 E 16TH AVENUE, Vancouver, BC V5M 2L8 | Electrical Permit | Residential | Renovation | Completed | Installation / Repair - Residential - -Electrical work to be completed as per COV letter dated: Feb. 10, 2022 (note: other EP-2023-02435 had limited scope of work) -reference: CF-2021-016347 -reference: CF-2022-001442 >BP: Interior alterations and a change of use from a single detached house to a single detached house with suite with two car parking with vehicular accessed off of Kaslo St. OK for Field Review per W.Wong Note to applicant: The services of a structural engineer may be required, based upon site inspection by the District Building Inspector. | Red Seal Electric Ltd
PP-2023-00731 | 2023-03-06 | 2796 E 16TH AVENUE, Vancouver, BC V5M 2L8 | Plumbing Permit | Residential | Renovation | Completed | Residential - Remove & replace existing sump, clothes washer, bath tub and toilet at residence. >BP: Interior alterations and a change of use from a single detached house to a single detached house with suite with two car parking with vehicular accessed off of Kaslo St. | CLAIRMONT MECHANICAL CONTRACTING LTD
EP-2023-02435 | 2023-03-22 | 2796 E 16TH AVENUE, Vancouver, BC V5M 2L8 | Electrical Permit | Residential | Renovation | Completed | Installation / Repair - Residential - Add smoke alarm in bedroom and install 2 branch circuits in the laundry room. -CF-2021-016347 >BP: Interior alterations and a change of use from a single detached house to a single detached house with suite with two car parking with vehicular accessed off of Kaslo St. | Red Seal Electric Ltd
GP-2022-00268 | 2022-01-28 | 2796 E 16TH AVENUE, Vancouver, BC V5M 2L8 | Gas Permit | Residential | Renovation | Completed | Residential - tankless re&re | Ferenc Nagy
GP-2023-03714 | 2023-11-24 | 2819 E 16TH AVENUE, Vancouver, BC V5M 2L9 | Gas Permit | Residential | Renovation | Completed | Residential - Boiler replacement | Maple Furnace Heating & Air Conditioning
GP-2023-03089 | 2023-10-16 | 1167 E 17TH AVENUE, Vancouver, BC V5V 1C4 | Gas Permit | Residential | Renovation | Issued | Residential - RE&RE furnace | Milani Plumbing Heating & Air Conditioning Ltd
GP-2022-02548 | 2022-08-26 | 1225 E 17TH AVENUE, Vancouver, BC V5V 1C5 | Gas Permit | Residential | Renovation - Dwelling Unit(s) only | Completed | Residential - BOIELR installation | Heatco Furnace Services Ltd
GP-2022-02500 | 2022-08-23 | 1230 E 17TH AVENUE, Vancouver, BC V5V 1C6 | Gas Permit | Residential | Renovation | Completed | Residential - Installing on-demand water heater | Reid Brothers Plumbing & Heating Ltd
EP-2023-01665 | 2023-02-28 | 1247 E 17TH AVENUE, Vancouver, BC V5V 1C5 | Electrical Permit | Residential | Tenant Improvement | Completed | Installation / Repair - Residential - service upgrade from 60amps to 200amps Feb 28/23-AMEND Please select the service increase box | Bluephase Electrical Ltd
GP-2022-01341 | 2022-04-29 | 1325 E 17TH AVENUE, Vancouver, BC V5V 1C7 | Gas Permit | Residential | Renovation | Completed | Residential - Wood to gas log set with approx 30' of gas | BC Fireplace Service Inc
EP-2024-00005 | 2024-01-03 | 1325 E 17TH AVENUE, Vancouver, BC V5V 1C7 | Electrical Permit | Residential | Addition | Issued | Installation / Repair - Residential - Installation of associated wiring for a new solar array on the roof, the system is a grid-tie-only. 5400W Solar Panels. >BP: To install solar panels on the roof of this existing Single Detached House with Suite. Structural Schedule B, Justin T. Mawoko, P. Eng., phone#289.923.1772 OK to process as DTI as per J. Zhang February 28, 2023 | Haven Solar Inc
EP-2023-00187 | 2023-01-10 | 3146 E 16TH AVENUE, Vancouver, BC V5M 2M6 | Electrical Permit | Residential | Renovation | Completed | Installation / Repair - Residential - laneway garage is convert to living place. Adding some plugs and smoke alarm. >BP: Exterior and Interior alterations to convert the attached garage in the laneway house to habitable space at this existing building on this site. Scope of work includes: removal of overhead door and replacing with wall and window and digging up the slab to provide a new insulated slab | Kaler Electrical Ltd
PP-2024-00013 | 2024-01-04 | 423 E 19TH AVENUE, Vancouver, BC V5V 1J6 | Plumbing Permit | Residential | New | Issued | Residential - new plumbing for duplex >BP: To construct a 2.5 storey two-family dwelling with a detached accessory building (2 parking spaces garage), having vehicular access from the lane. 1. Entire building to be sprinklered 13D 2. Heat Pump proposed – Exterior component located in front & rear yard, Interior component located in 1/2 storey 3. Schedule B: Antony Wang P.Eng (604.618-6236) Structural 4. Schedule B: Tegbir Bajwa P.Eng (778.995.2404) Geotechnical 5. HPO: Residential Builder- L.S. Developments Ltd. | Philip Ma
PP-2023-03631 | 2023-10-16 | 423 E 19TH AVENUE, Vancouver, BC V5V 1J6 | Plumbing Permit | Residential | New | Issued | Residential - one sump no pump Oct 16/2023-AMEND 1 outside sump, not inside sump | CANADIAN EXCAVATING LTD.
EP-2023-08324 | 2023-09-15 | 423 E 19TH AVENUE, Vancouver, BC V5V 1J6 | Electrical Permit | Residential | New | Issued | Temporary Power - Residential - To provide temporary power. | SNG Electric Ltd
EP-2022-02558 | 2022-03-31 | 781 E 18TH AVENUE, Vancouver, BC V5V 1G6 | Electrical Permit | Residential | Renovation | Completed | Installation / Repair - Residential - Installation of a Dedicated Circuit for AC/ Heat Pump, and a DCC12 controller. | Pacific Star Electric Inc
GP-2022-03181 | 2022-10-17 | 781 E 18TH AVENUE, Vancouver, BC V5V 1G6 | Gas Permit | Residential | New | Completed | Residential - Replace old existing natural gas hot water heater tank with a new one. | Tak Heating & Cooling Ltd
PP-2022-04075 | 2022-11-14 | 791 E 18TH AVENUE, Vancouver, BC V5V 1G6 | Plumbing Permit | Residential | New | Completed | Residential - running dwv and water line installing fixtures To construct a 2 storey + basement one-family dwelling with a secondary suite ($704,000) located in the basement. 1- Covenant registered at the Land Title Office under CA9895391 2- No strata titling permitted 3- No Bar sink proposed 4- No A/C unit proposed 5- Schedule B: Alan Prahalad P.Eng (604.831.1431) Structural 6- Schedule B: Paullus K.F. Young P.Eng (604.831.7748) Geotechnical 7- HPO: Residential Builder - Astec Development Ltd | CRESCENT PLUMBING HEATING & DRAINAGE LTD
EP-2023-00478 | 2023-01-20 | 791 E 18TH AVENUE, Vancouver, BC V5V 1G6 | Electrical Permit | Residential | New | Completed | Installation / Repair - Residential - 1FD+SS - #1 & #2 - Data wiring, alarm completion >DB: To construct a 2 storey + basement one-family dwelling with a secondary suite located in the basement. 1- Covenant registered at the Land Title Office under CA9895391 2- No strata titling permitted 3- No Bar sink proposed 4- No A/C unit proposed | Xon Automation Ltd
SP-2023-00044 | 2023-01-13 | 791 E 18TH AVENUE, Vancouver, BC V5V 1G6 | Sprinkler Permit | Residential | New | Completed | Residential - MAIN HOUSE WITH NEW SPRINKLERS >BP: To construct a 2 storey + basement one-family dwelling with a secondary suite ($704,000) located in the basement. Note: Parking for the site has been provided under DB-2021-04561 (Laneway House) 1- Covenant registered at the Land Title Office under CA9895391 2- No strata titling permitted 3- No Bar sink proposed 4- No A/C unit proposed 5- Schedule B: Alan Prahalad P.Eng (604.831.1431) Structural 6- Schedule B: Paullus K.F. Young P.Eng (604.831.7748) Geotechnical 7- HPO: Residential Builder - Astec Development Ltd The entire building, INCLUDING THE ATTACHED GARAGE (if applicable), to be sprinklered to NFPA 13D. ******THIS PERMIT HAS BEEN ISSUED UNDER THE REQUIREMENTS OF VBBL #12511 (2019)****** | BC Fire Sprinklers Ltd
PP-2022-02742 | 2022-08-09 | 791 E 18TH AVENUE, Vancouver, BC V5V 1G6 | Plumbing Permit | Residential | New | Completed | Residential - Sumps | Canadian Excavating Ltd
EP-2023-01858 | 2023-03-06 | 791 E 18TH AVENUE, Vancouver, BC V5V 1G6 | Electrical Permit | Residential | New | Issued | Temporary Power - Residential - To provide temporary power. | IDEAL ELECTRICAL LTD
NULL | NULL | 791 E 18TH AVENUE, Vancouver, BC V5V 1G6 | Mechanical Permit | NULL | NULL | Draft | NULL | NULL
EP-2023-00745 | 2023-02-27 | 791 E 18TH AVENUE, Vancouver, BC V5V 1G6 | Electrical Permit | Residential | New | Completed | Installation / Repair - Residential - ¦1FD + 1SS/ 2 MAIN SERVICES ¦ 1FD- 200A ¦ LWH- 125A ¦ #1 & #2 - Rough wiring, finishing and service -Building permit to be amended to include installation of AC unit -An approved mechanical permit is required for heat pump installation before an electrical inspection will be performed *Building permit DB-2021-04558 indicates No A/C unit proposed. An approved mechanical permit is required for the installation of air conditioning or heat pump unit at the time of installation before an electrical inspection will be performed *Permit Amendment Jul 12, 2023: -“2 MAIN SERVICES ¦ 1FD-200A / LWH-125A” >DB: To construct a 2 storey + basement one-family dwelling with a secondary suite located in the basement. Note: Parking for the site has been provided under DB-2021-04561 (Laneway House) 1- Covenant registered at the Land Title Office under CA9895391 2- No strata titling permitted 3- No Bar sink proposed 4- No A/C unit proposed | IDEAL ELECTRICAL LTD
GP-2023-00434 | 2023-02-10 | 791 E 18TH AVENUE, Vancouver, BC V5V 1G6 | Gas Permit | Residential | New | Completed | Residential - running a gas line for 2 bbq piping only >BP: To construct a 2 storey + basement one-family dwelling with a secondary suite ($704,000) located in the basement. | CRESCENT PLUMBING HEATING & DRAINAGE LTD
NULL | NULL | 791 E 18TH AVENUE, Vancouver, BC V5V 1G6 | Gas Permit | Residential | New | Draft | Residential - running a gas lines for 2 bbq box | NULL
EP-2022-01148 | 2022-02-13 | 791 E 18TH AVENUE, Vancouver, BC V5V 1G6 | Electrical Permit | Residential | New | Expired | Temporary Power - Residential - To provide temporary power. | IDEAL ELECTRICAL LTD
EP-2023-02506 | 2023-03-31 | 827 E 18TH AVENUE, Vancouver, BC V5V 1G9 | Electrical Permit | Residential | Addition | Completed | Installation / Repair - Residential - Dedicated 40A 240V circuit for new heat pump A Mechanical Permit is required before any electrical inspections will be performed. | KOVAC ELECTRICAL GROUP LTD.
MP-2023-00594 | 2023-04-05 | 827 E 18TH AVENUE, Vancouver, BC V5V 1G9 | Mechanical Permit | NULL | NULL | Completed | NULL | Central Commercial & Residential Services
GP-2022-01932 | 2022-06-27 | 2426 E 18TH AVENUE, Vancouver, BC V5M 2P2 | Gas Permit | Residential | Tenant Improvement | Completed | Residential - Re Re Furnace & Tankless | Moore & Russell Heating Ltd
GP-2022-01846 | 2022-06-17 | 2457 E 18TH AVENUE, Vancouver, BC V5M 2P3 | Gas Permit | Residential | Renovation | Completed | Residential - Blomberg 30" Gas Range | Han Appliances & Refrigeration Ltd
GP-2022-00390 | 2022-02-08 | 2457 E 18TH AVENUE, Vancouver, BC V5M 2P3 | Gas Permit | Residential | Addition | Expired | Residential - Gas fireplace installation | Vaglio Fireplace LTD
GP-2022-00083 | 2022-02-14 | 2457 E 18TH AVENUE, Vancouver, BC V5M 2P3 | Gas Permit | Residential | Renovation | Completed | Residential - tankless water heater | Pro Ace Heating & Air Conditioning Services Ltd
PP-2023-03091 | 2023-09-05 | 2506 E 18TH AVENUE, Vancouver, BC V5M 2P5 | Plumbing Permit | Residential | New | Completed | Residential - LWH - Sump no pump | Bhullar Excavating and Demolition
EP-2023-07959 | 2023-09-01 | 2506 E 18TH AVENUE, Vancouver, BC V5M 2P5 | Electrical Permit | Residential | Addition | Completed | Installation / Repair - Residential - Service relocation to the new LWH building. See EP-2023-07958. | SUNSTONE ELECTRIC LTD
EP-2022-05779 | 2022-08-23 | 293 E 11TH AVENUE, Vancouver, BC V5T 2C4 | Electrical Permit | Commercial | Addition | Completed | Installation / Repair - Commercial - Install 3 exit signs in the office area. -Its total of 5 new exit signs to be installed. 2 exit signs at front office area. 3 exit signs at rear office area. For front office area there will be no holes in walls. For the rear office area , it needs to drill holes in the walls to run a wire for Ac power - AC is existing circuits | Active Fire & Safety Services Ltd
EP-2023-03950 | 2023-05-08 | 293 E 11TH AVENUE, Vancouver, BC V5T 2C4 | Electrical Permit | Commercial | New | Completed | Installation / Repair - Commercial - Replace 3PH 240V (3W) 200A fused service disconnect switch due to C-phase damaged wire/lug. | Ainsworth Inc
EP-2022-04940 | NULL | 293 E 11TH AVENUE, Vancouver, BC V5T 2C4 | Electrical Permit | Commercial | Tenant Improvement | Withdrawn | Installation / Repair - Commercial - Install 2 Exit Signs as per client specifications at West North side of office | Active Fire & Safety Services Ltd
EP-2022-09888 | 2022-12-06 | 425 E 11TH AVENUE, Vancouver, BC V5T 4K8 | Electrical Permit | Commercial | Renovation | Issued | Installation / Repair - Commercial - Maintenance replacement of fire panel [control unit only] | Fina Electrical Systems Ltd
EP-2023-00233 | 2023-01-12 | 1219 E 15TH AVENUE, Vancouver, BC V5T 2S7 | Electrical Permit | Residential | New | Issued | Installation / Repair - Residential - Upgrade service from 100 amp to 200 amp | Gestec Electric Ltd
EP-2024-00252 | 2024-01-22 | 1255 E 15TH AVENUE, Vancouver, BC V5T 2S7 | Electrical Permit | Residential | Addition | Issued | Installation / Repair - Residential - Wire for and install one additional load sharing and monitored level 2 EV Charger off of existing level 2 EV Charging circuit in parking area. Parking area, Using existing EV Infrastructure to add one load sharing monitored charger. No additional load to system. New EV Charger will be installed in stall #15 sharing existing circuit that is feeding existing EV Charger in stall #18. Other stalls with existing EV Chargers are Stalls #5 and #9, Which are sharing one circuit. | TCA Industries Ltd
EP-2022-06638 | 2022-08-10 | 1329 E 15TH AVENUE, Vancouver, BC V5N 2E5 | Electrical Permit | Residential | Tenant Improvement | Issued | Installation / Repair - Residential - -Install ground fault plugs on knob & tube. -Add plugs. -Install flex & junction boxes. -Replace breakers. -Replace point of attachment. -No the grounding/bonding does not effect the service. | BPM Electric Ltd
EP-2021-08632 | 2022-02-10 | 2836 E 16TH AVENUE, Vancouver, BC V5M 2M1 | Electrical Permit | Residential | New | Completed | Installation / Repair - Residential - wiring of new construction >BP: To construct a 2 storey two-family dwelling with (2) Lock-off Unit(s) located in the Basement ($808,515) with a detached accessory building (garage) at the rear providing 2 parking spaces, having vehicular access from the lane. 1. Covenant registered at the Land Title Office under CA9358620 2. A/C proposed – Exterior component located in front yard (North) & rear yard (South), Interior component located in second floor 3. Schedule B: (Jason Hui) P.Eng (778.319.3403) Structural & Geotechnical 4. HPO: Residential Builder- 1149692 BC Ltd. Note: This is a 2 storey building pursuant to the Zoning and Development By-Law Address Information: Principle Dwelling #1(North): #1-2836 E 16 Ave Lock-off Suite #1(North): #2-2836 E 16 Ave Principle Dwelling #2(South): #3-2836 E 16 Ave Lock-off Suite #2(South): #4-2836 E 16 Ave Addresses have been assigned per the approved plans, access to the rear unit is from the North side. This access must be provided & maintained at all times and the building addresses posted to be visible from the street in accordance with the Building By-law. **THIS PERMIT HAS BEEN ISSUED UNDER THE REQUIREMENTS OF VBBL #12511 (2019)** ****ALL PROJECT COORIDINATOR NOTES HAS BEEN ACCEPTED BY THE APPLICANT**** | JR ELECTRIC LTD.
PP-2022-00313 | 2022-01-31 | 2836 E 16TH AVENUE, Vancouver, BC V5M 2M1 | Plumbing Permit | Residential | New | Completed | Residential - 2FD+2 LOCK OFFS - FRONT - 2836 E 16TH AV - #1 & #2 REAR - 2836 E 16TH AV - #3 & #4 Plumbing To construct a 2 storey two-family dwelling with (2) Lock-off Unit(s) located in the Basement with a detached accessory building (garage) at the rear providing 2 parking spaces, having vehicular access from the lane. 1. Covenant registered at the Land Title Office under CA9358620 2. A/C proposed – Exterior component located in front yard (North) & rear yard (South), Interior component located in second floor | Lally Plumbing & Heating Ltd
SP-2022-00192 | 2022-02-11 | 2836 E 16TH AVENUE, Vancouver, BC V5M 2M1 | Sprinkler Permit | Residential | New | Completed | Residential - Sprinkler Heads >BP: To construct a 2 storey two-family dwelling with (2) Lock-off Unit(s) located in the Basement ($808,515) with a detached accessory building (garage) at the rear providing 2 parking spaces, having vehicular access from the lane. 1. Covenant registered at the Land Title Office under CA9358620 2. A/C proposed – Exterior component located in front yard (North) & rear yard (South), Interior component located in second floor 3. Schedule B: (Jason Hui) P.Eng (778.319.3403) Structural & Geotechnical 4. HPO: Residential Builder- 1149692 BC Ltd. Note: This is a 2 storey building pursuant to the Zoning and Development By-Law Address Information: Principle Dwelling #1(North): #1-2836 E 16 Ave Lock-off Suite #1(North): #2-2836 E 16 Ave Principle Dwelling #2(South): #3-2836 E 16 Ave Lock-off Suite #2(South): #4-2836 E 16 Ave Addresses have been assigned per the approved plans, access to the rear unit is from the North side. This access must be provided & maintained at all times and the building addresses posted to be visible from the street in accordance with the Building By-law. **THIS PERMIT HAS BEEN ISSUED UNDER THE REQUIREMENTS OF VBBL #12511 (2019)** ****ALL PROJECT COORIDINATOR NOTES HAS BEEN ACCEPTED BY THE APPLICANT**** AMEND: AUG 24/2022 Sprinkler Flow Report and Schedule B UPLOADED | RAHELU PLUMBING & HEATING LTD.
EP-2022-01734 | 2022-03-04 | 2836 E 16TH AVENUE, Vancouver, BC V5M 2M1 | Electrical Permit | Residential | New | Completed | Installation / Repair - Residential - tv, telephone, security alarm prewire and complete >BP: To construct a 2 storey two-family dwelling with (2) Lock-off Unit(s) located in the Basement ($808,515) with a detached accessory building (garage) at the rear providing 2 parking spaces, having vehicular access from the lane. | Tvisha Technologies Ltd
GP-2022-00767 | 2022-03-11 | 2836 E 16TH AVENUE, Vancouver, BC V5M 2M1 | Gas Permit | Residential | New | Completed | Residential - Gas BBQ piping only To construct a 2 storey two-family dwelling with (2) Lock-off Unit(s) located in the Basement with a detached accessory building (garage) at the rear providing 2 parking spaces, having vehicular access from the lane. 1. Covenant registered at the Land Title Office under CA9358620 2. A/C proposed – Exterior component located in front yard (North) & rear yard (South), Interior component located in second floor 3. Schedule B: (Jason Hui) P.Eng (778.319.3403) Structural & Geotechnical 4. HPO: Residential Builder- 1149692 BC Ltd. | Lally Plumbing & Heating Ltd
EP-2022-09327 | 2022-11-02 | 2857 E 16TH AVENUE, Vancouver, BC V5M 2L9 | Electrical Permit | Residential | New | Expired | Temporary Power - Residential - To provide temporary power. NOTE: Work authorized by this permit is for placement of a temporary power pole only and does not authorize any site construction and/or excavation. A separate Building Permit will be required prior to commencement of any other work on this site. | Moon Star Electrical Ltd
SP-2023-00675 | 2023-04-18 | 2857 E 16TH AVENUE, Vancouver, BC V5M 2L9 | Sprinkler Permit | Residential | New | Completed | Residential - Install sprinklers in duplex >BP: To construct a 2 storey two-family dwelling with 2 secondary suites located in the Basement with a detached accessory building (garage) and 1 open parking at the rear providing a total of 3 parking spaces, having vehicular access from the lane. 1. Covenant to be registered at the Land Title Office prior to sheathing inspection. 2. A/C proposed – Exterior components located in rear yard, Interior components located in closets on upper floor. 3. Bar sink not proposed. 4. Schedule B: (MD SHAHDUL ALAM, P.Eng., 604-653-7475) Structural / Geotechnical 5. HPO: Residential Builder- (AVS DEVELOPMENT LTD) | Gold Key Fire Protection Ltd
GP-2023-01234 | 2023-04-17 | 2857 E 16TH AVENUE, Vancouver, BC V5M 2L9 | Gas Permit | Residential | New | Completed | Residential - 2 Boilers, 2 Ranges & 2 BBQ's >BP: To construct a 2 storey two-family dwelling with 2 secondary suites located in the Basement ***Amendment - October 26, 2023 - Change from 4 to 2 Gas Ranges | Symbolistic Heating Ltd
EP-2023-03200 | 2023-04-13 | 2857 E 16TH AVENUE, Vancouver, BC V5M 2L9 | Electrical Permit | Residential | New | Completed | Installation / Repair - Residential - Tv, telephone, Alarm Prewire and complete. >BP: To construct a 2 storey two-family dwelling with 2 secondary suites located in the Basement ($945,252.50) with a detached accessory building (garage) and 1 open parking at the rear providing a total of 3 parking spaces, having vehicular access from the lane. 1. Covenant to be registered at the Land Title Office prior to sheathing inspection. 2. A/C proposed – Exterior components located in rear yard, Interior components located in closets on upper floor. 3. Bar sink not proposed. 4. Schedule B: (MD SHAHDUL ALAM, P.Eng., 604-653-7475) Structural / Geotechnical 5. HPO: Residential Builder- (AVS DEVELOPMENT LTD) Note: This is a 2 storey building pursuant to the Zoning and Development By-Law **THIS PERMIT HAS BEEN ISSUED UNDER THE REQUIREMENTS OF VBBL #12511 (2019) ** | Tvisha Technologies Ltd
EP-2023-02869 | 2023-04-05 | 2857 E 16TH AVENUE, Vancouver, BC V5M 2L9 | Electrical Permit | Residential | New | Completed | Installation / Repair - Residential - Rough wiring and finishing for duplex . Main overhead 200 amp service with duplex meter, 125amp service each side. >BP: *Note: Covenant must be registered prior to sheathing inspection. To construct a 2 storey two-family dwelling with 2 secondary suites located in the Basement ($945,252.50) with a detached accessory building (garage) and 1 open parking at the rear providing a total of 3 parking spaces, having vehicular access from the lane. 1. Covenant to be registered at the Land Title Office prior to sheathing inspection. 2. A/C proposed – Exterior components located in rear yard, Interior components located in closets on upper floor. 3. Bar sink not proposed. 4. Schedule B: (MD SHAHDUL ALAM, P.Eng., 604-653-7475) Structural / Geotechnical 5. HPO: Residential Builder- (AVS DEVELOPMENT LTD) Note: This is a 2 storey building pursuant to the Zoning and Development By-Law | Moon Star Electrical Ltd
PP-2023-00290 | 2023-01-27 | 2857 E 16TH AVENUE, Vancouver, BC V5M 2L9 | Plumbing Permit | Residential | New | Completed | Residential - 2 sump with pump NOTE: Engineering Assurance letter will be submitted to the Plumbing Inspector on the site. Letter shall conform to the requirements of Vancouver Bulletin 2000-008-EL/PL. | Bhullar Excavating and Demolition
PP-2023-00775 | 2023-03-08 | 2857 E 16TH AVENUE, Vancouver, BC V5M 2L9 | Plumbing Permit | Residential | New | Completed | Residential - installing new plumbing fixtures inside the duplex >BP: To construct a 2 storey two-family dwelling with 2 secondary suites located in the Basement with a detached accessory building (garage) and 1 open parking at the rear providing a total of 3 parking spaces, having vehicular access from the lane. 1. Covenant to be registered at the Land Title Office prior to sheathing inspection. 2. A/C proposed – Exterior components located in rear yard, Interior components located in closets on upper floor. 3. Bar sink not proposed. 4. Schedule B: (MD SHAHDUL ALAM, P.Eng., 604-653-7475) Structural / Geotechnical 5. HPO: Residential Builder- (AVS DEVELOPMENT LTD) | SUNSHINE PLUMBING LTD
MP-2023-00354 | 2023-03-12 | 2857 E 16TH AVENUE, Vancouver, BC V5M 2L9 | Mechanical Permit | NULL | NULL | Completed | NULL | SUNSHINE PLUMBING LTD
PP-2023-03161 | 2023-09-07 | 2857 E 16TH AVENUE, Vancouver, BC V5M 2L9 | Plumbing Permit | Residential | New | Completed | Residential - 2FD+2SS - Sentry and storm con with sump | AKAL DEMOLITION & EXCAVATING LTD
GP-2023-01295 | 2023-04-21 | 2865 E 16TH AVENUE, Vancouver, BC V5M 2L9 | Gas Permit | Residential | Renovation | Issued | Residential - furnace replacement | Angels Heating & Cooling Ltd
PP-2023-03673 | 2023-10-18 | 3114 E 14TH AVENUE, Vancouver, BC V5M 2J4 | Plumbing Permit | Residential | New | Issued | Residential - 1FD+SS - One Sump No Pump | CANADIAN EXCAVATING LTD.
EP-2023-08918 | 2023-10-04 | 3114 E 14TH AVENUE, Vancouver, BC V5M 2J4 | Electrical Permit | Residential | New | Issued | Temporary Power - Residential - To provide temporary power. NOTE: Work authorized by this permit is for placement of a temporary power pole only and does not authorize any site construction and/or excavation. A separate Building Permit will be required prior to commencement of any other work on this site. | Hitech Electric Inc
MP-2024-00021 | 2024-01-05 | 3114 E 14TH AVENUE, Vancouver, BC V5M 2J4 | Mechanical Permit | NULL | NULL | Issued | NULL | Loyal Plumbing and Heating Ltd.
PP-2024-00012 | 2024-01-04 | 3114 E 14TH AVENUE, Vancouver, BC V5M 2J4 | Plumbing Permit | Residential | New | Issued | Residential - new plumbing and hydronic heating >BP: To construct a 2 storey one-family dwelling with a secondary suite located in the Basement with an open parking pad, providing 1 parking space, having vehicular access from the rear 20' Lane. 1. Covenant registered at the Land Title Office under CB903956 2. External mechanical unit component located in rear yard 3. Bar sink located in basement. 4. Schedule B: (Alan Prahalad) P.Eng (604.831.1431) Struct. & Geo. 5. HPO: Residential Builder- Grand Van Homes #27656 | Loyal Plumbing and Heating Ltd.
NULL | NULL | 3114 E 14TH AVENUE, Vancouver, BC V5M 2J4 | Plumbing Permit | Residential | New | Draft | Residential - new plumbing and heating | NULL
GP-2023-02359 | 2023-08-10 | 3161 E 14TH AVENUE, Vancouver, BC V5M 2J3 | Gas Permit | Residential | Renovation | Completed | Residential - replace furnace with high effiiciency furnace | Vector Home Services Inc
GP-2023-03427 | 2023-11-07 | 3174 E 16TH AVENUE, Vancouver, BC V5M 2M6 | Gas Permit | Residential | Addition | Completed | Residential - Gas insert fireplace installation | Vaglio Fireplace LTD
GP-2022-03450 | 2022-11-07 | 3174 E 16TH AVENUE, Vancouver, BC V5M 2M6 | Gas Permit | Residential | Addition | Completed | Residential - Gas insert fireplace installation | Vaglio Fireplace LTD
PP-2022-02859 | 2022-08-16 | 3179 E 16TH AVENUE, Vancouver, BC V5M 2M7 | Plumbing Permit | Residential | New | Completed | Residential - Lawn irrigation system | Zhongmin Zhao DBA Colorful Garden
EP-2022-06172 | 2022-07-22 | 3188 E 16TH AVENUE, Vancouver, BC V5M 2M6 | Electrical Permit | Residential | Tenant Improvement | Cancelled | Installation / Repair - Residential - - Electrical install for heat pump - No change to existing service - BP not required - Mechanical Permit to be obtained | Moore And Russell Heating And Air Conditioning Ltd
EP-2022-05554 | 2022-06-30 | 3188 E 16TH AVENUE, Vancouver, BC V5M 2M6 | Electrical Permit | Residential | Tenant Improvement | Completed | Installation / Repair - Residential - Electrical install of heat pump. BP not required. No Change to existing service | Moore And Russell Heating And Air Conditioning Ltd
GP-2022-00143 | 2022-01-17 | 7 E 17TH AVENUE, Vancouver, BC V5V 1A1 | Gas Permit | Residential | Renovation | Completed | Residential - Re&Re Furnace and tankless Furnace BTU:70.000 Tankless BTU:199.000 | Milani Plumbing Heating & Air Conditioning Ltd
PP-2022-00256 | 2022-01-27 | 21 E 17TH AVENUE, Vancouver, BC V5V 1A1 | Plumbing Permit | Residential | Tenant Improvement | Completed | Residential - 1FD+SS - all fixtures are existing, but require a plumbing inspection CF-2021-002470 Exterior and interior alterations to remove unapproved stairs to the attic, validate the existing rear deck and validate reconfiguration of this existing multiple conversion dwelling (containing one dwelling unit on the main and one on the upper floor) to one dwelling unit on the main and upper and one secondary suite in the basement. | Harry Dash Plumbing Ltd
EP-2022-00691 | 2022-02-01 | 21 E 17TH AVENUE, Vancouver, BC V5V 1A1 | Electrical Permit | Residential | Renovation | Completed | Installation / Repair - Residential - smoke detector wiring to code >BP: CF-2021-002470 Exterior and interior alterations to remove unapproved stairs to the attic, validate the existing rear deck and validate reconfiguration of this existing multiple conversion dwelling (containing one dwelling unit on the main and one on the upper floor) to one dwelling unit on the main and upper and one secondary suite in the basement. OK for DB field review per D. Jung Structural letter B, rcvd, Jeff T. Allester, P.Eng., 604-228-0518 | F & S Electrical Ltd
EP-2023-00240 | 2023-01-11 | 126 E 17TH AVENUE, Vancouver, BC V5V 1A4 | Electrical Permit | Residential | Renovation | Expired | Temporary Power - Residential - To provide temporary power. | F & S Electrical Ltd
PP-2023-01541 | 2023-05-02 | 126 E 17TH AVENUE, Vancouver, BC V5V 1A4 | Plumbing Permit | Residential | Renovation | Issued | Residential - new gravity sump >BP: uilding Permit for DP-2022-00035 to alter and convert this existing multiple conversion dwelling containing two dwelling units to a 2-storey plus basement multiple conversion dwelling (Building 1) containing three dwelling units on this site provided with five open parking spaces having vehicular access from the lane. Notes: 1. Application approved under VBBL 2019 (#12511) 2. Building to be sprinklered to NFPA-13R | Vancouver Excavating and Contracting Ltd
PP-2023-01636 | 2023-05-09 | 126 E 17TH AVENUE, Vancouver, BC V5V 1A4 | Plumbing Permit | Residential | New | Issued | Residential - MCD - Project is converting existing home to a 3 plex - 1 main house with 3 units Note: future showers are rough in only >BP: Building Permit for DP-2022-00035 to alter and convert this existing multiple conversion dwelling containing two dwelling units to a 2-storey plus basement multiple conversion dwelling (Building 1) containing three dwelling units on this site provided with five open parking spaces having vehicular access from the lane. Notes: 1. Application approved under VBBL 2019 (#12511) 2. Building to be sprinklered to NFPA-13R AMEND: JULY 21/2023 Add - Both are inside backflow preventers 1 x 2" DCVA backflow preventer in the water entry room. 1 x 1.5" DCVA backflow preventer for irrigation provisions. | BD Plumbing
SP-2023-00965 | 2023-08-24 | 126 E 17TH AVENUE, Vancouver, BC V5V 1A4 | Sprinkler Permit | Commercial | New | Issued | Commercial - For all sprinkler work to the 2019 VBBL; NFPA 13R, 2013; for work to install a sprinkler system in this new multiple conversion dwelling. Related Permits: SP-2023-00965 - Building #1 (MCD) SP-2023-00964 - Building #2 (Infill) Notes: 1 - Engineer of Record: Xiangyang Tan; 778-706-5858; tan@xtengineering.com Revision #1 - 23-11-07 Revised for the use of Victaulic VS1 flexible dry sprinkler head assemblies. | Hydroworks Contracting Ltd
GP-2023-02089 | 2023-07-14 | 126 E 17TH AVENUE, Vancouver, BC V5V 1A4 | Gas Permit | Residential | New | Issued | Residential - 2 range and 1 cooktop Rough in >BP: Building Permit for DP-2022-00035 to alter and convert this existing multiple conversion dwelling containing two dwelling units to a 2-storey plus basement multiple conversion dwelling (Building 1) containing three dwelling units | BD Plumbing
EP-2023-09064 | 2024-01-03 | 126 E 17TH AVENUE, Vancouver, BC V5V 1A4 | Electrical Permit | Commercial | Renovation | Issued | Installation / Repair - Commercial - ¦ MCD- 3FD: 125A/ 120/208V/ 1P 3W ¦ NFPA-13R ¦ NO FA ¦ Wiring for triplex (front building). Full new wiring throughout to old building and new additions. Appliances circuits and branch circuits throughout. All units have heat pumps in various location. Main service distribution located on back duplex in electrical room. Load calculation attached from engineer. *An approved mechanical permit is required for the installation of air conditioning or heat pump unit at the time of installation before a final electrical inspection will be performed >BP: Building Permit for DP-2022-00035 to alter and convert this existing multiple conversion dwelling containing two dwelling units to a 2-storey plus basement multiple conversion dwelling (Building 1) containing three dwelling units on this site provided with five open parking spaces having vehicular access from the lane. Notes: 1. Application approved under VBBL 2019 (#12511) 2. Building to be sprinklered to NFPA-13R | F & S Electrical Ltd
EP-2023-08764 | 2023-09-28 | 126 E 17TH AVENUE, Vancouver, BC V5V 1A4 | Electrical Permit | Commercial | Addition | Issued | Installation / Repair - Commercial - Installation of a complete alarm system, network wiring, ceiling speaker wiring and doorbell. >BP: Building Permit for DP-2022-00035 to alter and convert this existing multiple conversion dwelling containing two dwelling units to a 2-storey plus basement multiple conversion dwelling (Building 1) containing three dwelling units on this site provided with five open parking spaces having vehicular access from the lane. Notes: 1. Application approved under VBBL 2019 (#12511) 2. Building to be sprinklered to NFPA-13R | Tutronic Security Sytem Co Ltd
EP-2024-00461 | 2024-01-26 | 126 E 17TH AVENUE, Vancouver, BC V5V 1A4 | Electrical Permit | Commercial | Renovation | Issued | Temporary Power - Commercial - To provide temporary power. -Renewal of EP-2023-00240 -valid: January 12th, 2024 - January 11, 2025 | F & S Electrical Ltd
MP-2024-00090 | 2024-01-22 | 126 E 17TH AVENUE, Vancouver, BC V5V 1A4 | Mechanical Permit | NULL | NULL | Issued | NULL | Lumi HVAC Ltd
GP-2023-01486 | 2023-05-07 | 3087 E 19TH AVENUE, Vancouver, BC V5M 2S8 | Gas Permit | Residential | Renovation | Completed | Residential - Bouler Re and Re | Airlink Heating and Plumbing Ltd
EP-2023-00937 | 2023-02-03 | 1232 E 19TH AVENUE, Vancouver, BC V5V 1L3 | Electrical Permit | Residential | Addition | Completed | Installation / Repair - Residential - Upgrading the existing Electrical Service | ALLPOWER SOLUTIONS INC
GP-2023-04089 | 2023-12-18 | 1237 E 19TH AVENUE, Vancouver, BC V5V 1L2 | Gas Permit | Residential | Renovation | Completed | Residential - RE&RE tankless water heater | Milani Plumbing Heating & Air Conditioning Ltd
GP-2022-02805 | 2022-09-19 | 59 E 20TH AVENUE, Vancouver, BC V5V 1L7 | Gas Permit | Residential | Renovation | Completed | Residential - Furnace replacement | Good Guys Heating Cooling Plumbing
MP-2022-00341 | 2022-10-04 | 77 E 20TH AVENUE, Vancouver, BC V5V 1L7 | Mechanical Permit | NULL | NULL | Completed | NULL | Milani Electric Limited
EP-2022-08711 | 2022-10-14 | 77 E 20TH AVENUE, Vancouver, BC V5V 1L7 | Electrical Permit | Residential | Renovation | Completed | Installation / Repair - Residential - Electrical supply for Heatpump | Milani Electric Limited
GP-2023-03312 | 2023-10-31 | 77 E 20TH AVENUE, Vancouver, BC V5V 1L7 | Gas Permit | Residential | Tenant Improvement | Issued | Residential - RE & RE OF A TANKLESS HW SYSTEM | Hillcrest Plumbing & Heating (1967) Ltd
GP-2022-02971 | 2022-10-03 | 237 E 20TH AVENUE, Vancouver, BC V5V 1M2 | Gas Permit | Residential | New | Completed | Residential - Installation of high efficiency furnace | Kirkstone Heating Ltd
NULL | NULL | 237 E 20TH AVENUE, Vancouver, BC V5V 1M2 | Gas Permit | Residential | New | Withdrawn | Residential - Installation of a high efficiency furnace | Kirkstone Heating Ltd
EP-2021-07090 | 2022-02-07 | 275 E 20TH AVENUE, Vancouver, BC V5V 1M2 | Electrical Permit | Residential | New | Completed | Installation / Repair - Residential - New 200A Service in New Garage with double tub meter base. New Data service, and branch wiring. Panels and branch wiring in new structure on site, for power and lighting including: Baseboard heating for partial heat, balance supplied by in floor heating and gas boiler. 2 HRV units Appliances and other outlets to code. >BP: To construct a 2 storey one-family dwelling with a secondary suite located in the Basement/Cellar ($717,250.00) with a detached accessory building (garage) , at the rear providing 2 parking spaces, having vehicular access from the lane. The entire building, INCLUDING THE ATTACHED GARAGE (if applicable), to be sprinklered to NFPA 13D. NOTE: To achieve the required FSR a floor space exclusion of 2% has been applied to this application as per section 10.11.1 of the district schedule, to accommodate improved building performance. 1. No strata titling permitted 3. A/C unit proposed located at rear yard and upper floor. 4. No Bar sink proposed 5. Schedule B: Masoud Mohajeri P.Eng (604-842-3734) Geotechnical 6. 5. Schedule B: Jeff Allester P.Eng (604-228-0518 Structural 7. BC Housing: 102435 Note: Parking on this site has been provided under XXXXX (construction of LWH) #1-275 E 20th Av - One Family Dwelling (1st & 2nd floor, west portion of basement) #2-275 E 20th Av - Secondary Suite (east portion of basement) Address and suite numbers assigned as per approved plans for Fire and Emergency response. The address number is to be posted on the building to be visible from the street and the suite numbers are to be posted at the suite entries in accordance with the Building By-law prior to final inspection. | Terminal City Electric Ltd
SP-2022-00218 | 2022-02-16 | 275 E 20TH AVENUE, Vancouver, BC V5V 1M2 | Sprinkler Permit | Residential | New | Completed | Residential - new fire sprinkler system >BP: To construct a 2 storey one-family dwelling with a secondary suite located in the Basement/Cellar ($717,250.00) with a detached accessory building (garage) , at the rear providing 2 parking spaces, having vehicular access from the lane. The entire building, INCLUDING THE ATTACHED GARAGE (if applicable), to be sprinklered to NFPA 13D. NOTE: To achieve the required FSR a floor space exclusion of 2% has been applied to this application as per section 10.11.1 of the district schedule, to accommodate improved building performance. 1. No strata titling permitted 3. A/C unit proposed located at rear yard and upper floor. 4. No Bar sink proposed 5. Schedule B: Masoud Mohajeri P.Eng (604-842-3734) Geotechnical 6. 5. Schedule B: Jeff Allester P.Eng (604-228-0518 Structural 7. BC Housing: 102435 Note: Parking on this site has been provided under XXXXX (construction of LWH) #1-275 E 20th Av - One Family Dwelling (1st & 2nd floor, west portion of basement) #2-275 E 20th Av - Secondary Suite (east portion of basement) Address and suite numbers assigned as per approved plans for Fire and Emergency response. The address number is to be posted on the building to be visible from the street and the suite numbers are to be posted at the suite entries in accordance with the Building By-law prior to final inspection. | Mainland Fire Protection Ltd
PP-2022-00631 | 2022-02-24 | 275 E 20TH AVENUE, Vancouver, BC V5V 1M2 | Plumbing Permit | Residential | New | Completed | Residential - 1FD+SS - #1 & #2 - Run drain and water piping To construct a 2 storey one-family dwelling with a secondary suite located in the Basement/Cellar with a detached accessory building (garage) , at the rear providing 2 parking spaces, having vehicular access from the lane. The entire building, INCLUDING THE ATTACHED GARAGE (if applicable), to be sprinklered to NFPA 13D. 1. No strata titling permitted 3. A/C unit proposed located at rear yard and upper floor. 4. No Bar sink proposed | Pars Mechanical Corp
PP-2022-00077 | 2022-01-13 | 275 E 20TH AVENUE, Vancouver, BC V5V 1M2 | Plumbing Permit | Residential | New | Completed | Residential - Install one outside sump without pump | Octiscapes Site Services Ltd
GP-2022-00642 | 2022-03-01 | 275 E 20TH AVENUE, Vancouver, BC V5V 1M2 | Gas Permit | Residential | New | Completed | Residential - Installation of 1 gas fireplace -venting and hook up only | Urban Fireplaces Ltd
GP-2022-01114 | 2022-04-11 | 275 E 20TH AVENUE, Vancouver, BC V5V 1M2 | Gas Permit | Residential | New | Completed | Residential - Run gas pipe for Water heater fireplace,BBQ box and Cooktop >Amend: July 19th to add one more appliance Furnace 40000 BTU | Pars Mechanical Corp
EP-2022-06052 | 2022-07-21 | 275 E 20TH AVENUE, Vancouver, BC V5V 1M2 | Electrical Permit | Residential | New | Completed | Installation / Repair - Residential - Alarm completion: To install new devices ( door and window contacts / motion detectors / key pads ) on existing wiring done by others. | Husky Alarm Integration Ltd
PP-2022-02598 | 2022-07-26 | 275 E 20TH AVENUE, Vancouver, BC V5V 1M2 | Plumbing Permit | Residential | New | Completed | Residential - Install 3/4" backflow prevention device for lawn irrigation | M&M Industries Ltd
GP-2022-00939 | 2022-03-24 | 1446 E 15TH AVENUE, Vancouver, BC V5N 2E7 | Gas Permit | Residential | Tenant Improvement | Completed | Residential - replace old standard efficiency furnace with a new high efficient furnace | Solaire Mechanical Ltd
EP-2022-01078 | NULL | 1466 E 15TH AVENUE, Vancouver, BC | Electrical Permit | Residential | Tenant Improvement | Withdrawn | Installation / Repair - Residential - Service upgrade from 100 to 200 amps. Electrical install of heat pump. | Moore And Russell Heating And Air Conditioning Ltd
MP-2022-00516 | 2022-11-03 | 1466 E 15TH AVENUE, Vancouver, BC | Mechanical Permit | NULL | NULL | Issued | NULL | Moore And Russell Heating And Air Conditioning Ltd
MP-2023-00710 | 2023-04-27 | 1466 E 15TH AVENUE, Vancouver, BC | Mechanical Permit | NULL | NULL | Issued | NULL | Ashton Service Group/Ashton Mechanical Ltd.
GP-2023-03794 | 2023-11-30 | 1554 E 15TH AVENUE, Vancouver, BC V5N 2E9 | Gas Permit | Residential | Addition | Issued | Residential - Replacement of one gas insert | Bridge Woodworks Mfg Ltd
EP-2023-05188 | 2023-06-26 | 44 E 13TH AVENUE, Vancouver, BC V5T 4K7 | Electrical Permit | Commercial | Renovation | Issued | Installation / Repair - Commercial - Installation / Repair - Commercial - We will be replacing the customers damaged fire alarm panel with a new Mircom FA-1000 supplied and to be verified by Fairlane Fire Prevention. This FAS upgrade is limited only to the replacement of control unit for the existing fire alarm system without altering the existing wiring and existing outlet boxes.This repair falls under category 2a Attachment 1C of the bulletin 2018-004-BU/EL | Top Solutions Systems Integration Ltd
GP-2023-02864 | 2023-09-29 | 53 E 13TH AVENUE, Vancouver, BC V5T 2K2 | Gas Permit | Commercial | Renovation | Completed | Commercial - Removal & replacement of 74 gallon gas commercial water heater | Pioneer Plumbing & Heating Inc
EP-2023-03329 | 2023-04-18 | 220 E 13TH AVENUE, Vancouver, BC V5T 2K4 | Electrical Permit | Commercial | Renovation | Completed | Installation / Repair - Commercial - Renovation to reception and basement med room >BP: Interior alterations to renovate the ground floor of this existing special needs residential facility building. Schedule A provided by Vjekica Sucic Hruskovec Architectural Schedule B provided by Vjekica Sucic Hruskovec Electrical Schedule B provided by Patrick Krzesinski, P.Eng. Mechanical Schedule B provided by Garrett Hunt, P.Eng. | MCKINLEY ELECTRIC LTD
SP-2023-00551 | 2023-03-31 | 220 E 13TH AVENUE, Vancouver, BC V5T 2K4 | Sprinkler Permit | Commercial | Tenant Improvement | Completed | Commercial - Two New Sprinkler Heads >BP: Interior alterations to renovate the ground floor of this existing special needs residential facility building. *****This application does not include any of the following: 1. Not more than 20 sprinklers (add, relocate, or remove), 2. hydraulic calculations, 3. change in occupancy and /or hazard classification, 4. warehouse storage arrangements, 5. mobile compact storage arrangements, 6. alternative solutions, 7. changes to the sprinkler system supply piping (e.g. valves, mains, cross-mains, branch-lines, etc.), or 8. flexible sprinkler pipe. | Frontier Fire Protection Ltd
PP-2023-00354 | 2023-02-02 | 220 E 13TH AVENUE, Vancouver, BC V5T 2K4 | Plumbing Permit | Commercial | Renovation | Completed | Commercial - Supply and install 2 sinks >BP: Interior alterations to renovate the ground floor of this existing special needs residential facility building. | Mountain West Mechanical Ltd
EP-2022-09953 | NULL | 43 E 15TH AVENUE, Vancouver, BC V5T 2P5 | Electrical Permit | Commercial | Renovation - Dwelling Unit(s) only | Application Incomplete | Installation / Repair - Commercial - Electrical installation of lighting & receptacle circuits in Unit 306, due to fire damage. Total gut and rewire. | Berts Electric (2001) Ltd
NULL | NULL | 856 E 14TH AVENUE, Vancouver, BC V5T 2N6 | Electrical Permit | Residential | Renovation | Withdrawn | Installation / Repair - Residential - New Service upgrade from 100 amps to 200 amps. overhead service 120/240 1, 1 phase | NULL
EP-2023-02857 | 2023-04-03 | 856 E 14TH AVENUE, Vancouver, BC V5T 2N6 | Electrical Permit | Residential | Renovation - Dwelling Unit(s) only | Completed | Installation / Repair - Residential - Upgrade of existing service from 100 Amps to 200 Amps. 1 phase , overhead service | A S ELECTRICAL LTD
EP-2023-01485 | 2023-02-23 | 885 E 14TH AVENUE, Vancouver, BC V5T 2N5 | Electrical Permit | Residential | Addition | Issued | Installation / Repair - Residential - 200 amp service upgrade. Renovation/addition top floor. -Top floor renovation, bedroom, bathroom, laundry. (As per BP) Rough-in for future baseboard heat. Replace sub-panel on main floor. (CF-2020-011022) >BP: Exterior and interior alterations to provide tenant improvements to this existing one family dwelling. The scope of work includes to renovate the existing attic space and new roof extension, increase headroom for livability. REUP provided by: Doug Martin of Energy Smart Consulting 604-614-7985 Structural schedule B submitted by Carlos Chiu, P.Eng, Sruct Eng 604-737-9830 | EVANSON ELECTRIC LTD
PP-2022-04402 | 2022-12-12 | 885 E 14TH AVENUE, Vancouver, BC V5T 2N5 | Plumbing Permit | Residential | Addition | Issued | Residential - Relocate fixtures in main floor bathroom and new 4 pc bathroom and washing machine in new top floor. (Reference-CF-2020-011022) >BP: Exterior and interior alterations to provide tenant improvements to this existing one family dwelling. The scope of work includes to renovate the existing attic space and new roof extension, increase headroom for livability. | Jeffrey Lavigne
EP-2022-10454 | 2022-12-12 | 924 E 14TH AVENUE, Vancouver, BC V5T 2N8 | Electrical Permit | Residential | Renovation | Completed | Installation / Repair - Residential - New 200 amp service and panel upgrade for single family home. Diagnose existing electrical in home, remove knob and tube and re wire remaining top floor lighting circuits that were still using K and T. Install new recessed lighting and receptacles, smoke detectors as per code and new devices and finishing throughout home. -Throughout the home where walls have been opened. Majority of wiring to take place in basement and stub up into second floor where we can fish wires to receptacles and switch locations. New lighting throughout as old lighting is still using Knob and Tube wiring. >BP: Interior and exterior alterations to provide improvements to this existing single family dwelling on this site. Scope of Work: - Removal of chimney, partition walls & doors, plumbing fixtures - Remove and replace kitchen countertops, tub, sink, toilet, and doors. April 14/2023-AMEND To remove owner's name from work description as per owner's request. email in docs | Luongo Electric Inc
PP-2023-00054 | 2023-01-06 | 924 E 14TH AVENUE, Vancouver, BC V5T 2N8 | Plumbing Permit | Residential | Renovation | Completed | Residential - new plumbing fixtures >BP: Interior and exterior alterations to provide improvements to this existing single family dwelling on this site. Scope of Work: - Removal of chimney, partition walls & doors, plumbing fixtures - Remove and replace kitchen countertops, tub, sink, toilet, and doors. April 14/2023-AMEND To remove owner's name from work description as per owner's request. see email in docs. | MCKIM MECHANICAL
MP-2023-00335 | 2023-03-09 | 924 E 14TH AVENUE, Vancouver, BC V5T 2N8 | Mechanical Permit | NULL | NULL | Completed | NULL | Ashton Service Group/Ashton Mechanical Ltd.
GP-2023-00374 | 2023-02-03 | 924 E 14TH AVENUE, Vancouver, BC V5T 2N8 | Gas Permit | Residential | Renovation | Completed | Residential - Run 3/4' gas line from mechanical room to BBQ box on deck. Re & Re gas to range. >BP: Scope of Work: - Removal of chimney, partition walls & doors, plumbing fixtures - Remove and replace kitchen countertops, tub, sink, toilet, and doors. | MCKIM MECHANICAL
GP-2023-01009 | 2023-03-22 | 924 E 14TH AVENUE, Vancouver, BC V5T 2N8 | Gas Permit | Residential | Renovation | Completed | Residential - Decommission and remove old furnace and install new heat pump and tankless hot water tank | Ashton Service Group/Ashton Mechanical Ltd.
GP-2022-02161 | 2022-07-22 | 95 E 15TH AVENUE, Vancouver, BC V5T 2P5 | Gas Permit | Residential | Renovation | Completed | Residential - Hot Water Tank Replacement | Hillcrest Plumbing & Heating (1991) Ltd
NULL | NULL | 36 E 14TH AVENUE, Vancouver, BC V5T 4C9 | Mechanical Permit | NULL | NULL | Draft | NULL | NULL
EP-2023-02496 | 2023-03-23 | 36 E 14TH AVENUE, Vancouver, BC V5T 4C9 | Electrical Permit | Commercial | Addition | Completed | Installation / Repair - Commercial - Install two new 20 amp 120 volts branch circuits and counter receptacles in kitchen. | BC Highlight Electric Corp
GP-2023-00393 | 2023-02-02 | 54 E 14TH AVENUE, Vancouver, BC V5T 2M3 | Gas Permit | Residential | Renovation | Completed | Residential - Re&re tankless | Milani Plumbing Heating & Air Conditioning Ltd
GP-2023-00440 | 2023-02-07 | 54 E 14TH AVENUE, Vancouver, BC V5T 2M3 | Gas Permit | Residential | Renovation | Cancelled | Residential - Re&re tankless/furnace | Milani Plumbing Heating & Air Conditioning Ltd
EP-2023-10490 | 2023-12-05 | 55 E 14TH AVENUE, Vancouver, BC V5T 2M4 | Electrical Permit | Commercial | Renovation | Issued | Installation / Repair - Commercial - Replacing the Fire Alarm panel having some deficiencies -This is a voluntary panel replacement Replacing a faulty Fire Alarm panel with new Fire Alarm panel. Bulletin 2018-004 BU/EL Category 2, Attachment 1, C new control unit is compatible with all the existing devices incorporated in the existing FAS. This is a direct replacement of control unit only without altering the existing wiring or outlet boxes, then such work is considered to be a straight replacement of the electrical equipment. | Elite Fire Protection Ltd
PP-2023-01027 | 2023-03-24 | 230 E 17TH AVENUE, Vancouver, BC V5V 1A7 | Plumbing Permit | Residential | New | Completed | Residential - One outside sump >BP: To construct a two and half storey two-family dwelling with a crawl space, with an attached garage providing 2 parking spaces, having street access. | East West Excavating 2022 ltd
GP-2023-01839 | 2023-06-16 | 230 E 17TH AVENUE, Vancouver, BC V5V 1A7 | Gas Permit | Residential | New | Completed | Residential - 2 ranges and 2 rough-in for BBQ >BP: To construct a two and half storey two-family dwelling | ACME PLUMBING HEATING & GAS LTD.
SP-2023-01051 | 2023-06-14 | 230 E 17TH AVENUE, Vancouver, BC V5V 1A7 | Sprinkler Permit | Residential | New | Completed | Residential - to install a new sprinkler system in the Duplex >BP: To construct a two and half storey two-family dwelling with a crawl space, with an attached garage providing 2 parking spaces, having street access. Note: This is a 2 storey building pursuant to the Zoning and Development By-Law 1. A/C units proposed in the rear yard 2. Schedule B: Yatendra Kumar Sharma (778) 863-7076 Architectural, Structural & Geotechnical 4. HPO: Residential Builder – stadium home Ltd # 37472 5. Entire Building to have NFPA 13-D | ACME PLUMBING HEATING & GAS LTD.
EP-2023-05016 | 2023-06-21 | 230 E 17TH AVENUE, Vancouver, BC V5V 1A7 | Electrical Permit | Residential | New | Completed | Installation / Repair - Residential - 200 amp main service 125 amp each unit all rough wiring and finishing *An approved mechanical permit is required for the installation of air conditioning or heat pump unit at the time of installation before an electrical inspection will be performed >BP: To construct a two and half storey two-family dwelling ($805,200.00) with a crawl space, with an attached garage providing 2 parking spaces, having street access. Note: This is a 2 storey building pursuant to the Zoning and Development By-Law 1. A/C units proposed in the rear yard 2. Schedule B: Yatendra Kumar Sharma (778) 863-7076 Architectural, Structural & Geotechnical 4. HPO: Residential Builder – stadium home Ltd # 37472 5. Entire Building to have NFPA 13-D ****ALL PROJECT COORDINATOR NOTES HAS BEEN ACCEPTED BY THE APPLICANT**** ***This permit is issued under the VBBL 2019, with updated energy requirements as per bylaw # 12997 effective Jan 01, 2022.***. | H.L. ELECTRICAL LTD
PP-2023-01793 | 2023-05-23 | 230 E 17TH AVENUE, Vancouver, BC V5V 1A7 | Plumbing Permit | Residential | New | Completed | Residential - to install new plumbing fixtures for the Duplex >BP: To construct a two and half storey two-family dwelling with a crawl space, with an attached garage providing 2 parking spaces, having street access. Note: This is a 2 storey building pursuant to the Zoning and Development By-Law 1. A/C units proposed in the rear yard 2. Schedule B: Yatendra Kumar Sharma (778) 863-7076 Architectural, Structural & Geotechnical 4. HPO: Residential Builder – stadium home Ltd # 37472 5. Entire Building to have NFPA 13-D | ACME PLUMBING HEATING & GAS LTD.
NULL | NULL | 230 E 17TH AVENUE, Vancouver, BC V5V 1A7 | Mechanical Permit | NULL | NULL | Draft | NULL | Newton AC Ltd
EP-2023-05730 | 2023-06-27 | 230 E 17TH AVENUE, Vancouver, BC V5V 1A7 | Electrical Permit | Residential | New | Completed | Installation / Repair - Residential - Install tv, telephone, security alarm prewire and complete. >BP: To construct a two and half storey two-family dwelling ($805,200.00) with a crawl space, with an attached garage providing 2 parking spaces, having street access. Note: This is a 2 storey building pursuant to the Zoning and Development By-Law 1. A/C units proposed in the rear yard 2. Schedule B: Yatendra Kumar Sharma (778) 863-7076 Architectural, Structural & Geotechnical 4. HPO: Residential Builder – stadium home Ltd # 37472 5. Entire Building to have NFPA 13-D | Tvisha Technologies Ltd
MP-2023-01306 | 2023-07-20 | 230 E 17TH AVENUE, Vancouver, BC V5V 1A7 | Mechanical Permit | NULL | NULL | Completed | NULL | Newton AC Ltd
MP-2023-01307 | 2023-07-20 | 240 E 17TH AVENUE, Vancouver, BC V5V 1A7 | Mechanical Permit | NULL | NULL | Completed | NULL | Newton AC Ltd
EP-2023-05731 | 2023-06-27 | 240 E 17TH AVENUE, Vancouver, BC V5V 1A7 | Electrical Permit | Residential | New | Completed | Installation / Repair - Residential - Install tv, telephone security alarm prewire and complete. >BP: To construct a two and half storey two-family dwelling ($702,817.50) with a crawl space, with an attached garage providing 2 parking spaces, having street access. | Tvisha Technologies Ltd
PP-2023-01794 | 2023-05-23 | 240 E 17TH AVENUE, Vancouver, BC V5V 1A7 | Plumbing Permit | Residential | New | Completed | Residential - to install new plumbing fixtures in the Duplex >BP: To construct a two and half storey two-family dwelling with a crawl space, with an attached garage providing 2 parking spaces, having street access. Note: This is a 2 storey building pursuant to the Zoning and Development By-Law 1. A/C units proposed in the rear yard 2. Schedule B: Yatendra Kumar Sharma (778) 863-7076 Architectural, Structural & Geotechnical 4. HPO: Residential Builder – stadium home Ltd # 37472 5. Entire Building to have NFPA 13-D | ACME PLUMBING HEATING & GAS LTD.
EP-2023-05017 | 2023-06-21 | 240 E 17TH AVENUE, Vancouver, BC V5V 1A7 | Electrical Permit | Residential | New | Completed | Installation / Repair - Residential - 200 amp main service 125 amp for each unit all rough wiring and finishing *An approved mechanical permit is required for the installation of air conditioning or heat pump unit at the time of installation before an electrical inspection will be performed >BP: To construct a two and half storey two-family dwelling ($702,817.50) with a crawl space, with an attached garage providing 2 parking spaces, having street access. Note: This is a 2 storey building pursuant to the Zoning and Development By-Law 1. A/C units proposed in the rear yard 2. Schedule B: Yatendra Kumar Sharma (778) 863-7076 Architectural, Structural & Geotechnical 4. HPO: Residential Builder – stadium home Ltd # 37472 5. Entire Building to have NFPA 13-D ****ALL PROJECT COORDINATOR NOTES HAS BEEN ACCEPTED BY THE APPLICANT**** ***This permit is issued under the VBBL 2019, with updated energy requirements as per bylaw # 12997 effective Jan 01, 2022.*** | H.L. ELECTRICAL LTD
SP-2023-01053 | 2023-06-15 | 240 E 17TH AVENUE, Vancouver, BC V5V 1A7 | Sprinkler Permit | Residential | New | Completed | Residential - 2FD - FRONT - 240 E 17TH AV - #1 BACK - 240 E 17TH AV - #2 to install a new Sprinkler system in a Duplex >DB: To construct a two and half storey two-family dwelling ($702,817.50) with a crawl space, with an attached garage providing 2 parking spaces, having street access. Note: This is a 2 storey building pursuant to the Zoning and Development By-Law 1. A/C units proposed in the rear yard 5. Entire Building to have NFPA 13-D | ACME PLUMBING HEATING & GAS LTD.
GP-2023-01840 | 2023-06-16 | 240 E 17TH AVENUE, Vancouver, BC V5V 1A7 | Gas Permit | Residential | New | Completed | Residential - 2 ranges and 2 rough-in for BBQ >BP: To construct a two and half storey two-family dwelling | ACME PLUMBING HEATING & GAS LTD.
PP-2023-01029 | 2023-03-24 | 240 E 17TH AVENUE, Vancouver, BC V5V 1A7 | Plumbing Permit | Residential | New | Completed | Residential - One outside sump >BP: To construct a two and half storey two-family dwelling with a crawl space, with an attached garage providing 2 parking spaces, having street access. | East West Excavating 2022 ltd
EP-2023-01537 | 2023-02-22 | 240 E 17TH AVENUE, Vancouver, BC V5V 1A7 | Electrical Permit | Residential | New | Issued | Temporary Power - Residential - To provide temporary power. | H.L. ELECTRICAL LTD
GP-2022-01992 | 2022-07-05 | 1146 E 18TH AVENUE, Vancouver, BC V5V 1H2 | Gas Permit | Residential | Renovation | Completed | Residential - Re&Re Hot water tank BTU: 40.000 | Milani Plumbing Heating & Air Conditioning Ltd
GP-2023-02201 | 2023-07-24 | 1229 E 18TH AVENUE, Vancouver, BC V5V 1H3 | Gas Permit | Residential | Renovation | Completed | Residential - Replacement of furnace and tankless water heater | BCRC Plumbing and Heating Ltd
EP-2022-10727 | 2022-12-21 | 1317 E 18TH AVENUE, Vancouver, BC V5V 1H5 | Electrical Permit | Residential | New | Expired | Temporary Power - Residential - To provide temporary power. | West Harbour Electric ltd
PP-2023-04241 | 2023-12-06 | 1317 E 18TH AVENUE, Vancouver, BC V5V 1H5 | Plumbing Permit | Residential | New | Issued | Residential - New duplex plumbing >BP: To construct a 2 storey + basement/cellar two-family dwelling with a detached accessory building (garage) and 1 open parking at the rear providing 2 parking spaces, having vehicular access from the lane. 1. A/C proposed – Exterior component located in North(Rear Yard) 11. Schedule B: (Sharat Chande) P.Eng (604.723.7534) Structural & Geotechnical 12. HPO: Residential Builder- 0990084 BC Ltd. Note: This is a 2 storey building pursuant to the Zoning and Development By-Law | Mann Plumbing and Heating (2019) Ltd
EP-2024-00266 | 2024-01-10 | 1317 E 18TH AVENUE, Vancouver, BC V5V 1H5 | Electrical Permit | Residential | New | Issued | Temporary Power - Residential - To provide temporary power. | West Harbour Electric ltd
MP-2023-02250 | 2023-12-18 | 1317 E 18TH AVENUE, Vancouver, BC V5V 1H5 | Mechanical Permit | NULL | NULL | Issued | NULL | Mann Plumbing and Heating (2019) Ltd
PP-2023-03598 | 2023-10-12 | 1317 E 18TH AVENUE, Vancouver, BC V5V 1H5 | Plumbing Permit | Residential | New | Issued | Residential - Sump and sanitary connections for new duplex | Canstar Excavating & Landscaping Ltd
EP-2023-09348 | 2023-11-16 | 1317 E 18TH AVENUE, Vancouver, BC V5V 1H5 | Electrical Permit | Residential | New | Issued | Installation / Repair - Residential - NMD and ACWU for wiring to plugs, lights, hvac equipment and car charger. Wiring to detached garage as well *An approved mechanical permit is required for the installation of air conditioning or heat pump unit at the time of installation before a final electrical inspection will be performed >BP: To construct a 2 storey + basement/cellar two-family dwelling ($604,000) with a detached accessory building (garage) and 1 open parking at the rear providing 2 parking spaces, having vehicular access from the lane. 1. A/C proposed – Exterior component located in North(Rear Yard) 11. Schedule B: (Sharat Chande) P.Eng (604.723.7534) Structural & Geotechnical 12. HPO: Residential Builder- 0990084 BC Ltd. Note: This is a 2 storey building pursuant to the Zoning and Development By-Law **THIS PERMIT HAS BEEN ISSUED UNDER THE REQUIREMENTS OF VBBL #12511 (2019) ** | West Harbour Electric ltd
GP-2022-00082 | 2022-01-12 | 1330 E 18TH AVENUE, Vancouver, BC V5V 1H6 | Gas Permit | Residential | Renovation | Completed | Residential - Boiler Replacement | Westmount Heating Ltd
GP-2023-01144 | 2023-04-04 | 1336 E 18TH AVENUE, Vancouver, BC V5V 1H6 | Gas Permit | Residential | Tenant Improvement | Completed | Residential - Re and Re the furnace. | Moore & Russell Heating Ltd
GP-2023-00170 | 2023-01-15 | 1354 E 18TH AVENUE, Vancouver, BC V5V 1H6 | Gas Permit | Residential | Renovation | Completed | Residential - Replace leaking hot water tank | Maestro Plumbing Heating & Air Conditioning Ltd
GP-2022-03995 | 2022-12-14 | 1549 E 19TH AVENUE, Vancouver, BC V5N 2T8 | Gas Permit | Residential | Renovation - Dwelling Unit(s) only | Completed | Residential - Decommission and removal of furnace install high efficient furnace | Ashton Service Group/Ashton Mechanical Ltd.
EP-2023-01908 | 2023-04-14 | 1549 E 19TH AVENUE, Vancouver, BC V5N 2T8 | Electrical Permit | Residential | Renovation | Cancelled | Installation / Repair - Residential - We are adding a circuit for a heat pump in the backyard NO MECHANICAL PERMIT AT THIS TIME. | Douglas Millington o/a Moose Electric
EP-2022-04111 | 2022-05-19 | 2008 E 19TH AVENUE, Vancouver, BC V5N 2J3 | Electrical Permit | Residential | Renovation | Completed | Installation / Repair - Residential - Upgrade service from 100 Amp to 200 Amp. | Mountain Point Electrical Inc.
GP-2023-00865 | 2023-03-10 | 3136 E 19TH AVENUE, Vancouver, BC V5M 2T1 | Gas Permit | Residential | Renovation | Completed | Residential - removed old furnace and installed a new one | High Mark Mechanical Services Ltd
GP-2024-00016 | 2024-01-03 | 3163 E 19TH AVENUE, Vancouver, BC V5M 2T2 | Gas Permit | Residential | Tenant Improvement | Completed | Residential - RE & RE FURNACE | 484081 BC LTD
GP-2022-02376 | 2022-08-12 | 3184 E 19TH AVENUE, Vancouver, BC V5M 2T1 | Gas Permit | Residential | Tenant Improvement | Completed | Residential - Decommissioning and removal of gas furnace | 0994152 BC Ltd
EP-2022-06806 | 2022-08-17 | 3184 E 19TH AVENUE, Vancouver, BC V5M 2T1 | Electrical Permit | Residential | Tenant Improvement | Completed | Installation / Repair - Residential - Electrical to Heat pump. Note: .MP-2022-00114: Issued | 0994152 BC Ltd
MP-2022-00114 | 2022-08-16 | 3184 E 19TH AVENUE, Vancouver, BC V5M 2T1 | Mechanical Permit | NULL | NULL | Completed | NULL | 0994152 BC Ltd
SP-2022-01017 | 2022-06-23 | 3192 E 19TH AVENUE, Vancouver, BC V5M 2T1 | Sprinkler Permit | Residential | New | Completed | Residential - To Install 39 sprinkler heads To construct a 2.5 storey two-family dwelling ($625,062.50) with a detached accessory building (garage) at the rear providing 2 parking spaces, having vehicular access from the lane. 1. A/C proposed – Exterior component located in front (north) and rear (south), Interior component located in second floor 2. Schedule B: (Tsung-Hua Yang) P.Eng (604.729.0585) Structural & Geotechnical 3. HPO: Residential Builder- Canada Wing-Form Development Ltd. Note: This is a 2 storey building pursuant to the Zoning and Development By-Law | General Sprinkler Systems Ltd
EP-2022-04272 | 2022-05-24 | 3192 E 19TH AVENUE, Vancouver, BC V5M 2T1 | Electrical Permit | Residential | New | Completed | Installation / Repair - Residential - Install Low Voltage wiring (networking), Alarm, TV, CCTV, Data, Tel. Rough-In and Finishing >BP: To construct a 2.5 storey two-family dwelling ($625,062.50) with a detached accessory building (garage) at the rear providing 2 parking spaces, having vehicular access from the lane. 1. A/C proposed – Exterior component located in front (north) and rear (south), Interior component located in second floor 2. Schedule B: (Tsung-Hua Yang) P.Eng (604.729.0585) Structural & Geotechnical 3. HPO: Residential Builder- Canada Wing-Form Development Ltd. Note: This is a 2 storey building pursuant to the Zoning and Development By-Law Address Information: Principle Dwelling #1: 3192 E 19 Ave (North) Principle Dwelling #2: 3194 E 19 Ave (South) Addresses have been assigned per the approved plans, access to the rear unit is from the North side. This access must be provided & maintained at all times and the building addresses posted to be visible from the street in accordance with the Building By-law. **THIS PERMIT HAS BEEN ISSUED UNDER THE REQUIREMENTS OF VBBL #12511 (2019) ** ****ALL PROJECT COORINATOR NOTES HAS BEEN ACCEPTED BY THE APPLICANT**** | Magnificent Security Inc.
GP-2022-01686 | 2022-06-05 | 3192 E 19TH AVENUE, Vancouver, BC V5M 2T1 | Gas Permit | Residential | New | Completed | Residential - 3192 e19 ave to install 1 boiler 1 range 1 bbq 3194 e19 ave to install 1 boiler 1 range 1 bbq | Symbolistic Heating Ltd
PP-2022-00730 | 2022-03-03 | 3192 E 19TH AVENUE, Vancouver, BC V5M 2T1 | Plumbing Permit | Residential | New | Completed | Residential - 2FD - FRONT - 3192 E 19TH AV BACK - 3194 E 19TH AV to install 1 gravity sump To construct a 2.5 storey two-family dwelling with a detached accessory building (garage) at the rear providing 2 parking spaces, having vehicular access from the lane. 1. A/C proposed – Exterior component located in front (north) and rear (south), Interior component located in second floor | Trust Excavation & Demolition Ltd
PP-2022-01331 | 2022-04-21 | 3192 E 19TH AVENUE, Vancouver, BC V5M 2T1 | Plumbing Permit | Residential | New | Completed | Residential - 2FD - FRONT UNIT - 3192 E 19TH AV BACK UNIT - 3194 E 19TH AV dwv rough in To construct a 2.5 storey two-family dwelling with a detached accessory building (garage) at the rear providing 2 parking spaces, having vehicular access from the lane. 1. A/C proposed – Exterior component located in front (north) and rear (south), Interior component located in second floor | Blueline Refrigeration Ltd
EP-2022-03137 | 2022-04-22 | 3192 E 19TH AVENUE, Vancouver, BC V5M 2T1 | Electrical Permit | Residential | New | Completed | Installation / Repair - Residential - new front and back duplex unit >BP: To construct a 2.5 storey two-family dwelling ($625,062.50) with a detached accessory building (garage) at the rear providing 2 parking spaces, having vehicular access from the lane. 1. A/C proposed – Exterior component located in front (north) and rear (south), Interior component located in second floor 2. Schedule B: (Tsung-Hua Yang) P.Eng (604.729.0585) Structural & Geotechnical 3. HPO: Residential Builder- Canada Wing-Form Development Ltd. Note: This is a 2 storey building pursuant to the Zoning and Development By-Law Address Information: Principle Dwelling #1: 3192 E 19 Ave (North) Principle Dwelling #2: 3194 E 19 Ave (South) Addresses have been assigned per the approved plans, access to the rear unit is from the North side. This access must be provided & maintained at all times and the building addresses posted to be visible from the street in accordance with the Building By-law. **THIS PERMIT HAS BEEN ISSUED UNDER THE REQUIREMENTS OF VBBL #12511 (2019) ** ****ALL PROJECT COORINATOR NOTES HAS BEEN ACCEPTED BY THE APPLICANT**** | Jeff Electric Ltd
EP-2022-00814 | 2022-02-04 | 3192 E 19TH AVENUE, Vancouver, BC V5M 2T1 | Electrical Permit | Residential | New | Expired | Temporary Power - Residential - To provide temporary power. NOTE: Work authorized by this permit is for placement of a temporary power pole only and does not authorize any site construction and/or excavation. A separate Building Permit will be required prior to commencement of any other work on this site. | Jeff Electric Ltd
EP-2023-02852 | 2023-04-17 | 1240 E 12TH AVENUE, Vancouver, BC V5T 2J9 | Electrical Permit | Residential | Renovation | Cancelled | Installation / Repair - Residential - wiring and service repair after fire in basement. Hydro has currently disconnected electrical power. | Santec Electric Inc
NULL | NULL | 1251 E 12TH AVENUE, Vancouver, BC V5T 2J8 | Sprinkler Permit | Commercial | New | Draft | Commercial - New Sprinkler System | Hydroworks Contracting Ltd
EP-2023-05428 | 2023-06-21 | 1295 E 12TH AVENUE, Vancouver, BC V5T 2J8 | Electrical Permit | Commercial | New | Completed | Installation / Repair - Commercial - Removing existing fuel dispensers so concrete islands can be replaced. Installing new fuel dispensers using existing conduits and wire. >BP: To remove existing pump islands, construct new concrete pump islands with underpump containment sumps, install new pumps on islands, replace surface slabs and driveway as required, remove existing steel gasoline piping and install new flex pipe gasoline piping of this existing convenience food store/self serve and full serve gasoline site. | Bar W Petroleum & Electric Inc
EP-2022-07385 | 2022-09-06 | 1295 E 12TH AVENUE, Vancouver, BC V5T 2J8 | Electrical Permit | Commercial | Tenant Improvement | Completed | Installation / Repair - Commercial - Disconnect and reconnect of bathroom electrical for bathroom renovation -disconnect electrical for hand dryer, baseboard heater and light fixture to install tile on walls, reconnect electrical once tiling is completed >Permit Amendment Nov 28, 2023 -Relocate coffee bar electrical to fit the new cabinet layout (this goes with the 9 outlets we previously added to the permit) Add new circuit for new “bean to cup” coffee machine. Amend: Oct 25, 2022 Please add to scope of work - Relocate 9 receptacles in coffee bar area for better access Additional value of $700 | Grimes & White Electrical Services Ltd.
EP-2022-09036 | NULL | 1295 E 12TH AVENUE, Vancouver, BC V5T 2J8 | Electrical Permit | Commercial | Tenant Improvement | Withdrawn | Installation / Repair - Commercial - Relocate 9 receptacles in coffee bar area for better access | Grimes & White Electrical Services Ltd.
GP-2022-02153 | 2022-07-21 | 310 E 13TH AVENUE, Vancouver, BC V5T 2K5 | Gas Permit | Commercial | Tenant Improvement | Completed | Commercial - Re and Re of 1 Gas dryer | Spears Sales & Service Ltd
EP-2022-10012 | 2022-11-28 | 95 E 14TH AVENUE, Vancouver, BC V5T 2M4 | Electrical Permit | Residential | Renovation | Completed | Installation / Repair - Residential - Renovation to 4 suites: 106; 204; 207 & 304 with the following works: 1) Replace existing panel with new panel c/w 60A main breaker, re-use existing feeder. 2) Add two smoke alarm detectors. 3) New receptacles for washer, dryer, dishwasher and micro wave. 4) Upgrade counter receptacles to 20 amp, 5) Replace existing light fixtures with LED fixtures. 6) Replace existing switches and receptacles with new decora devices Interior and exterior alterations to this existing 3-storey residential rental building containing 26 rental suites on this site. No work is proposed to basement parking garage. Interior alteration includes: 1-Removal of interior partitions and re-configuring some of the suites interior layouts. No change to the existing suite demising configurations. 2- Replacement of all kitchen cabinets, plumbing and other fixtures. 3- Replacement of all electrical wiring and fixtures including detection and fire alarm system. 4- Replacement of all bathroom fixtures and their plumbing including rebuilding the plumbing walls. 5- Replacing interior doors with larger size doors. Exterior renovation is for replacing all exterior windows only. This application was reviewed under the requirements of VBBL 2014. Revision-1 January 5, 2022 Modifying interior layout of some residential suites on all floors | AML Construction Ltd
PP-2023-00153 | 2023-01-16 | 95 E 14TH AVENUE, Vancouver, BC V5T 2M4 | Plumbing Permit | Residential | Renovation | Completed | Residential - Replacement of plumbing fixtures for toilets, basins, bathtubs, and kitchen sink. Addition of 1 auto washer box for each suite >Interior and exterior alterations to this existing 3-storey residential rental building containing 26 rental suites on this site. No work is proposed to basement parking garage. Interior alteration includes: 1-Removal of interior partitions and re-configuring some of the suites interior layouts. No change to the existing suite demising configurations. 2- Replacement of all kitchen cabinets, plumbing and other fixtures. 3- Replacement of all electrical wiring and fixtures including detection and fire alarm system. 4- Replacement of all bathroom fixtures and their plumbing including rebuilding the plumbing walls. 5- Replacing interior doors with larger size doors. Exterior renovation is for replacing all exterior windows only. This application was reviewed under the requirements of VBBL 2014. Revision-1 January 5, 2022 Modifying interior layout of some residential suites on all floors Revision-2 December 5, 2022 To modify interior layout of suit 106, 204, 207, and 304. | Tri-City Plumbing & Heating Ltd
GP-2022-02782 | 2022-09-16 | 610 E 14TH AVENUE, Vancouver, BC V5T 2N1 | Gas Permit | Residential | Renovation | Completed | Residential - Fulgor 30" Freestanding Gas Range | Han Appliances & Refrigeration Ltd
EP-2022-06782 | NULL | 614 E 14TH AVENUE, Vancouver, BC V5T 2N1 | Electrical Permit | Residential | Addition | Application Incomplete | Installation / Repair - Residential - ELECTRICAL WIRING FOR AC PUMP | Dragon Electric Ltd
GP-2023-03881 | 2023-12-05 | 624 E 14TH AVENUE, Vancouver, BC V5T 2N1 | Gas Permit | Residential | Renovation | Completed | Residential - Replace gas furnace on ground floor. | Canadian Care Heating & Cooling Ltd
EP-2022-05032 | 2022-12-22 | 755 E 14TH AVENUE, Vancouver, BC V5T 2N3 | Electrical Permit | Residential | Renovation - Dwelling Unit(s) only | Issued | Installation / Repair - Residential - New sub panel in garage new car charger and receptacles and lights >BP: External alterations to convert this existing detached 2 car carport into an enclosed garage at the rear of this existing two family dwelling site with lane access. Existing support structure to remain with additional roof and wall construction. New retaining wall with drain tile at rear of garage and new side door. | Mountain Pacific Electrical Ltd
GP-2023-02087 | 2023-07-12 | 1461 E 18TH AVENUE, Vancouver, BC V5N 2H2 | Gas Permit | Residential | Renovation | Completed | Residential - boiler re&re | Ferenc Nagy
EP-2022-03803 | 2022-05-10 | 3121 E 17TH AVENUE, Vancouver, BC V5M 2N8 | Electrical Permit | Residential | New | Expired | Temporary Power - Residential - To provide temporary power. | Elixir Electric Ltd
PP-2023-00435 | 2023-02-08 | 3121 E 17TH AVENUE, Vancouver, BC V5M 2N8 | Plumbing Permit | Residential | New | Completed | Residential - 1FD+SS - #1 & #2 - backflow preventor for lawn irrigation | Oriental Landscaping & Home Improvement ltd
GP-2022-02954 | 2022-10-03 | 3121 E 17TH AVENUE, Vancouver, BC V5M 2N8 | Gas Permit | Residential | New | Completed | Residential - To install boiler range BBQ fireplace There is pipping for fireplace and BBQ | JOT MECHANICAL LTD
EP-2022-08130 | 2022-10-12 | 3121 E 17TH AVENUE, Vancouver, BC V5M 2N8 | Electrical Permit | Residential | New | Completed | Installation / Repair - Residential - New Installation. To construct a 2 storey one-family dwelling with a secondary suite with an open parking pad, providing 1 parking space, having vehicular access from the 20' Lane. 1. Covenant registered at the Land Title Office under CA9656537 2. No Strata Titling permitted 3. A/C proposed – Exterior component located in rear yard, Interior component located in closest on second floor 4. Bar sink located in basement, Media Room. 5. Schedule B: (YATENDRA KUMAR SHARMA) P.Eng (778-863-7076) Structural & Geotechnical 6. HPO: Residential Builder- CROWN PACIFIC DEVELOPMENT LTD | Elixir Electric Ltd
NULL | NULL | 3121 E 17TH AVENUE, Vancouver, BC V5M 2N8 | Mechanical Permit | NULL | NULL | Draft | NULL | FAST ROUTE PLUMBING & REFRIGERATION MECHANICAL LTD
SP-2022-01549 | 2022-09-26 | 3121 E 17TH AVENUE, Vancouver, BC V5M 2N8 | Sprinkler Permit | Residential | New | Completed | Residential - 1FD+SS - #1 & #2 - new sprinkler system >DB: To construct a 2 storey one-family dwelling with a secondary suite with an open parking pad, providing 1 parking space, having vehicular access from the 20' Lane. 1. Covenant registered at the Land Title Office under CA9656537 2. No Strata Titling permitted 3. A/C proposed – Exterior component located in rear yard, Interior component located in closest on second floor 4. Bar sink located in basement, Media Room. | Haven Fire Protection Ltd
EP-2022-08069 | 2022-09-26 | 3121 E 17TH AVENUE, Vancouver, BC V5M 2N8 | Electrical Permit | Residential | New | Completed | Installation / Repair - Residential - Low voltage & security alarm roughin/completion To construct a 2 storey one-family dwelling with a secondary suite with an open parking pad, providing 1 parking space, having vehicular access from the 20' Lane. 1. Covenant registered at the Land Title Office under CA9656537 2. No Strata Titling permitted 3. A/C proposed – Exterior component located in rear yard, Interior component located in closest on second floor 4. Bar sink located in basement, Media Room. 5. Schedule B: (YATENDRA KUMAR SHARMA) P.Eng (778-863-7076) Structural & Geotechnical 6. HPO: Residential Builder- CROWN PACIFIC DEVELOPMENT LTD | Xon Automation Ltd
PP-2022-02824 | 2022-08-15 | 3121 E 17TH AVENUE, Vancouver, BC V5M 2N8 | Plumbing Permit | Residential | New | Completed | Residential - Installing plumbing pipes and fixtures for a new house. >BP: To construct a 2 storey one-family dwelling with a secondary suite ($653,000) with an open parking pad, providing 1 parking space, having vehicular access from the 20' Lane. 1. Covenant registered at the Land Title Office under CA9656537 2. No Strata Titling permitted 3. A/C proposed – Exterior component located in rear yard, Interior component located in closest on second floor 4. Bar sink located in basement, Media Room. 5. Schedule B: (YATENDRA KUMAR SHARMA) P.Eng (778-863-7076) Structural & Geotechnical 6. HPO: Residential Builder- CROWN PACIFIC DEVELOPMENT LTD | BRAR PLUMBING & HEATING LTD
MP-2022-00134 | 2022-08-22 | 3121 E 17TH AVENUE, Vancouver, BC V5M 2N8 | Mechanical Permit | NULL | NULL | Completed | NULL | BRAR PLUMBING & HEATING LTD
EP-2022-08969 | 2022-10-21 | 3126 E 17TH AVENUE, Vancouver, BC V5M 2N7 | Electrical Permit | Residential | New | Expired | Temporary Power - Residential - To provide temporary power. NOTE: Work authorized by this permit is for placement of a temporary power pole only and does not authorize any site construction and/or excavation. A separate Building Permit will be required prior to commencement of any other work on this site. | Amco & Harp Electric Ltd
EP-2023-02126 | 2023-03-21 | 3126 E 17TH AVENUE, Vancouver, BC V5M 2N7 | Electrical Permit | Residential | New | Issued | Installation / Repair - Residential - New House wiring: single-phase service, all outlets, roughing and connection, lighting system, and all electrical equipment connection. Also pre-wire the data and TV communication cables. Two Electrical Meter system, One for main house, other for LWH. Building to be sprinkled to NFPA 13D requirement. Main House Service:125A >BP: To construct a 2 storey one-family dwelling with a secondary suite located in the Basement ($524,910.00) with an open parking pad, providing 1 parking space, having vehicular access from the 20' Lane. 1. Covenant registered at the Land Title Office under CA9675089 2. No Strata Titling permitted 3. A/C proposed – Exterior component located in rear yard, Interior component located in second floor closet 4. Bar sink not proposed. 5. Schedule B: (Tsung-Hua Yang) P.eng. (604-729-0585) Structural & Geotechnical 6. HPO: Residential Builder- (Enrich Custom Homes Ltd.) Note: This is a 2 storey building pursuant to the Zoning and Development By-Law ** Laneway house permit under DB-2022-00858 ** **THIS PERMIT HAS BEEN ISSUED UNDER THE REQUIREMENTS OF VBBL #12511 (2019) ** | AIGO TECHNOLOGY INC
PP-2023-00963 | 2023-03-21 | 3126 E 17TH AVENUE, Vancouver, BC V5M 2N7 | Plumbing Permit | Residential | New | Issued | Residential - 1D+SS - #1 & #2 - Install one sump without pump | Van-City Excavating Ltd
MP-2023-01046 | 2023-06-08 | 3126 E 17TH AVENUE, Vancouver, BC V5M 2N7 | Mechanical Permit | NULL | NULL | Issued | NULL | KSS Mechanical Ltd
EP-2023-04950 | 2023-06-04 | 3126 E 17TH AVENUE, Vancouver, BC V5M 2N7 | Electrical Permit | Residential | New | Issued | Temporary Power - Residential - To provide temporary power. | AIGO TECHNOLOGY INC
PP-2023-01976 | 2023-06-02 | 3126 E 17TH AVENUE, Vancouver, BC V5M 2N7 | Plumbing Permit | Residential | New | Issued | Residential - 1FD+SS - #1 & #2 - Plumbing The entire building, INCLUDING THE ATTACHED GARAGE (if applicable), to be sprinklered to NFPA 13D >DB: To construct a 2 storey one-family dwelling with a secondary suite located in the Basement with an open parking pad, providing 1 parking space, having vehicular access from the 20' Lane. 1. Covenant registered at the Land Title Office under CA9675089 2. No Strata Titling permitted 3. A/C proposed – Exterior component located in rear yard, Interior component located in second floor closet 4. Bar sink not proposed. | KSS Mechanical Ltd
GP-2023-02348 | 2023-08-11 | 3126 E 17TH AVENUE, Vancouver, BC V5M 2N7 | Gas Permit | Residential | New | Issued | Residential - 1 Range, 1 Boiler & 1 BBQ >BP: To construct a 2 storey one-family dwelling with a secondary suite | KSS Mechanical Ltd
SP-2023-01536 | 2023-08-23 | 3126 E 17TH AVENUE, Vancouver, BC V5M 2N7 | Sprinkler Permit | Residential | New | Issued | Residential - 1FD+SS - #1 & #2 - Install sprinklers in sfd >DB: To construct a 2 storey one-family dwelling with a secondary suite located in the Basement with an open parking pad, providing 1 parking space, having vehicular access from the 20' Lane. 1. Covenant registered at the Land Title Office under CA9675089 2. No Strata Titling permitted 3. A/C proposed – Exterior component located in rear yard, Interior component located in second floor closet 4. Bar sink not proposed. **THIS PERMIT HAS BEEN ISSUED UNDER THE REQUIREMENTS OF VBBL #12511 (2019) ** | Gold Key Fire Protection Ltd
GP-2023-02637 | 2023-09-08 | 3155 E 17TH AVENUE, Vancouver, BC V5M 2N8 | Gas Permit | Residential | Addition | Completed | Residential - 199,000 BTU combi boiler re/re | HAMZEH GERAMI Dba Nation Heating & Cooling
PP-2023-03035 | 2023-08-25 | 462 E 19TH AVENUE, Vancouver, BC V5V 1J7 | Plumbing Permit | Residential | New | Issued | Residential - sump plscing | Metro Contracting Ltd
EP-2023-10254 | 2023-11-27 | 462 E 19TH AVENUE, Vancouver, BC V5V 1J7 | Electrical Permit | Residential | New | Issued | Installation / Repair - Residential - ¦ 2FD- 200A ¦ rough wiring finishing and service *An approved mechanical permit is required for the installation of air conditioning or heat pump unit before a final electrical inspection will be performed >BP: To construct a 2.5 storey two-family dwelling ($717,500) with a detached accessory building (garage) at the rear providing 2 parking spaces, having vehicular access from the lane. The entire building, INCLUDING THE ATTACHED GARAGE (if applicable), to be sprinklered to 2 x NFPA 13D. 1. A/C units proposed in attic 2. No Bar sinks proposed 3. Schedule B: Alan Prahalad P. Eng (604.831.1431) Structural & Geotechnical 4. Schedule B: Paullus K.F. Young (604.841.7748) Geotechnical 5. HPO: Residential Builder - Astec Development Ltd ***This permit is issued under the VBBL 2019, with updated energy requirements as per bylaw # 12997 effective Jan 01, 2022.*** | IDEAL ELECTRICAL LTD
EP-2023-10297 | 2023-11-16 | 462 E 19TH AVENUE, Vancouver, BC V5V 1J7 | Electrical Permit | Residential | New | Issued | Installation / Repair - Residential - Pre wire and completion of Security alarm, Telus, tv, internet, Cctv pre wire only >BP: To construct a 2.5 storey two-family dwelling ($717,500) with a detached accessory building (garage) at the rear providing 2 parking spaces, having vehicular access from the lane. The entire building, INCLUDING THE ATTACHED GARAGE (if applicable), to be sprinklered to 2 x NFPA 13D. 1. A/C units proposed in attic 2. No Bar sinks proposed 3. Schedule B: Alan Prahalad P. Eng (604.831.1431) Structural & Geotechnical 4. Schedule B: Paullus K.F. Young (604.841.7748) Geotechnical 5. HPO: Residential Builder - Astec Development Ltd ***This permit is issued under the VBBL 2019, with updated energy requirements as per bylaw # 12997 effective Jan 01, 2022.*** | Pioneer Security and Communications Ltd
PP-2023-02339 | 2023-06-30 | 462 E 19TH AVENUE, Vancouver, BC V5V 1J7 | Plumbing Permit | Residential | New | Issued | Residential - drainage radient heat and water line rough in and finshing >BP: To construct a 2.5 storey two-family dwelling with a detached accessory building (garage) at the rear providing 2 parking spaces, having vehicular access from the lane. The entire building, INCLUDING THE ATTACHED GARAGE (if applicable), to be sprinklered to 2 x NFPA 13D. 1. A/C units proposed in attic 2. No Bar sinks proposed 3. Schedule B: Alan Prahalad P. Eng (604.831.1431) Structural & Geotechnical 4. Schedule B: Paullus K.F. Young (604.841.7748) Geotechnical 5. HPO: Residential Builder - Astec Development Ltd | CRESCENT PLUMBING HEATING & DRAINAGE LTD
EP-2023-00481 | 2023-01-19 | 462 E 19TH AVENUE, Vancouver, BC V5V 1J7 | Electrical Permit | Residential | New | Expired | Temporary Power - Residential - To provide temporary power. | IDEAL ELECTRICAL LTD
GP-2023-03606 | 2023-11-20 | 2098 E 19TH AVENUE, Vancouver, BC V5N 2J3 | Gas Permit | Residential | New | Completed | Residential - Removal of gas fireplace, cap off of gas line & plug brick chimney hole. | Encore Fireplaces Ltd
GP-2023-03792 | 2023-11-30 | 2116 E 19TH AVENUE, Vancouver, BC V5N 2J4 | Gas Permit | Residential | Renovation | Completed | Residential - REPLACE FURNACE AND WATER HEATER | Ryan Heating & Air Conditioning Ltd
GP-2023-00289 | 2023-01-25 | 2128 E 19TH AVENUE, Vancouver, BC V5N 2J4 | Gas Permit | Residential | Renovation | Cancelled | Residential - Gas fireplace installation | Vaglio Fireplace LTD
GP-2022-01127 | 2022-04-11 | 2134 E 19TH AVENUE, Vancouver, BC V5N 2J4 | Gas Permit | Residential | New | Completed | Residential - Install one natural gas fireplaces | Vancouver Gas Fireplaces Ltd
GP-2023-01099 | 2023-03-31 | 2146 E 19TH AVENUE, Vancouver, BC V5N 2J4 | Gas Permit | Residential | Renovation - Dwelling Unit(s) only | Issued | Residential - - Install new gas line to service (1) bbq box and (1) gas range >BP: Interior/exterior alterations to provide tenant improvements to the existing one family dwelling. The scope of work includes to propose new addition second floor. | Kits Plumbing and Heating Ltd
PP-2023-01097 | 2023-03-29 | 2146 E 19TH AVENUE, Vancouver, BC V5N 2J4 | Plumbing Permit | Residential | Renovation | Issued | Residential - Drainage and water pipe >DB: Interior/exterior alterations to provide tenant improvements to the existing one family dwelling. The scope of work includes to propose new addition second floor. The entire building to be sprinklered to NFPA-13D | Funaro Plumbing and Heating
EP-2023-03435 | 2023-04-27 | 2146 E 19TH AVENUE, Vancouver, BC V5N 2J4 | Electrical Permit | Residential | Addition | Completed | Installation / Repair - Residential - Rewiring of the house. -The house has been gutted and the service was disconnected to allow for the addition to the house. We have installed a 100 amp temporary power pole for construction. We will be increasing the new service to 200 amps, 120/240 volts single phase. *An approved mechanical permit is required for the installation of air conditioning or heat pump unit at the time of installation before an electrical inspection will be performed >BP: Interior/exterior alterations to provide tenant improvements to the existing one family dwelling. The scope of work includes to propose new addition second floor. The entire building to be sprinklered to NFPA-13D Schedule A and structural schedule B signed and sealed by Carlos Chiu, 604.737.9830 Geotechnical schedule B signed and sealed by Paullus Young, 604.841.7748 | Dantec Services Ltd
EP-2023-04908 | 2023-06-02 | 2146 E 19TH AVENUE, Vancouver, BC V5N 2J4 | Electrical Permit | Residential | Addition | Completed | Installation / Repair - Residential - LOW VOLTAGE PREWIRING AND FINISH. >BP: Interior/exterior alterations to provide tenant improvements to the existing one family dwelling. The scope of work includes to propose new addition second floor. The entire building to be sprinklered to NFPA-13D Schedule A and structural schedule B signed and sealed by Carlos Chiu, 604.737.9830 Geotechnical schedule B signed and sealed by Paullus Young, 604.841.7748 | Aslan Security Systems Ltd
NULL | NULL | 2146 E 19TH AVENUE, Vancouver, BC V5N 2J4 | Mechanical Permit | NULL | NULL | Draft | NULL | Kits Plumbing and Heating Ltd
SP-2023-00927 | 2023-06-02 | 2146 E 19TH AVENUE, Vancouver, BC V5N 2J4 | Sprinkler Permit | Residential | New | Issued | Residential - new sprinkler system sfd >BP: Interior/exterior alterations to provide tenant improvements to the existing one family dwelling. The scope of work includes to propose new addition second floor. The entire building to be sprinklered to NFPA-13D Schedule A and structural schedule B signed and sealed by Carlos Chiu, 604.737.9830 Geotechnical schedule B signed and sealed by Paullus Young, 604.841.7748 | Alco Fire Protection Ltd
MP-2023-01041 | 2023-06-07 | 2146 E 19TH AVENUE, Vancouver, BC V5N 2J4 | Mechanical Permit | NULL | NULL | Completed | NULL | Kits Plumbing and Heating Ltd
PP-2022-04511 | 2022-12-19 | 2146 E 19TH AVENUE, Vancouver, BC V5N 2J4 | Plumbing Permit | Residential | Renovation | Issued | Residential - sump permit | Funaro Plumbing and Heating
NULL | NULL | 2146 E 19TH AVENUE, Vancouver, BC V5N 2J4 | Electrical Permit | Residential | Renovation | Draft | Temporary Power - Residential - To provide temporary power. | NULL
EP-2022-08224 | 2022-09-27 | 2146 E 19TH AVENUE, Vancouver, BC V5N 2J4 | Electrical Permit | Residential | Renovation | Expired | Temporary Power - Residential - To provide temporary power. | Dantec Services Ltd
EP-2023-00226 | 2023-01-16 | 2190 E 19TH AVENUE, Vancouver, BC V5N 2J6 | Electrical Permit | Residential | New | Completed | Installation / Repair - Residential - NEW ELECTRICAL FOR DUPLEX MAIN SERVICE 200AMPS 125AMPS TO EACH UNIT OF DUPLEX >BP: To construct a 2 and half storey, two-family dwelling with secondary suite for both units basement with a detached accessory building (garage) at the rear providing 2 parking spaces, plus two open parking pads over gravel, having vehicular access from the lane. The entire building, INCLUDING THE ATTACHED GARAGE (if applicable), to be sprinklered to 2x NFPA 13D. Note: This is a 2 storey building pursuant to the Zoning and Development By-Law 1. Covenant registered at the Land Title Office under CB216077 2- State of title certificate for the Lands 3. A/C unit proposed- exterior units located at rear of each dwelling, interior units located on 2nd floor stair landing 4. No bar sink proposed in basement 5. Structural & Geotechnical schedule B: Jason Hui, P.Eng. (778.319.3403) 6. HPO: Residential Builder- Killarney Development Ltd. "Combustible projections or roof soffits on an exposing building face shall not project to less than .45m from the property line and shall be in compliance with VBBL 2019 9.10.15.5.(9)" Any alterations or conversions to the attached garage (if applicable) to habitable living space shall not be permitted without first obtaining the approval of the Director of Planning and the Chief Building Official. Thermal protection measures and Laneway house design guidelines shall be required to be met prior to the approval of the conversion. ***This permit is issued under the VBBL 2019, with updated energy requirements as per bylaw # 12997 effective Jan 01, 2022.*** | Indy Electrical Ltd
PP-2022-03987 | 2022-11-04 | 2190 E 19TH AVENUE, Vancouver, BC V5N 2J6 | Plumbing Permit | Residential | New | Completed | Residential - sump | Kingsman Excavating Ltd.
GP-2023-01063 | 2023-03-28 | 2190 E 19TH AVENUE, Vancouver, BC V5N 2J6 | Gas Permit | Residential | New | Completed | Residential - 2 Ranges, 2 Boilers, 2 BBQ's & 2 Dyers To install piping and appliances for a new duplex with complete installation. >BP: To construct a 2 and half storey, two-family dwelling with secondary suite for both units basement | Skyway Plumbing & gas Ltd
MP-2023-00579 | 2023-04-04 | 2190 E 19TH AVENUE, Vancouver, BC V5N 2J6 | Mechanical Permit | NULL | NULL | Completed | NULL | Aeris Air Conditioning ltd
PP-2023-00412 | 2023-02-07 | 2190 E 19TH AVENUE, Vancouver, BC V5N 2J6 | Plumbing Permit | Residential | New | Completed | Residential - To install piping and fixtures for a new duplex. >BP: To construct a 2 and half storey, two-family dwelling with secondary suite for both units basement with a detached accessory building (garage) at the rear providing 2 parking spaces, plus two open parking pads over gravel, having vehicular access from the lane. The entire building, INCLUDING THE ATTACHED GARAGE (if applicable), to be sprinklered to 2x NFPA 13D. Note: This is a 2 storey building pursuant to the Zoning and Development By-Law 1. Covenant registered at the Land Title Office under CB216077 2- State of title certificate for the Lands 3. A/C unit proposed- exterior units located at rear of each dwelling, interior units located on 2nd floor stair landing 4. No bar sink proposed in basement 5. Structural & Geotechnical schedule B: Jason Hui, P.Eng. (778.319.3403) 6. HPO: Residential Builder- Killarney Development Ltd. | Skyway Plumbing & gas Ltd
MP-2023-00201 | 2023-02-15 | 2190 E 19TH AVENUE, Vancouver, BC V5N 2J6 | Mechanical Permit | NULL | NULL | Completed | NULL | Skyway Plumbing & gas Ltd
EP-2023-01901 | 2023-03-07 | 2190 E 19TH AVENUE, Vancouver, BC V5N 2J6 | Electrical Permit | Residential | New | Completed | Installation / Repair - Residential - low voltage wiring , complete security system. speaker wiring. cable and network wiring >BP: To construct a 2 and half storey, two-family dwelling with secondary suite for both units basement with a detached accessory building (garage) at the rear providing 2 parking spaces, plus two open parking pads over gravel, having vehicular access from the lane. The entire building, INCLUDING THE ATTACHED GARAGE (if applicable), to be sprinklered to 2x NFPA 13D. Note: This is a 2 storey building pursuant to the Zoning and Development By-Law 1. Covenant registered at the Land Title Office under CB216077 2- State of title certificate for the Lands 3. A/C unit proposed- exterior units located at rear of each dwelling, interior units located on 2nd floor stair landing 4. No bar sink proposed in basement 5. Structural & Geotechnical schedule B: Jason Hui, P.Eng. (778.319.3403) 6. HPO: Residential Builder- Killarney Development Ltd | Tutronic Security Sytem Co Ltd
SP-2023-00367 | 2023-03-02 | 2190 E 19TH AVENUE, Vancouver, BC V5N 2J6 | Sprinkler Permit | Residential | New | Completed | Residential - 2FD+2SS - FRONT - 2190 E 19TH AV - #1 & #2 BACK - 2192 E 19TH AV - #1 & #2 To install piping and fixtures for a new duplex. >DB: To construct a 2 and half storey, two-family dwelling with secondary suite for both units basement with a detached accessory building (garage) at the rear providing 2 parking spaces, plus two open parking pads over gravel, having vehicular access from the lane. The entire building, INCLUDING THE ATTACHED GARAGE (if applicable), to be sprinklered to 2x NFPA 13D. Note: This is a 2 storey building pursuant to the Zoning and Development By-Law 1. Covenant registered at the Land Title Office under CB216077 2- State of title certificate for the Lands 3. A/C unit proposed- exterior units located at rear of each dwelling, interior units located on 2nd floor stair landing 4. No bar sink proposed in basement | Skyway Plumbing & gas Ltd
GP-2022-01228 | 2022-04-25 | 2196 E 19TH AVENUE, Vancouver, BC V5N 2J6 | Gas Permit | Residential | New | Completed | Residential - to install piping and appliances with complete installation. | Skyway Plumbing & gas Ltd
SP-2022-00569 | 2022-04-21 | 2196 E 19TH AVENUE, Vancouver, BC V5N 2J6 | Sprinkler Permit | Residential | New | Completed | Residential - Install sprinklers in Duplex >BP: To construct a two-storey two-family dwelling ($844,027.50) with a basement suite in rear unit, with an attached garage providing 2 parking spaces, having street access. Site investigation indicated that there was no peat present and is subject of final verification on site during construction Note: This is a 2 storey building pursuant to the Zoning and Development By-Law 1. A/C units proposed (1) North elevation (1) South elevation adjacent to dwelling. 2. Schedule B: Structural and Geotechnical P. Eng. Jason Hui 778-319-3403 3. HPO: Residential Builder - Killarney Development Ltd. Address Note: FRONT UNIT 2196 E 19th Av - One Family Dwelling BACK UNIT #1 - 2198 E 19th Av - One Family Dwelling #2- 2198 E 19th Av - Secondary Suite Address numbers assigned as per approved plans for Fire and Emergency response. The address numbers are to be posted to the building to be visible from the street and in accordance with the Building By-law prior to final inspection. ****ALL PROJECT COORINATOR NOTES HAS BEEN ACCEPTED BY THE APPLICANT**** ******THIS PERMIT HAS BEEN ISSUED UNDER THE REQUIREMENTS OF VBBL #12511 (2019)****** | Gold Key Fire Protection Ltd
EP-2022-02566 | 2022-03-30 | 2196 E 19TH AVENUE, Vancouver, BC V5N 2J6 | Electrical Permit | Residential | New | Completed | Installation / Repair - Residential - cable and network and phone. complete alarm system and camera wiring >BP: To construct a two-storey two-family dwelling ($844,027.50) with a basement suite in rear unit, with an attached garage providing 2 parking spaces, having street access. Site investigation indicated that there was no peat present and is subject of final verification on site during construction Note: This is a 2 storey building pursuant to the Zoning and Development By-Law 1. A/C units proposed (1) North elevation (1) South elevation adjacent to dwelling. 2. Schedule B: Structural and Geotechnical P. Eng. Jason Hui 778-319-3403 3. HPO: Residential Builder - Killarney Development Ltd. Address Note: FRONT UNIT 2196 E 19th Av - One Family Dwelling BACK UNIT #1 - 2198 E 19th Av - One Family Dwelling #2- 2198 E 19th Av - Secondary Suite Address numbers assigned as per approved plans for Fire and Emergency response. The address numbers are to be posted to the building to be visible from the street and in accordance with the Building By-law prior to final inspection. ****ALL PROJECT COORINATOR NOTES HAS BEEN ACCEPTED BY THE APPLICANT**** ******THIS PERMIT HAS BEEN ISSUED UNDER THE REQUIREMENTS OF VBBL #12511 (2019)****** | Tutronic Security Sytem Co Ltd
EP-2022-01827 | 2022-03-08 | 2196 E 19TH AVENUE, Vancouver, BC V5N 2J6 | Electrical Permit | Residential | New | Completed | Installation / Repair - Residential - NEW ELECTRICAL FOR DUPLEX MAIN SERVICE 200AMPS 125AMPS TO EACH UNIT >BP: To construct a two-storey two-family dwelling ($844,027.50) with a basement suite in rear unit, with an attached garage providing 2 parking spaces, having street access. Site investigation indicated that there was no peat present and is subject of final verification on site during construction Note: This is a 2 storey building pursuant to the Zoning and Development By-Law 1. A/C units proposed (1) North elevation (1) South elevation adjacent to dwelling. 2. Schedule B: Structural and Geotechnical P. Eng. Jason Hui 778-319-3403 3. HPO: Residential Builder - Killarney Development Ltd. ****ALL PROJECT COORINATOR NOTES HAS BEEN ACCEPTED BY THE APPLICANT**** ******THIS PERMIT HAS BEEN ISSUED UNDER THE REQUIREMENTS OF VBBL #12511 (2019)****** | Indy Electrical Ltd
PP-2022-00520 | 2022-02-15 | 2196 E 19TH AVENUE, Vancouver, BC V5N 2J6 | Plumbing Permit | Residential | New | Completed | Residential - To install piping and fixtures for a new duplex. To construct a two-storey two-family dwelling with a basement suite in rear unit, with an attached garage providing 2 parking spaces, having street access. Note: This is a 2 storey building pursuant to the Zoning and Development By-Law 1. A/C units proposed (1) North elevation (1) South elevation adjacent to dwelling. 2. Schedule B: Structural and Geotechnical P. Eng. Jason Hui 778-319-3403 3. HPO: Residential Builder - Killarney Development Ltd. | Skyway Plumbing & gas Ltd
EP-2023-02508 | NULL | 2248 E 19TH AVENUE, Vancouver, BC V5N 2J7 | Electrical Permit | Residential | Renovation - Dwelling Unit(s) only | Withdrawn | Installation / Repair - Residential - Wire for kitchen cabinet and kitchen lights as new cabinets are to be installed. Wire for bathroom lighting. Add wired smoke detectors to bedrooms/hallway Add living room lights. Add a sub panel to facilitate wiring. | Ivan Klymchuk
EP-2023-01342 | 2023-02-16 | 2248 E 19TH AVENUE, Vancouver, BC V5N 2J7 | Electrical Permit | Residential | Renovation | Completed | Installation / Repair - Residential - Upgrade existing 100A service to 200A. (including adding a new ground plate) *Mar 23, 2023 Amendment: -Add a 100A subpanel to second floor. Rewire Kitchen to accommodate new cabinets/appliances and lighting. Rewire upstairs bath. Add receptacles to exterior to be consistent with 2021 CEC and where practicable, add receptacle(s) on second floor to also align with current CEC. Add hardwired smoke detectors to the upstairs bedrooms and hallway. -No BP required: Wiring will be be run in existing walls and attic space and no firewalls are involved | Ivan Klymchuk
GP-2023-01214 | 2023-04-14 | 2248 E 19TH AVENUE, Vancouver, BC V5N 2J7 | Gas Permit | Residential | Addition | Issued | Residential - 1 Range & 2 Fireplaces Adding new gasline | Aquabase Mechanical Ltd
MP-2023-00619 | 2023-04-11 | 792 E 11TH AVENUE, Vancouver, BC V5T 2E5 | Mechanical Permit | NULL | NULL | Completed | NULL | Ghuman Mechanical Ltd
GP-2023-01326 | 2023-04-24 | 792 E 11TH AVENUE, Vancouver, BC V5T 2E5 | Gas Permit | Residential | New | Completed | Residential - 2 Boiler, 2 Range & 2 BBQ Gas piping >BP: To construct a two-storey two-family dwelling ($755,250), with a detached accessory building | Ghuman Mechanical Ltd
SP-2023-00713 | 2023-04-24 | 792 E 11TH AVENUE, Vancouver, BC V5T 2E5 | Sprinkler Permit | Residential | New | Completed | Residential - 2FD - NORTH - 792 E 11TH AV SOUTH - 2733 PRINCE ALBERT ST sprinkler >DB: To construct a two-storey two-family dwelling, with a detached accessory building (garage) at the rear providing 2 parking spaces, having vehicular access from the lane. Note: This is a 2 storey building pursuant to the Zoning and Development By-Law. 1. A/C units proposed in the rear yard 2. No bar sinks proposed 5. The entire building to be sprinklered to 2 x NFPA 13D | Ghuman Mechanical Ltd
MP-2023-00739 | 2023-04-30 | 792 E 11TH AVENUE, Vancouver, BC V5T 2E5 | Mechanical Permit | NULL | NULL | Completed | NULL | FAST ROUTE PLUMBING & REFRIGERATION MECHANICAL LTD
PP-2023-01152 | 2023-04-03 | 792 E 11TH AVENUE, Vancouver, BC V5T 2E5 | Plumbing Permit | Residential | New | Completed | Residential - 2FD - NORTH - 792 E 11TH AV SOUTH - 2733 PRINCE ALBERT ST Plumbing The entire building to be sprinklered to 2 x NFPA 13D >DB: To construct a two-storey two-family dwelling, with a detached accessory building (garage) at the rear providing 2 parking spaces, having vehicular access from the lane. Note: This is a 2 storey building pursuant to the Zoning and Development By-Law. 1. A/C units proposed in the rear yard 2. No bar sinks proposed | Ghuman Mechanical Ltd
EP-2023-04046 | 2023-05-09 | 792 E 11TH AVENUE, Vancouver, BC V5T 2E5 | Electrical Permit | Residential | New | Completed | Installation / Repair - Residential - Data & security alarm (wiring & completion). >BP: To construct a two-storey two-family dwelling ($755,250), with a detached accessory building (garage) at the rear providing 2 parking spaces, having vehicular access from the lane. Note: This Building Permit will remain in a suspended status until the associated (green) Demolition Permit BP-2022-01413 is completed. Note: This is a 2 storey building pursuant to the Zoning and Development By-Law. 1. A/C units proposed in the rear yard 2. No bar sinks proposed 3. Schedule B: Alan Prahalad P.Eng. (604-831-4431) Structural & Geotechnical 4. BC Housing Residential Builder – Cedar Van Homes Inc. 5. The entire building to be sprinklered to 2 x NFPA 13D Address number assigned as per approved plans for Fire and Emergency response. The address number is to be posted and to the building and to be visible from the street in accordance with the Building By-law prior to final inspection. ******THIS PERMIT HAS BEEN ISSUED UNDER THE REQUIREMENTS OF VBBL #12511 (2019)****** | Xon Automation Ltd
EP-2022-10796 | 2023-01-04 | 792 E 11TH AVENUE, Vancouver, BC V5T 2E5 | Electrical Permit | Residential | New | Completed | Installation / Repair - Residential - Complete wiring and finishing. Main service-200 amp Unit A meter-100 amp Unit B meter-100 amp >BP: To construct a two-storey two-family dwelling ($755,250), with a detached accessory building (garage) at the rear providing 2 parking spaces, having vehicular access from the lane. Note: This Building Permit will remain in a suspended status until the associated (green) Demolition Permit BP-2022-01413 is completed. Note: This is a 2 storey building pursuant to the Zoning and Development By-Law. 1. A/C units proposed in the rear yard 2. No bar sinks proposed 3. Schedule B: Alan Prahalad P.Eng. (604-831-4431) Structural & Geotechnical 4. BC Housing Residential Builder – Cedar Van Homes Inc. 5. The entire building to be sprinklered to 2 x NFPA 13D Address number assigned as per approved plans for Fire and Emergency response. The address number is to be posted and to the building and to be visible from the street in accordance with the Building By-law prior to final inspection. ******THIS PERMIT HAS BEEN ISSUED UNDER THE REQUIREMENTS OF VBBL #12511 (2019)****** | SUNSTONE ELECTRIC LTD
PP-2022-04406 | 2022-12-12 | 792 E 11TH AVENUE, Vancouver, BC V5T 2E5 | Plumbing Permit | Residential | New | Completed | Residential - Sump | Canadian Excavating Ltd
EP-2022-07544 | 2022-09-08 | 792 E 11TH AVENUE, Vancouver, BC V5T 2E5 | Electrical Permit | Residential | New | Expired | Temporary Power - Residential - To provide temporary power. | SUNSTONE ELECTRIC LTD
GP-2022-00308 | 2022-01-31 | 815 E 11TH AVENUE, Vancouver, BC V5T 2E7 | Gas Permit | Residential | Renovation | Completed | Residential - Furnace re&re | Ferenc Nagy
EP-2023-03132 | 2023-04-12 | 861 E 11TH AVENUE, Vancouver, BC V5T 2E7 | Electrical Permit | Residential | Tenant Improvement | Issued | Installation / Repair - Residential - Upgrade service from 100A to 200A. | Steve Wakabayashi
GP-2022-01140 | 2022-04-11 | 1144 E 12TH AVENUE, Vancouver, BC V5T 2J9 | Gas Permit | Residential | Tenant Improvement | Completed | Residential - Installing water heater | Gandy Installations Ltd
EP-2024-00393 | 2024-01-22 | 944 E 13TH AVENUE, Vancouver, BC V5T 2L6 | Electrical Permit | Residential | New | Issued | Installation / Repair - Residential - ¦ 2FD- 200A ¦ wiring and finishing of duplex *An approved mechanical permit is required for the installation of air conditioning or heat pump unit before a final electrical inspection will be performed >BP: To construct a 2.5 storey Duplex ($768,885.00) with a detached accessory building (garage) and 1 open parking at the rear providing 3 parking spaces total, having vehicular access from the lane. Note: The entire building, INCLUDING THE ATTACHED GARAGE (if applicable), to be sprinklered to 2 x NFPA 13D Note: This is a 2.5 storey building pursuant to the Zoning and Development By-Law 1. Mechanical Unit proposed – Exterior component located in Rear Interior component located in Second Floor 2. Schedule B: (J.J.S. Hui) P.Eng (778.319.3403) Structural & Geotechnical 3. HPO: Residential Builder- Apple Construction Ltd | STAT ELECTRICS LIMITED
NULL | NULL | 944 E 13TH AVENUE, Vancouver, BC V5T 2L6 | Electrical Permit | Residential | New | Draft | Installation / Repair - Residential - Rough wiring and finishing | STAT ELECTRICS LIMITED
EP-2023-08607 | 2023-09-22 | 944 E 13TH AVENUE, Vancouver, BC V5T 2L6 | Electrical Permit | Residential | New | Issued | Temporary Power - Residential - To provide temporary power. | STAT ELECTRICS LIMITED
GP-2022-02625 | 2022-09-01 | 503 E 16TH AVENUE, Vancouver, BC V5T 2V1 | Gas Permit | Residential | New | Completed | Residential - Install two boilers and piping only for two stoves and two BBQ. >BP: To construct a 2 1/2 storey, two family dwelling with two parking spaces having vehicular access from East 16th Avenue. Amended - Sept 9th,2022. Changed address to 503 E 16th Ave Vancouver BC V5T 2V1 | Ultra Mechanical Ltd
GP-2023-03123 | 2023-10-18 | 243 E 15TH AVENUE, Vancouver, BC V5T 2P8 | Gas Permit | Commercial | Addition | Cancelled | Commercial - 399,000 BTU boiler re/re **Amendment - October 20, 2023 -Changed address from 482 E 20th to 243 E 15th Ave | HAMZEH GERAMI Dba Nation Heating & Cooling
SP-2021-01739 | 2022-11-16 | 320 E 15TH AVENUE, Vancouver, BC V5T 2R1 | Sprinkler Permit | Commercial | New | Completed | Commercial - To install sprinklers to NFPA 13R 2013 in this four storey multiple dwelling, containing a total of 49 strata-titled dwelling units, with the first level containing dwelling units and parking, providing a total of 37 parking spaces, having vehicular access lane. | Frontier Fire Protection Ltd
GP-2023-00390 | 2023-02-02 | 524 E 15TH AVENUE, Vancouver, BC V5T 2R5 | Gas Permit | Residential | Addition | Issued | Residential - TO INSTALL 1 FURNACE | BC Care Heating Services Ltd
GP-2022-02967 | 2022-10-01 | 550 E 15TH AVENUE, Vancouver, BC V5T 2R5 | Gas Permit | Residential | Renovation - Dwelling Unit(s) only | Completed | Residential - install new ranges | Terra Mechanical Ltd
NULL | NULL | 550 E 15TH AVENUE, Vancouver, BC V5T 2R5 | Plumbing Permit | Commercial | Renovation | Withdrawn | Commercial - remove and replace fixtures | NULL
PP-2022-00278 | 2022-01-28 | 550 E 15TH AVENUE, Vancouver, BC V5T 2R5 | Plumbing Permit | Commercial | Renovation | Completed | Commercial - RE N RE - remove and replace fixtures *** No Building Work, Alterations or Disturbing Fire Separation*** *** Otherwise Building Permit is Required*** | Terra Mechanical Ltd
GP-2022-03262 | 2022-10-21 | 3182 E 17TH AVENUE, Vancouver, BC V5M 2N7 | Gas Permit | Residential | Renovation | Completed | Residential - To Replace 1 Furnace and 1 Water Heater Re/Re | ALL TIME HEATING PLUMBING & AIR CONDITIONING
GP-2022-02092 | 2022-07-15 | 3184 E 17TH AVENUE, Vancouver, BC V5M 2N7 | Gas Permit | Residential | Addition | Completed | Residential - re and re hwt | Christopher Sterling
GP-2022-00541 | 2022-02-18 | 1593 E 18TH AVENUE, Vancouver, BC V5N 2H4 | Gas Permit | Commercial | Renovation | Completed | Commercial - Replaced gas furnace | BNA Systems Inc and/or Kirkland Metal Shop Ltd
GP-2023-00443 | 2023-02-07 | 524 E 17TH AVENUE, Vancouver, BC V5V 1B3 | Gas Permit | Residential | Renovation | Completed | Residential - To replace 1 boiler in the same location. | Paolo's Plumbing & Heating Ltd
NULL | NULL | 537 E 17TH AVENUE, Vancouver, BC V5V 1B4 | Mechanical Permit | NULL | NULL | Draft | NULL | Next day Home Services Inc.
NULL | NULL | 553 E 17TH AVENUE, Vancouver, BC V5V 1B4 | Gas Permit | Residential | Tenant Improvement | Draft | Residential - Re & Re water heater tank 40 US G | Shirzad Akhgarian O/A Highgate Plumbing, Gas & Heating
GP-2022-03229 | 2022-10-19 | 553 E 17TH AVENUE, Vancouver, BC V5V 1B4 | Gas Permit | Residential | Tenant Improvement | Completed | Residential - Re and re water heater tank | Shirzad Akhgarian O/A Highgate Plumbing, Gas & Heating
GP-2022-03225 | NULL | 553 E 17TH AVENUE, Vancouver, BC V5V 1B4 | Gas Permit | Residential | Tenant Improvement | Draft | Residential - Replace the water heater tank | Shirzad Akhgarian O/A Highgate Plumbing, Gas & Heating
NULL | NULL | 553 E 17TH AVENUE, Vancouver, BC V5V 1B4 | Gas Permit | Residential | Tenant Improvement | Draft | Residential - re & re Water Heater Tank 40 US galon | NULL
GP-2023-03992 | NULL | 565 E 17TH AVENUE, Vancouver, BC V5V 1B4 | Gas Permit | Residential | Tenant Improvement | Submitted | Residential - REPLACE A BOILER WITH TANKLESS COMBI | Hillcrest Plumbing & Heating (1967) Ltd
GP-2023-02383 | 2023-08-15 | 631 E 17TH AVENUE, Vancouver, BC V5V 1B5 | Gas Permit | Residential | Renovation | Completed | Residential - HWT re&re | Ferenc Nagy
NULL | NULL | 651 E 17TH AVENUE, Vancouver, BC V5V 1B5 | Electrical Permit | Residential | Renovation | Draft | Temporary Power - Residential - To provide temporary power. | F & S Electrical Ltd
EP-2022-00599 | 2022-01-27 | 2350 E 19TH AVENUE, Vancouver, BC V5N 2K1 | Electrical Permit | Residential | Addition | Completed | Installation / Repair - Residential - Upgrade service from 100A to 200A. | Powerful Electric Ltd
GP-2023-00609 | 2023-02-18 | 2371 E 19TH AVENUE, Vancouver, BC V5N 2J9 | Gas Permit | Residential | Addition | Completed | Residential - combi boiler re/re 199,000 BTU | HAMZEH GERAMI Dba Nation Heating & Cooling
EP-2023-03602 | 2023-04-26 | 2436 E 19TH AVENUE, Vancouver, BC V5M 2R9 | Electrical Permit | Residential | Renovation | Completed | Installation / Repair - Residential - Upgrade service from 60 Amp to 200 amp. | Power Can Electrical Corp
GP-2023-03088 | 2023-10-17 | 2436 E 19TH AVENUE, Vancouver, BC V5M 2R9 | Gas Permit | Residential | Renovation | Issued | Residential - Furnace Upgrade | Chappa Kurte, Ricardo DBA: The Cool Guys
GP-2023-02555 | 2023-09-06 | 2442 E 19TH AVENUE, Vancouver, BC V5M 2R9 | Gas Permit | Residential | Renovation | Issued | Residential - replace a furnace | SUNFLOWER HOME SERVICE LTD
EP-2023-05520 | 2023-06-21 | 2442 E 19TH AVENUE, Vancouver, BC V5M 2R9 | Electrical Permit | Residential | Renovation | Completed | Installation / Repair - Residential - Service upgrade from 100A to 200A. | Vanpower Electrical Ltd.
GP-2023-04015 | 2023-12-13 | 2505 E 19TH AVENUE, Vancouver, BC V5M 2S2 | Gas Permit | Residential | Renovation | Completed | Residential - REPLACEMENT OF BOILER | ROMA Heating Ltd
GP-2024-00002 | 2024-01-02 | 2525 E 19TH AVENUE, Vancouver, BC V5M 2S2 | Gas Permit | Residential | Renovation | Issued | Residential - Replacing Hot water tank with Tankless | Westmount Heating Ltd
EP-2023-07305 | 2023-08-11 | 2525 E 19TH AVENUE, Vancouver, BC V5M 2S2 | Electrical Permit | Residential | Renovation | Issued | Installation / Repair - Residential - 200 amp service upgrade. | York Electrical Ltd
EP-2022-03719 | 2022-05-09 | 2531 E 19TH AVENUE, Vancouver, BC V5M 2S2 | Electrical Permit | Residential | Renovation | Completed | Installation / Repair - Residential - Remove knob and tube wire to all areas of the house lighting and power . Install new circuits for lighting and power Upgrade service to 200amp install new panel add arc fault breakers to power circuits gfci in washroom | York Electrical Ltd
EP-2022-03419 | 2022-05-09 | 2539 E 19TH AVENUE, Vancouver, BC V5M 2S2 | Electrical Permit | Residential | Addition | Completed | Installation / Repair - Residential - wire and install smoke/co detectors in all bedrooms, install tamperproof receptacles to daycare areas. lable panel . check all wiring in basement suite, remove stove connection at breaker. Install emergency lighting in common hall area (CF-2022-001166) (IA-2022-00004) | York Electrical Ltd
GP-2022-01135 | 2022-04-11 | 2539 E 19TH AVENUE, Vancouver, BC V5M 2S2 | Gas Permit | Residential | New | Completed | Residential - replace furnace and water heater | ERIC KERSBERGEN DBA HEATHRITE MECHANICAL
NULL | NULL | 2539 E 19TH AVENUE, Vancouver, BC V5M 2S2 | Gas Permit | Residential | New | Draft | Residential - Installation of furnace and water heater | NULL
GP-2023-02918 | 2023-10-04 | 2545 E 19TH AVENUE, Vancouver, BC V5M 2S2 | Gas Permit | Residential | Renovation | Completed | Residential - Install super hot boiler | ROMA Heating Ltd
EP-2023-02156 | 2023-03-14 | 2546 E 19TH AVENUE, Vancouver, BC V5M 2S3 | Electrical Permit | Residential | Renovation | Completed | Installation / Repair - Residential - Replace fuse panel with breaker panel. Grounding and bonding. 2 - hardwired smoke alarms. -No change to service. | EVANSON ELECTRIC LTD
EP-2023-06048 | 2023-07-06 | 2017 E 1ST AVENUE, Vancouver, BC | Electrical Permit | Commercial | NULL | Issued | Annual / Operating - Maintenance of existing operating electrical equipment. - daycare fire alarm system. Amend: July 26, 2023 Change address: from 1656 Semlin Dr to 2017 1st Ave | Vadas Electric Service Inc.
GP-2023-00995 | 2023-03-21 | 743 E 12TH AVENUE, Vancouver, BC V5T 2J1 | Gas Permit | Residential | Renovation | Completed | Residential - Re&re boiler | Milani Plumbing Heating & Air Conditioning Ltd
GP-2023-02781 | 2023-09-22 | 779 E 12TH AVENUE, Vancouver, BC V5T 2J1 | Gas Permit | Residential | Renovation | Issued | Residential - install tankless water heater | BNA Systems Inc and/or Kirkland Metal Shop Ltd
PP-2023-04368 | 2023-12-19 | 841 E 12TH AVENUE, Vancouver, BC V5T 2J3 | Plumbing Permit | Residential | Renovation - Dwelling Unit(s) only | Completed | Residential - Bylaws case - building inspector required plumbing permit for ensuite on main floor >BP: 841 E 12th Ave Interior and exterior renovations related to CF-2023-009145 to remove unauthorized secondary suite and validate unapproved conversion of carport, addition of deck canopy, and addition of ensuite bathroom on main floor. Scope of work to include removing stove and exhaust hood in basement, and closing in exterior door on east side of basement. | E C Mechanical Ltd
GP-2023-04075 | 2023-12-19 | 841 E 12TH AVENUE, Vancouver, BC V5T 2J3 | Gas Permit | Residential | Renovation - Dwelling Unit(s) only | Completed | Residential - Gas cap off of range in basement >BP: Interior and exterior renovations related to CF-2023-009145 to remove unauthorized secondary suite and validate unapproved conversion of carport, addition of deck canopy, and addition of ensuite bathroom on main floor. Scope of work to include removing stove and exhaust hood in basement, and closing in exterior door on east side of basement. Note to applicant: The services of a structural engineer may be required, based upon site inspection by the District Building Inspector. (CF-2023-008500) | E C Mechanical Ltd
EP-2023-02118 | 2023-03-13 | 841 E 12TH AVENUE, Vancouver, BC V5T 2J3 | Electrical Permit | Residential | Tenant Improvement | Completed | Installation / Repair - Residential - 200 amp service upgrade, new panel, grounding and bonding | Bluephase Electrical Ltd
PP-2023-00309 | 2023-01-31 | 1424 E 13TH AVENUE, Vancouver, BC V5N 2B6 | Plumbing Permit | Residential | Renovation | Completed | Residential - plumbing for: >BP: Interior/exterior alterations to this existing one family dwelling with secondary suite including change of use to a one family dwelling. Landscape plan needs to be approved as part of DP-2021-00389 Entire Building to be Sprinklered Scope of work removal of secondary suite new windows, new interior walls. Full gut, New sprinklers are proposed. new foundation with an additional 1 foot excavated from the basement for an 8’0” clear basement ceiling. addition to rear of hose change house from a 2.5 storey to a 3 story | Pacific Peak to Peak Plumbing & Heating Ltd
SP-2023-00614 | 2023-04-11 | 1424 E 13TH AVENUE, Vancouver, BC V5N 2B6 | Sprinkler Permit | Residential | New | Completed | Residential - new sprinkler system for sfd >BP: Interior/exterior alterations to this existing one family dwelling with secondary suite including change of use to a one family dwelling. Landscape plan needs to be approved as part of DP-2021-00389 Entire Building to be Sprinklered Scope of work removal of secondary suite new windows, new interior walls. Full gut, New sprinklers are proposed. new foundation with an additional 1 foot excavated from the basement for an 8’0” clear basement ceiling. addition to rear of hose change house from a 2.5 storey to a 3 story | Alco Fire Protection Ltd
MP-2023-00612 | 2023-04-10 | 1424 E 13TH AVENUE, Vancouver, BC V5N 2B6 | Mechanical Permit | NULL | NULL | Completed | NULL | Nickel Heating & Ventilation
EP-2022-08941 | 2022-10-20 | 1424 E 13TH AVENUE, Vancouver, BC V5N 2B6 | Electrical Permit | Residential | Renovation | Completed | Installation / Repair - Residential - New 200amp service with all new led lighting throughout. Dimmers and standard switching controlling al lighting. 3 data drops at tv locations, combo smokes as per code and bbh. >BP: Interior/exterior alterations to this existing one family dwelling with secondary suite including change of use to a one family dwelling. Landscape plan needs to be approved as part of DP-2021-00389 Entire Building to be Sprinklered Scope of work removal of secondary suite new windows, new interior walls. Full gut, New sprinklers are proposed. new foundation with an additional 1 foot excavated from the basement for an 8’0” clear basement ceiling. addition to rear of hose change house from a 2.5 storey to a 3 story | WESTPEAK ELECTRICAL LTD
EP-2022-05236 | 2022-06-20 | 1424 E 13TH AVENUE, Vancouver, BC V5N 2B6 | Electrical Permit | Residential | Renovation | Expired | Temporary Power - Residential - To provide temporary power. | WESTPEAK ELECTRICAL LTD
PP-2022-03172 | 2022-09-14 | 1424 E 13TH AVENUE, Vancouver, BC V5N 2B6 | Plumbing Permit | Residential | Renovation | Completed | Residential - House Lift, New foundation. New drainage, New sump, New sewer connection to PL | L Walter Zdebiak House Raising Co Ltd
GP-2023-04128 | 2023-12-20 | 1465 E 13TH AVENUE, Vancouver, BC V5N 2B5 | Gas Permit | Residential | Renovation | Completed | Residential - hwt re&re | Ferenc Nagy
EP-2023-10265 | 2023-11-27 | 950 E 12TH AVENUE, Vancouver, BC V5T 2J4 | Electrical Permit | Commercial | Renovation - Dwelling Unit(s) only | Completed | Installation / Repair - Commercial - Main 200A disconnect to building needs to be replaced due to corroded connections. -No increase, just a repair or the existing equipment that cannot be de-energized without Hydro disconnecting at the pole. 120/240V and single phase. | CF Electrical Services ltd
GP-2022-01626 | 2022-05-27 | 588 E 15TH AVENUE, Vancouver, BC V5T 2R5 | Gas Permit | Residential | Tenant Improvement | Completed | Residential - remove hwt and install NPE-240S2 | Pioneer Plumbing & Heating Inc
GP-2022-03753 | 2022-11-28 | 777 E 15TH AVENUE, Vancouver, BC V5T 2R8 | Gas Permit | Residential | Renovation | Completed | Residential - gas furnace installation | ROMA Heating Ltd
GP-2023-00030 | 2023-02-08 | 795 E 15TH AVENUE, Vancouver, BC V5T 2R8 | Gas Permit | Residential | Renovation | Issued | Residential - Decommission and remove old Furnace and Install High efficient furnace. | Ashton Service Group/Ashton Mechanical Ltd.
EP-2023-01902 | 2023-04-14 | 795 E 15TH AVENUE, Vancouver, BC V5T 2R8 | Electrical Permit | Residential | Renovation | Issued | Installation / Repair - Residential - We installed a circuit for a heat pump in the backyard A MECHANICAL PERMIT IS REQUIRED BEFORE ANY ELECTRICAL INSPECTIONS WILL BE PERFORMED. | Douglas Millington o/a Moose Electric
EP-2024-00648 | NULL | 858 E 15TH AVENUE, Vancouver, BC V5T 2R9 | Electrical Permit | Residential | Renovation | Applicant Revisions | Installation / Repair - Residential - Service Upgrade to 200 amp all new internal wiring throughout new electric heat new electric heat pump >BP: Exterior and interior alterations to this existing one family dwelling on this site. QP: Samantha Martin, Kinetic OHS Services Ltd. Ok for field review per Manuel M. Scope of work includes: 1) Re-arrangement of interior walls 2) Addition of a new window on the East elevation 3) Moved the location of the rear door 4) Enlarged window on the rear 5) Removed 2 windows and added a sunken patio off of the West elevation and basement plan This building is NOT sprinklered. Separate permit is required for all related work. | Delport Electric 2000 Ltd
GP-2022-00722 | 2022-03-07 | 863 E 15TH AVENUE, Vancouver, BC V5T 2S1 | Gas Permit | Residential | Renovation | Completed | Residential - Furnace Replacement | Hillcrest Plumbing & Heating (1991) Ltd
MP-2023-00592 | 2023-04-05 | 957 E 15TH AVENUE, Vancouver, BC V5T 2S2 | Mechanical Permit | NULL | NULL | Completed | NULL | DHESI PLUMBING LTD
PP-2023-01074 | 2023-03-28 | 957 E 15TH AVENUE, Vancouver, BC V5T 2S2 | Plumbing Permit | Residential | New | Completed | Residential - 2FD - FRONT - 957 E 15TH AV BACK - 959 E 15TH AV Plumbing throughout duplex >DB: To construct a 2.5 storey two-family dwelling sprinklered to NFPA 13D, with a detached accessory building (garage) at the rear providing 2 parking spaces, having vehicular access from the lane. 1. A/C proposed – Exterior component X2 located in rear yard, Interior component X2 located in half storey 4. The entire building, INCLUDING THE ATTACHED GARAGE (if applicable), to be sprinklered to 2 x NFPA 13D. | DHESI PLUMBING LTD
GP-2023-01089 | 2023-03-29 | 957 E 15TH AVENUE, Vancouver, BC V5T 2S2 | Gas Permit | Residential | New | Completed | Residential - Venting and hook up only >BP: To construct a 2.5 storey two-family dwelling sprinklered to NFPA 13D, with a detached accessory building (garage) at the rear providing 2 parking spaces, having vehicular access from the lane. | ORAY FIREPLACES LTD
GP-2023-01415 | 2023-05-03 | 957 E 15TH AVENUE, Vancouver, BC V5T 2S2 | Gas Permit | Residential | New | Completed | Residential - 2 boiler, 2 range, 2 fireplace & 2 bbq fireplace piping only >BP: To construct a 2.5 storey two-family dwelling | Symbolistic Heating Ltd
EP-2023-04394 | 2023-05-23 | 957 E 15TH AVENUE, Vancouver, BC V5T 2S2 | Electrical Permit | Residential | New | Completed | Installation / Repair - Residential - Tv, telephone, alarm prewire and complete. >BP: To construct a 2.5 storey two-family dwelling ($873,600) sprinklered to NFPA 13D, with a detached accessory building (garage) at the rear providing 2 parking spaces, having vehicular access from the lane. Note: Main building permit will be suspended pending completion of Green demo permit BP-2022-02226. 1. A/C proposed – Exterior component X2 located in rear yard, Interior component X2 located in half storey 2. Schedule B: (MD. SHAHIDUL ALAM) P.Eng (604-653-7475) Structural & Geotechnical 3. HPO: Residential Builder- (Vanquish Homes Ltd.) 4. The entire building, INCLUDING THE ATTACHED GARAGE (if applicable), to be sprinklered to 2 x NFPA 13D. Note: This is a 2.5 storey building pursuant to the Zoning and Development By-Law **THIS PERMIT IS ISSUED UNDER THE REQUIREMENTS OF VBBL #12511 (2019) ** | Tvisha Technologies Ltd
SP-2023-00979 | 2023-06-05 | 957 E 15TH AVENUE, Vancouver, BC V5T 2S2 | Sprinkler Permit | Residential | New | Completed | Residential - Install sprinklers in Duplex >BP: To construct a 2.5 storey two-family dwelling sprinklered to NFPA 13D, with a detached accessory building (garage) at the rear providing 2 parking spaces, having vehicular access from the lane. 1. A/C proposed – Exterior component X2 located in rear yard, Interior component X2 located in half storey 2. Schedule B: (MD. SHAHIDUL ALAM) P.Eng (604-653-7475) Structural & Geotechnical 3. HPO: Residential Builder- (Vanquish Homes Ltd.) 4. The entire building, INCLUDING THE ATTACHED GARAGE (if applicable), to be sprinklered to 2 x NFPA 13D. | Gold Key Fire Protection Ltd
PP-2022-03764 | 2022-10-20 | 957 E 15TH AVENUE, Vancouver, BC V5T 2S2 | Plumbing Permit | Residential | New | Completed | Residential - Sump | J B Siteworks Inc
EP-2022-08902 | 2022-10-21 | 957 E 15TH AVENUE, Vancouver, BC V5T 2S2 | Electrical Permit | Residential | New | Completed | Installation / Repair - Residential - Rough wire and finishing of duplex units. >BP: To construct a 2.5 storey two-family dwelling ($873,600) sprinklered to NFPA 13D, with a detached accessory building (garage) at the rear providing 2 parking spaces, having vehicular access from the lane. Note: Main building permit will be suspended pending completion of Green demo permit BP-2022-02226. 1. A/C proposed – Exterior component X2 located in rear yard, Interior component X2 located in half storey 2. Schedule B: (MD. SHAHIDUL ALAM) P.Eng (604-653-7475) Structural & Geotechnical 3. HPO: Residential Builder- (Vanquish Homes Ltd.) 4. The entire building, INCLUDING THE ATTACHED GARAGE (if applicable), to be sprinklered to 2 x NFPA 13D. Note: This is a 2.5 storey building pursuant to the Zoning and Development By-Law Address Information: Principle Dwelling #1: 957 E 15th Av - One Family Dwelling (1-3 floors) Principle Dwelling #2: 959 E 15th Av - One Family Dwelling (1-3 floors) Addresses have been assigned per the approved plans, access to the rear unit is from the Southeast side. This access must be provided & maintained at all times and the building addresses posted to be visible from the street in accordance with the Building By-law. **THIS PERMIT IS ISSUED UNDER THE REQUIREMENTS OF VBBL #12511 (2019) ** | Hayat Electrical Ltd
EP-2022-08903 | 2022-10-21 | 963 E 15TH AVENUE, Vancouver, BC V5T 2S2 | Electrical Permit | Residential | New | Completed | Installation / Repair - Residential - Rough wire and finishing of duplex units >BP: 2 FD + Garage To construct a 2.5 storey two-family dwelling ($885,280) sprinklered to NFPA 13D, with a detached accessory building (garage) at the rear providing 2 parking spaces, having vehicular access from the lane. Note: This Building Permit will remain in a suspended status until the associated (green) Demolition Permit BP-2022-02217 is completed. 1. A/C proposed – Exterior component X2 located in rear yard, Interior component X2 located in half storey 2. Schedule B: (MD. SHAHIDUL ALAM) P.Eng (604-653-7475) Structural & Geotechnical 3. HPO: Residential Builder- (Anmol Holding Ltd.) Note: This is a 2.5 storey building pursuant to the Zoning and Development By-Law **THIS PERMIT HAS BEEN ISSUED UNDER THE REQUIREMENTS OF VBBL #12511 (2019) ** | Hayat Electrical Ltd
PP-2022-03763 | 2022-10-20 | 963 E 15TH AVENUE, Vancouver, BC V5T 2S2 | Plumbing Permit | Residential | New | Completed | Residential - Sump | J B Siteworks Inc
GP-2023-01088 | 2023-03-29 | 963 E 15TH AVENUE, Vancouver, BC V5T 2S2 | Gas Permit | Residential | New | Completed | Residential - Venting and hook up only >BP: To construct a 2.5 storey two-family dwelling sprinklered to NFPA 13D, with a detached accessory building (garage) at the rear providing 2 parking spaces, having vehicular access from the lane. | ORAY FIREPLACES LTD
GP-2023-01123 | 2023-03-31 | 963 E 15TH AVENUE, Vancouver, BC V5T 2S2 | Gas Permit | Residential | New | Completed | Residential - 2FD - FRONT - 963 E 15TH AV BACK - 965 E 15TH AV 963 e15 ave to install 1 boiler 1 range 1 bbq 1 fireplace fireplace piping only 967 e15 ave to install 1 boiler 1 range 1 bbq 1 fireplace fireplace piping only >DB: To construct a 2.5 storey two-family dwelling ($885,280) sprinklered to NFPA 13D, with a detached accessory building (garage) at the rear providing 2 parking spaces, having vehicular access from the lane. 1. A/C proposed – Exterior component X2 located in rear yard, Interior component X2 located in half storey | Symbolistic Heating Ltd
EP-2023-02512 | 2023-03-24 | 963 E 15TH AVENUE, Vancouver, BC V5T 2S2 | Electrical Permit | Residential | New | Completed | Installation / Repair - Residential - Install tv, telephone, alarm prewire and complete. >BP: To construct a 2.5 storey two-family dwelling ($885,280) sprinklered to NFPA 13D, with a detached accessory building (garage) at the rear providing 2 parking spaces, having vehicular access from the lane. Note: This Building Permit will remain in a suspended status until the associated (green) Demolition Permit BP-2022-02217 is completed. 1. A/C proposed – Exterior component X2 located in rear yard, Interior component X2 located in half storey 2. Schedule B: (MD. SHAHIDUL ALAM) P.Eng (604-653-7475) Structural & Geotechnical 3. HPO: Residential Builder- (Anmol Holding Ltd.) Note: This is a 2.5 storey building pursuant to the Zoning and Development By-Law **THIS PERMIT HAS BEEN ISSUED UNDER THE REQUIREMENTS OF VBBL #12511 (2019) ** | Tvisha Technologies Ltd
SP-2023-00648 | 2023-04-14 | 963 E 15TH AVENUE, Vancouver, BC V5T 2S2 | Sprinkler Permit | Residential | New | Completed | Residential - Install sprinklers in Duplex >BP: To construct a 2.5 storey two-family dwelling sprinklered to NFPA 13D, with a detached accessory building (garage) at the rear providing 2 parking spaces, having vehicular access from the lane 1. A/C proposed – Exterior component X2 located in rear yard, Interior component X2 located in half storey 2. Schedule B: (MD. SHAHIDUL ALAM) P.Eng (604-653-7475) Structural & Geotechnical 3. HPO: Residential Builder- (Anmol Holding Ltd.) | Gold Key Fire Protection Ltd
MP-2023-00232 | 2023-02-21 | 963 E 15TH AVENUE, Vancouver, BC V5T 2S2 | Mechanical Permit | NULL | NULL | Completed | NULL | DHESI PLUMBING LTD
PP-2023-00527 | 2023-02-14 | 963 E 15TH AVENUE, Vancouver, BC V5T 2S2 | Plumbing Permit | Residential | New | Completed | Residential - Plumbing throughout duplex >BP: To construct a 2.5 storey two-family dwelling sprinklered to NFPA 13D, with a detached accessory building (garage) at the rear providing 2 parking spaces, having vehicular access from the lane. 1. A/C proposed – Exterior component X2 located in rear yard, Interior component X2 located in half storey 2. Schedule B: (MD. SHAHIDUL ALAM) P.Eng (604-653-7475) Structural & Geotechnical 3. HPO: Residential Builder- (Anmol Holding Ltd.) | DHESI PLUMBING LTD
EP-2022-04476 | 2022-05-29 | 963 E 15TH AVENUE, Vancouver, BC V5T 2S2 | Electrical Permit | Residential | New | Expired | Temporary Power - Residential - To provide temporary power. | Hayat Electrical Ltd
GP-2022-03104 | 2022-10-12 | 3154 E 18TH AVENUE, Vancouver, BC V5M 2R5 | Gas Permit | Residential | Addition | Completed | Residential - RE & RE FURNACE AND TANKLESS WATER HEATER | B C Furnace Service Ltd
EP-2022-07935 | 2022-09-22 | 1557 E 21ST AVENUE, Vancouver, BC V5N 2N3 | Electrical Permit | Residential | New | Expired | Temporary Power - Residential - To provide temporary power. Valid 09/22/2022 until 09/21/2023 | Ample Star Electrical Ltd.
MP-2023-01024 | 2023-06-06 | 1557 E 21ST AVENUE, Vancouver, BC V5N 2N3 | Mechanical Permit | NULL | NULL | Cancelled | NULL | Bison Plumbing & Heating Ltd
SP-2023-01237 | 2023-07-13 | 1557 E 21ST AVENUE, Vancouver, BC V5N 2N3 | Sprinkler Permit | Residential | New | Issued | Residential - 1FD+SS - #1 & #2 - To install fire sprinkler system in SFD REFER TO: CF-2018-002851 >BP: To alter, add and convert this existing character one-family dwelling to a one-family dwelling with a secondary suite ******Reviewed under the provisions of VBBL 2019******** Sprinklered to NFPA 13D | Max Fire Pro Ltd
PP-2023-02562 | 2023-08-03 | 1557 E 21ST AVENUE, Vancouver, BC V5N 2N3 | Plumbing Permit | Residential | New | Issued | Residential - Plumbing >BP: To alter, add and convert this existing character one-family dwelling to a one-family dwelling with a secondary suite | Bison Plumbing & Heating Ltd
EP-2023-07081 | 2023-08-04 | 1557 E 21ST AVENUE, Vancouver, BC V5N 2N3 | Electrical Permit | Residential | New | Issued | Installation / Repair - Residential - Installation of prewire Security alarm, tv cables, telephone and door chime. BP: To alter, add and convert this existing character one-family dwelling to a one-family dwelling with a secondary suite | A B L SECURITY SYSTEMS LTD.
EP-2023-09807 | 2023-10-31 | 1557 E 21ST AVENUE, Vancouver, BC V5N 2N3 | Electrical Permit | Residential | Addition | Issued | Temporary Power - Residential - To provide temporary power. Renewal of EP-2022-07938 Valid 09/22/2023 until 09/21/2024 | Ample Star Electrical Ltd.
GP-2023-02376 | 2023-08-15 | 1557 E 21ST AVENUE, Vancouver, BC V5N 2N3 | Gas Permit | Residential | New | Issued | Residential - 1 Range & 1 BBQ Installation of gas appliances >BP: To alter, add and convert this existing character one-family dwelling to a one-family dwelling with a secondary suite | Century Twenty One Gas & Heating Co. Ltd
EP-2023-07632 | 2023-09-15 | 1557 E 21ST AVENUE, Vancouver, BC V5N 2N3 | Electrical Permit | Residential | Renovation | Issued | Installation / Repair - Residential - ¦ 1FD + 1SS- 150A ¦ This is single family dwelling with S-Suite and we are doing rough wiring and finishing and also installing service its underground service -This house is New service...200 amp main breaker of house and main service is 400 amp underground with 10kw TRANSFORMER because this house also have 2 duplex in back so all 3 buildings...this house and back duplex have joint 400 amp service *An approved mechanical permit is required for the installation of air conditioning or heat pump unit at the time of installation before an electrical inspection will be performed >BP: To alter, add and convert this existing character one-family dwelling to a one-family dwelling with a secondary suite ***NON-STRATIFICATION COVENANT TO BE REGISTERED PRIOR TO THE SHEATHING INSPECTION*** ******Reviewed under the provisions of VBBL 2019******** Sprinklered to NFPA 13D | Ample Star Electrical Ltd.
MP-2023-01568 | 2023-08-24 | 1557 E 21ST AVENUE, Vancouver, BC V5N 2N3 | Mechanical Permit | NULL | NULL | Issued | NULL | Century Twenty One Gas & Heating Co. Ltd
EP-2024-00487 | 2024-02-05 | 321 E 20TH AVENUE, Vancouver, BC V5V 1M4 | Electrical Permit | Residential | Renovation | Issued | Installation / Repair - Residential - Existing electrical service upgrade to 200 amp Add one sub panel at the basement | Buddy Electric Ltd
GP-2022-02223 | 2022-07-28 | 328 E 20TH AVENUE, Vancouver, BC V5V 1M3 | Gas Permit | Residential | Tenant Improvement | Completed | Residential - Decommissioning and removal of gas furnace | 0994152 BC Ltd
EP-2022-01123 | 2022-02-23 | 328 E 20TH AVENUE, Vancouver, BC V5V 1M3 | Electrical Permit | Residential | Renovation | Completed | Installation / Repair - Residential - 200A upgrade -The AC is new | Nelcan Electric Ltd
NULL | NULL | 347 E 20TH AVENUE, Vancouver, BC V5V 1M4 | Electrical Permit | Residential | New | Withdrawn | Temporary Power - Residential - To provide temporary power. | NULL
EP-2023-10833 | 2023-12-01 | 347 E 20TH AVENUE, Vancouver, BC V5V 1M4 | Electrical Permit | Residential | New | Issued | Temporary Power - Residential - To provide temporary power. | Delport Electric 2000 Ltd
NULL | NULL | 347 E 20TH AVENUE, Vancouver, BC V5V 1M4 | Electrical Permit | Residential | New | Withdrawn | Installation / Repair - Residential - Temporary power for new construction residential | NULL
GP-2023-03525 | 2023-11-14 | 351 E 20TH AVENUE, Vancouver, BC V5V 1M4 | Gas Permit | Residential | Renovation | Completed | Residential - boiler re&re | Ferenc Nagy
GP-2022-02612 | 2022-08-31 | 385 E 20TH AVENUE, Vancouver, BC V5V 1M4 | Gas Permit | Residential | Renovation | Completed | Residential - Gas fireplace installation | 496302 BC Ltd
EP-2023-05204 | 2023-06-12 | 188 E 1ST AVENUE, Vancouver, BC V5T 0C2 | Electrical Permit | Commercial | Renovation | Completed | Installation / Repair - Commercial - Replacing 7 15 amps for washers and 7 30 amp dryers with 7 40 amp dryers. | Larry Husty
EP-2022-10739 | 2022-12-22 | 1111 E 12TH AVENUE, Vancouver, BC V5T 2J8 | Electrical Permit | Residential | Renovation | Issued | Installation / Repair - Residential - Overhead service installation -Because of the tree falling down the power line, everything has burnt out including the meter bases. So we are going to be installing a new service as well as a new grounding system. Amend: Jan 3, 2023 owner doesn't want to upgrade the service. Would you please change the service amperage to 100 Amps? | BC Star Electric Ltd
EP-2022-10772 | NULL | 1111 E 12TH AVENUE, Vancouver, BC V5T 2J8 | Electrical Permit | Residential | Renovation | Withdrawn | Installation / Repair - Residential - Overhead 200 A service installation. | NULL
EP-2023-05062 | 2023-06-07 | 1846 E 13TH AVENUE, Vancouver, BC V5N 2C1 | Electrical Permit | Residential | Addition | Completed | Installation / Repair - Residential - Service upgrade to 200 amps. We will install a 200 amp service at the detached garage and feed 150 amps to the house underground to a new panel. We will re feed the garage lights and plugs from the new panel in the garage. | ELECTRICAL SAVVY CONTRACTING INC
EP-2023-09484 | 2023-10-31 | 1846 E 13TH AVENUE, Vancouver, BC V5N 2C1 | Electrical Permit | Residential | Renovation | Issued | Installation / Repair - Residential - wire in heat pump *An approved mechanical permit is required for the installation of air conditioning or heat pump unit at the time of installation before a final electrical inspection will be performed | Thomson Industries Ltd
EP-2022-09959 | 2022-11-28 | 1849 E 13TH AVENUE, Vancouver, BC V5N 2B9 | Electrical Permit | Residential | Tenant Improvement | Completed | Installation / Repair - Residential - Service upgrade to 200-amps followed by electrical install of heat pump. No building permit required Mechanical permit to be obtained. Existing service: 100amps | Moore And Russell Heating And Air Conditioning Ltd
MP-2022-00607 | 2022-11-24 | 1849 E 13TH AVENUE, Vancouver, BC V5N 2B9 | Mechanical Permit | NULL | NULL | Completed | NULL | Moore And Russell Heating And Air Conditioning Ltd
GP-2022-03649 | 2022-11-21 | 1849 E 13TH AVENUE, Vancouver, BC V5N 2B9 | Gas Permit | Residential | Tenant Improvement | Completed | Residential - RE Re furnace | Moore & Russell Heating Ltd
NULL | NULL | 1856 E 13TH AVENUE, Vancouver, BC V5N 2C1 | Mechanical Permit | NULL | NULL | Withdrawn | NULL | Greg Vavasour
MP-2023-01013 | 2023-06-06 | 1856 E 13TH AVENUE, Vancouver, BC V5N 2C1 | Mechanical Permit | NULL | NULL | Completed | NULL | Greg Vavasour
EP-2023-04052 | 2023-05-09 | 482 E 17TH AVENUE, Vancouver, BC V5V 1B1 | Electrical Permit | Residential | Renovation | Completed | Installation / Repair - Residential - To cap off 1 range receptacle and 1 hoodfan. Remove range breaker from electrical panel from basement suite only. -CF-2021-006585 >BP: Exterior and interior alteration to remove unauthorized secondary suite and to construct a 15' 1.5" by 6'3" rear deck on the second floor including new exterior stairs and a deck cover(approximately 7'2" by 15'9") at this site as approved by the Board of Variance appeal Z35937 dated August 9, 2022, and subject to the following conditions: 1) That the development shall otherwise comply with the requirements and regulations of the Zoning and Development B-law to the satisfaction of the Director of Planning. Related to DP-2022-00637 | Metrotown Electric Ltd
GP-2023-01387 | 2023-04-28 | 3173 E 18TH AVENUE, Vancouver, BC V5M 2R6 | Gas Permit | Residential | Renovation | Completed | Residential - REANDRE OF GAS RANGE | Coal Harbour Mechanical Ltd
GP-2023-03930 | 2023-12-07 | 3176 E 18TH AVENUE, Vancouver, BC V5M 2R5 | Gas Permit | Residential | Addition | Completed | Residential - replacement of gas furnace | BCRC Plumbing and Heating Ltd
EP-2023-08668 | 2023-09-28 | 3190 E 18TH AVENUE, Vancouver, BC V5M 2R5 | Electrical Permit | Residential | Tenant Improvement | Issued | Installation / Repair - Residential - Owner wishes to repair clevis which is attached to fascia board of house. Re-installation of clevis at current location not possible under current rules and regulations for point of attachment. Correspondence with hydro has concluded at the solution to replace his detached garage panel (fed via mast) with new 200A panel, and re-feeding his residence as a sub panel with a 2P100 breaker with buried teck cable. New bonding point will be transferred to new 200A 240v single phase electrical panel, sub-panel wiring will be altered to accommodate new bond point. Service will increase from 100A to 200A and house main panel will become a sub-panel - this has been confirmed with BC Hydro. Connection Request #4948986. | Houle Electric Limited
GP-2022-03200 | 2022-10-18 | 3258 E 18TH AVENUE, Vancouver, BC V5M 2R7 | Gas Permit | Residential | Renovation | Completed | Residential - replacing a hot water tank with a tankless water heater | Best Way Heating Inc
GP-2023-04189 | 2023-12-23 | 2838 E 15TH AVENUE, Vancouver, BC V5M 2K5 | Gas Permit | Residential | Renovation | Issued | Residential - New Gas Boiler Heating Replacement | Pro West Heating & Air Conditioning Ltd
EP-2022-10540 | 2022-12-15 | 299 E 19TH AVENUE, Vancouver, BC V5V 1J3 | Electrical Permit | Residential | Addition | Issued | Installation / Repair - Residential - Providing new lighting and heat for an addition to the house. >BP: interior/exterior alteration to this existing one family dwelling with secondary suite scope of Work: addition of new deck, stairs and storage enclosure @ rear | Cimmarusti Electric Ltd
GP-2023-03585 | 2023-11-17 | 321 E 19TH AVENUE, Vancouver, BC V5V 1J4 | Gas Permit | Residential | Renovation | Completed | Residential - replacement furnace | Hillcrest Plumbing & Heating (1991) Ltd
GP-2022-00170 | 2022-01-20 | 3155 E 1ST AVENUE, Vancouver, BC V5M 1B6 | Gas Permit | Residential | Tenant Improvement | Completed | Residential - Re Re Furnace & HWT | Moore & Russell Heating Ltd
EP-2022-06421 | 2022-08-02 | 3166 E 1ST AVENUE, Vancouver, BC V5M 1B5 | Electrical Permit | Residential | Renovation | Completed | Installation / Repair - Residential - Upgrade electrical service from 100A 120/240 1 P t3 w o 200A 120/240 V 1p 3 w, install new meter base and new electrical panel 200A 120/240 V 1p 3 w re-connect existing circuit to the new panel | SNG Electric Ltd
GP-2022-03271 | 2022-10-23 | 3234 E 1ST AVENUE, Vancouver, BC V5M 1B8 | Gas Permit | Residential | Renovation - Dwelling Unit(s) only | Completed | Residential - Furnace and hot water replacement | General Heating Ltd
GP-2022-01915 | 2022-06-24 | 3237 E 1ST AVENUE, Vancouver, BC V5M 1B7 | Gas Permit | Residential | Renovation - Dwelling Unit(s) only | Completed | Residential - WATER HEATER REPALCEMENT | CoStar Home Energy Ltd
GP-2023-04140 | 2023-12-21 | 3247 E 1ST AVENUE, Vancouver, BC V5M 1B7 | Gas Permit | Residential | Addition | Completed | Residential - replace the old hot water tank to new tankless | Feli Plumbing and Heating
PP-2022-04224 | NULL | 3342 E 1ST AVENUE, Vancouver, BC V5M 1B9 | Plumbing Permit | Residential | New | Cancelled | Residential - Demolish and duplex build | KPC Homes Ltd
EP-2021-07397 | 2022-01-05 | 1895 E 12TH AVENUE, Vancouver, BC V5N 2A4 | Electrical Permit | Residential | Renovation | Completed | Installation / Repair - Residential - Emergency replacement of a meter base. Feeders cable between the meter base and the panel was arcing due to a damaged insulation. No. The work is complete. I called a few inspectors that day as it was an emergency. They said to take photos. Please click on the link for the photos. https://photos.app.goo.gl/JNSRKYpFzTPbpoP5A | Maluma Electric Ltd
GP-2022-03722 | 2022-11-28 | 1976 E 12TH AVENUE, Vancouver, BC V5N 2A7 | Gas Permit | Residential | New | Completed | Residential - We install a Furnace | Pro Ace Heating & Air Conditioning Services Ltd
NULL | NULL | 1984 E 12TH AVENUE, Vancouver, BC V5N 2A7 | Electrical Permit | Residential | Renovation - Dwelling Unit(s) only | Draft | Installation / Repair - Residential - I am city of vancouver employee creating a test application | NULL
GP-2022-01382 | 2022-05-04 | 1507 E 12TH AVENUE, Vancouver, BC V5N 2A2 | Gas Permit | Residential | Renovation | Completed | Residential - New Furnace Installation | Pro Ace Heating & Air Conditioning Services Ltd
GP-2022-01684 | 2022-06-02 | 1541 E 12TH AVENUE, Vancouver, BC V5N 2A2 | Gas Permit | Residential | Renovation | Completed | Residential - Re re Furnace upgrade | Chappa Kurte, Ricardo DBA: The Cool Guys
EP-2022-04381 | 2022-05-27 | 935 E 14TH AVENUE, Vancouver, BC V5T 2N7 | Electrical Permit | Residential | Renovation | Completed | Installation / Repair - Residential - Upgrade 100 Amp service to 200 Amps. Install wiring for heat pump. | Mountain Point Electrical Inc.
NULL | NULL | 935 E 14TH AVENUE, Vancouver, BC V5T 2N7 | Gas Permit | Residential | New | Withdrawn | Residential - Removal of natural gas furnace, replacement with electric alternative | NULL
GP-2022-01869 | 2022-06-21 | 935 E 14TH AVENUE, Vancouver, BC V5T 2N7 | Gas Permit | Residential | Renovation | Completed | Residential - Removal of furnace and installation of tankless heat pump | Truth Plumbing & HVAC Ltd
NULL | NULL | 935 E 14TH AVENUE, Vancouver, BC V5T 2N7 | Gas Permit | Residential | Renovation | Draft | Residential - Removal of furnace | NULL
EP-2022-04307 | 2022-05-27 | 11 E 19TH AVENUE, Vancouver, BC V5V 1H8 | Electrical Permit | Residential | New | Completed | Installation / Repair - Residential - Wiring of duplex , installation of 200 amp service duplex meter -There would be two load miser one in each unit for heat pump and stove >BP: To construct a 2.5 storey two-family dwelling ($783,220.00) with a detached accessory building (garage) and 1 open parking at the rear providing 2 parking spaces, having vehicular access from the lane. 1. Heat Pump proposed – Exterior component located in front(South)/rear(North) yard, Interior component located in 2.5 storey bedroom 2. Schedule B: (Carlos Chiu) P.Eng (604.737.9830) Structural 3. Schedule B: (Ward Phillips) P.Eng (604.716.8881) Geotechnical 4. HPO: Residential Builder- Averra Developments Inc. Note: This is a 2 storey building pursuant to the Zoning and Development By-Law Address Information: Principle Dwelling #1(SOUTH): 11 E 19 Ave Principle Dwelling #2(NORTH): 9 E 19 Ave Addresses have been assigned per the approved plans, access to the rear unit is from the south side. This access must be provided & maintained at all times and the building addresses posted to be visible from the street in accordance with the Building By-law. **THIS PERMIT HAS BEEN ISSUED UNDER THE REQUIREMENTS OF VBBL #12511 (2019) ** ****ALL PROJECT COORDINATOR HAS BEEN ACCEPTED BY THE APPLICANT **** | CROWN ELECTRICAL CONTRACTOR LTD
PP-2022-01872 | 2022-06-02 | 11 E 19TH AVENUE, Vancouver, BC V5V 1H8 | Plumbing Permit | Residential | New | Completed | Residential - New home plumbing >BP: To construct a 2.5 storey two-family dwelling ($783,220.00) with a detached accessory building (garage) and 1 open parking at the rear providing 2 parking spaces, having vehicular access from the lane. 1. Heat Pump proposed – Exterior component located in front(South)/rear(North) yard, Interior component located in 2.5 storey bedroom 2. Schedule B: (Carlos Chiu) P.Eng (604.737.9830) Structural 3. Schedule B: (Ward Phillips) P.Eng (604.716.8881) Geotechnical 4. HPO: Residential Builder- Averra Developments Inc. Note: This is a 2 storey building pursuant to the Zoning and Development By-Law Address Information: Principle Dwelling #1(SOUTH): 11 E 19 Ave Principle Dwelling #2(NORTH): 9 E 19 Ave Addresses have been assigned per the approved plans, access to the rear unit is from the south side. This access must be provided & maintained at all times and the building addresses posted to be visible from the street in accordance with the Building By-law. **THIS PERMIT HAS BEEN ISSUED UNDER THE REQUIREMENTS OF VBBL #12511 (2019) ** ****ALL PROJECT COORDINATOR HAS BEEN ACCEPTED BY THE APPLICANT *** ** Amend 09/28/2022** Roof drain installations on the decks of the third floor for both units of the duplex. 1 Drain and overflow for each deck. | Western BC Plumbing & Heating Ltd
PP-2022-02049 | 2022-06-14 | 11 E 19TH AVENUE, Vancouver, BC V5V 1H8 | Plumbing Permit | Residential | New | Completed | Residential - 2FD - FRONT - 11 E 19TH AV BACK - 9 E 19TH AV Sump install To construct a 2.5 storey two-family dwelling with a detached accessory building (garage) and 1 open parking at the rear providing 2 parking spaces, having vehicular access from the lane. 1. Heat Pump proposed – Exterior component located in front(South)/rear(North) yard, Interior component located in 2.5 storey bedroom | Kingsman Excavating Ltd.
MP-2022-00391 | 2022-10-14 | 11 E 19TH AVENUE, Vancouver, BC V5V 1H8 | Mechanical Permit | NULL | NULL | Completed | NULL | BENTAIR HVAC LTD
SP-2022-01390 | 2022-08-29 | 11 E 19TH AVENUE, Vancouver, BC V5V 1H8 | Sprinkler Permit | Residential | New | Completed | Residential - New Sprinkler system for: >BP: To construct a 2.5 storey two-family dwelling ($783,220.00) with a detached accessory building (garage) and 1 open parking at the rear providing 2 parking spaces, having vehicular access from the lane. | Alco Fire Protection Ltd
EP-2022-07793 | 2022-09-16 | 11 E 19TH AVENUE, Vancouver, BC V5V 1H8 | Electrical Permit | Residential | New | Completed | Installation / Repair - Residential - Security Alarm/Low Voltage wiring >BP: To construct a 2.5 storey two-family dwelling ($783,220.00) with a detached accessory building (garage) and 1 open parking at the rear providing 2 parking spaces, having vehicular access from the lane. 1. Heat Pump proposed – Exterior component located in front(South)/rear(North) yard, Interior component located in 2.5 storey bedroom 2. Schedule B: (Carlos Chiu) P.Eng (604.737.9830) Structural 3. Schedule B: (Ward Phillips) P.Eng (604.716.8881) Geotechnical 4. HPO: Residential Builder- Averra Developments Inc. | LRM Marketing Ltd.
EP-2022-07777 | 2022-09-16 | 11 E 19TH AVENUE, Vancouver, BC V5V 1H8 | Electrical Permit | Residential | Addition | Completed | Installation / Repair - Residential - Installation of a 9 kW solar Grid Tie System on each unit To construct a 2.5 storey two-family dwelling with a detached accessory building (garage) and 1 open parking at the rear providing 2 parking spaces, having vehicular access from the lane. 1. Heat Pump proposed – Exterior component located in front(South)/rear(North) yard, Interior component located in 2.5 storey bedroom 2. Schedule B: (Carlos Chiu) P.Eng (604.737.9830) Structural 3. Schedule B: (Ward Phillips) P.Eng (604.716.8881) Geotechnical 4. HPO: Residential Builder- Averra Developments Inc. | Terratek Energy Solutions Inc
PP-2022-03396 | NULL | 11 E 19TH AVENUE, Vancouver, BC V5V 1H8 | Plumbing Permit | Residential | New | Cancelled | Residential - Roof drain installations on the decks of the third floor for both units of the duplex. 1 Drain and overflow for each deck. To construct a 2.5 storey two-family dwelling with a detached accessory building (garage) and 1 open parking at the rear providing 2 parking spaces, having vehicular access from the lane. 1. Heat Pump proposed – Exterior component located in front(South)/rear(North) yard, Interior component located in 2.5 storey bedroom 2. Schedule B: (Carlos Chiu) P.Eng (604.737.9830) Structural 3. Schedule B: (Ward Phillips) P.Eng (604.716.8881) Geotechnical 4. HPO: Residential Builder- Averra Developments Inc. | Western BC Plumbing & Heating Ltd
EP-2022-05311 | 2022-06-22 | 25 E 19TH AVENUE, Vancouver, BC V5V 1H8 | Electrical Permit | Residential | New | Completed | Installation / Repair - Residential - Alarm, tel, tv, net, sound, cameras, vacuum >BP: To construct a 2 storey one-family dwelling with a secondary suite located in the Basement ($644,250) with an open parking pad, providing 1 parking space, having vehicular access from the 20' Lane. 1. Covenant registered at the Land Title Office under CA9263047 2. A/C proposed – Exterior component located in rear, Interior component located in upper floor. 3. No Bar sink 4. Schedule B: (Y.K. Sharma) P.Eng (778.863.7076) Structural & Geotechnical 5. HPO: Residential Builder- Leone Construction Inc Note: This is a 2 storey building pursuant to the Zoning and Development By-Law Address Information: Principle Dwelling: #1-25 E 19th Av Secondary Suite: #2-25 E 19th Av Laneway home: #3-25 E 19th Av Address and suite numbers assigned as per approved plans for Fire and Emergency response. The address number is to be posted to the building to be visible from the street and the suite numbers are to be posted at the suite entries in accordance with the Building By-law prior to final inspection. **THIS PERMIT HAS BEEN ISSUED UNDER THE REQUIREMENTS OF VBBL #12511 (2019) ** | Best Built-In Centre Ltd
GP-2022-02024 | 2022-07-08 | 25 E 19TH AVENUE, Vancouver, BC V5V 1H8 | Gas Permit | Residential | New | Completed | Residential - To install boiler 2 range BBQ fireplace and firepit There is pipping for BBQ fireplace and firepit >BP: To construct a 2 storey one-family dwelling with a secondary suite located in the Basement ($644,250) with an open parking pad, providing 1 parking space, having vehicular access from the 20' Lane. | JOT MECHANICAL LTD
GP-2022-02013 | 2022-07-07 | 25 E 19TH AVENUE, Vancouver, BC V5V 1H8 | Gas Permit | Residential | New | Completed | Residential - Installation of 1 gas fireplace venting and hook up only >BP: To construct a 2 storey one-family dwelling with a secondary suite located in the Basement ($644,250) with an open parking pad, providing 1 parking space, having vehicular access from the 20' Lane. 1. Covenant registered at the Land Title Office under CA9263047 2. A/C proposed – Exterior component located in rear, Interior component located in upper floor. 3. No Bar sink 4. Schedule B: (Y.K. Sharma) P.Eng (778.863.7076) Structural & Geotechnical 5. HPO: Residential Builder- Leone Construction Inc Note: This is a 2 storey building pursuant to the Zoning and Development By-Law | Urban Fireplaces Ltd
SP-2022-01152 | 2022-07-21 | 25 E 19TH AVENUE, Vancouver, BC V5V 1H8 | Sprinkler Permit | Residential | New | Completed | Residential - 1FD+SS- #1 & #2 - NEW HOME To construct a 2 storey one-family dwelling with a secondary suite located in the Basement with an open parking pad, providing 1 parking space, having vehicular access from the 20' Lane. 1. Covenant registered at the Land Title Office under CA9263047 2. A/C proposed – Exterior component located in rear, Interior component located in upper floor. 3. No Bar sink | SBMS Construction Ltd
PP-2023-00135 | 2023-01-13 | 25 E 19TH AVENUE, Vancouver, BC V5V 1H8 | Plumbing Permit | Residential | New | Completed | Residential - Lawn irrigation | Yue Jin Qiu
EP-2022-01316 | 2022-02-18 | 25 E 19TH AVENUE, Vancouver, BC V5V 1H8 | Electrical Permit | Residential | New | Expired | Temporary Power - Residential - To provide temporary power. | Hi Mark Electric Ltd
PP-2022-01438 | 2022-05-02 | 25 E 19TH AVENUE, Vancouver, BC V5V 1H8 | Plumbing Permit | Residential | New | Completed | Residential - Plumbing >BP: To construct a 2 storey one-family dwelling with a secondary suite located in the Basement ($644,250) with an open parking pad, providing 1 parking space, having vehicular access from the 20' Lane. | West Point Plumbing & Heating Ltd
EP-2022-01862 | 2022-03-14 | 25 E 19TH AVENUE, Vancouver, BC V5V 1H8 | Electrical Permit | Residential | New | Completed | Installation / Repair - Residential - House, suite and laneway wiring >BP: To construct a 2 storey one-family dwelling with a secondary suite located in the Basement ($644,250) with an open parking pad, providing 1 parking space, having vehicular access from the 20' Lane. 1. Covenant registered at the Land Title Office under CA9263047 2. A/C proposed – Exterior component located in rear, Interior component located in upper floor. 3. No Bar sink 4. Schedule B: (Y.K. Sharma) P.Eng (778.863.7076) Structural & Geotechnical 5. HPO: Residential Builder- Leone Construction Inc Note: This is a 2 storey building pursuant to the Zoning and Development By-Law Address Information: Principle Dwelling: #1-25 E 19th Av Secondary Suite: #2-25 E 19th Av Laneway home: #3-25 E 19th Av Address and suite numbers assigned as per approved plans for Fire and Emergency response. The address number is to be posted to the building to be visible from the street and the suite numbers are to be posted at the suite entries in accordance with the Building By-law prior to final inspection. **THIS PERMIT HAS BEEN ISSUED UNDER THE REQUIREMENTS OF VBBL #12511 (2019) ** Amend: Mar 17th, 2023 add $5000 to total installation value. | Hi Mark Electric Ltd
PP-2022-00780 | 2022-03-18 | 25 E 19TH AVENUE, Vancouver, BC V5V 1H8 | Plumbing Permit | Residential | New | Completed | Residential - 1FD+SS - #1 & #2 - sentry and storm con with 2 sump To construct a 2 storey one-family dwelling with a secondary suite located in the Basement with an open parking pad, providing 1 parking space, having vehicular access from the 20' Lane. 1. Covenant registered at the Land Title Office under CA9263047 2. A/C proposed – Exterior component located in rear, Interior component located in upper floor. 3. No Bar sink | AKAL DEMOLITION & EXCAVATING LTD
SP-2022-02046 | 2022-12-08 | 28 E 19TH AVENUE, Vancouver, BC V5V 1H7 | Sprinkler Permit | Residential | Renovation | Completed | Residential - changed 3 sprinklers with new one >BP: Interior alterations to repair water damage and install drywall & insulation in this one-family dwelling with a secondary suite. | Real Tech Fire Protection Ltd
GP-2022-00392 | 2022-02-08 | 62 E 19TH AVENUE, Vancouver, BC V5V 1H7 | Gas Permit | Residential | Renovation | Completed | Residential - to install 1 outdoor firepit | Paolo's Plumbing & Heating Ltd
EP-2022-00828 | 2022-05-10 | 69 E 19TH AVENUE, Vancouver, BC V5V 1H8 | Electrical Permit | Residential | Tenant Improvement | Completed | Installation / Repair - Residential - Electrical Install of AC | Moore And Russell Heating And Air Conditioning Ltd
PP-2023-03568 | 2023-10-11 | 69 E 19TH AVENUE, Vancouver, BC V5V 1H8 | Plumbing Permit | Residential | New | Completed | Residential - Irrigation system installation | Bacabon Landscape Ltd
SP-2022-01668 | 2022-10-13 | 156 E 19TH AVENUE, Vancouver, BC V5V 1H9 | Sprinkler Permit | Residential | Renovation | Completed | Residential - new sprinkler head need in new bedroom at basement >BP:Interior and exterior alterations to excavate the crawlspace to create additional living space in the basement in this existing one family dwelling with secondary suite on this site. Scope of work includes installing new windows on the east elevation, excavate crawlspace and underpin existing foundations, create new bedroom and closet in basement, install EV charging outlet in garage Schedule A/Structural Schedule B submitted by Phillip Miller - 778.828.0161 Geotechnical Schedule B submitted by Jian Zhong - 604.362.7021 REUP submitted by Jordan Galaugher, DW Energy A separate Sprinkler Permit is required for work to the sprinkler system. | Spectrum Fire Protection Ltd
EP-2022-08491 | 2022-10-07 | 156 E 19TH AVENUE, Vancouver, BC V5V 1H9 | Electrical Permit | Residential | Renovation | Completed | Installation / Repair - Residential - Re-wire basement new rec room and storage room. New lights and plugs. >DB: Interior and exterior alterations to excavate the crawlspace to create additional living space in the basement in this existing one family dwelling with secondary suite on this site. Scope of work includes installing new windows on the east elevation, excavate crawlspace and underpin existing foundations, create new bedroom and closet in basement, install EV charging outlet in garage | F & S Electrical Ltd
PP-2022-03381 | 2022-09-23 | 156 E 19TH AVENUE, Vancouver, BC V5V 1H9 | Plumbing Permit | Residential | New | Completed | Residential - Lawn irrigation | Able Irrigation Ltd
PP-2023-04138 | 2023-11-24 | 184 E 19TH AVENUE, Vancouver, BC V5V 1H9 | Plumbing Permit | Residential | New | Issued | Residential - One Sump No Pump | Canadian Excavating Ltd
EP-2023-07210 | 2023-08-17 | 196 E 19TH AVENUE, Vancouver, BC V5V 1H9 | Electrical Permit | Residential | Tenant Improvement | Completed | Installation / Repair - Residential - install 7 hard wired Smoke detectors Interior alterations to restore and validate the work done in the basement. | Expert Electric Ltd
GP-2022-03817 | 2022-12-01 | 196 E 19TH AVENUE, Vancouver, BC V5V 1H9 | Gas Permit | Residential | Renovation - Dwelling Unit(s) only | Completed | Residential - Remove gas stove & cap gas line, relocate gas stove upstairs. REFER TO: CF-2022-011338 | Costello and Co. Plumbing Inc
GP-2023-00180 | 2023-01-16 | 3061 E 15TH AVENUE, Vancouver, BC V5M 2K8 | Gas Permit | Residential | Addition | Completed | Residential - TO INSTALL 1 FURNACE | BC Care Heating Services Ltd
EP-2021-06919 | 2022-02-08 | 3062 E 15TH AVENUE, Vancouver, BC V5M 2K9 | Electrical Permit | Residential | Renovation | Completed | Installation / Repair - Residential - Dedicated circuit for AC install in rear | Pacific Star Electric Inc
PP-2022-01610 | 2022-05-10 | 3069 E 15TH AVENUE, Vancouver, BC V5M 2K8 | Plumbing Permit | Residential | New | Completed | Residential - rough in, dwv >BP: Exterior and interior alterations to enclose an existing porch on the main floor at the rear and one in the basement, to renovate the interior. Structural Schedule B provided by: N. K. Varshney, P. Eng. 604.251.6320 #1-3069 E 15th Av - One Family Dwelling (1st floor, west portion of basement) #2-3069 E 15th Av - Secondary Suite (east portion of basement) Address and suite numbers assigned as per approved plans for Fire and Emergency response. The address number is to be posted on the building to be visible from the street and the suite numbers are to be posted at the suite entries in accordance with the Building By-law prior to final inspection. Note: - No strata-titling will be permitted. - This is a two-storey building pursuant to the Zoning and Development By-law. - An annual Vancouver Business License must be obtained prior to the rental of this approved one-family dwelling and/or secondary suite on this site. - Provide minimum headroom of 6’-6” over 80% of the suite area and all exit routes. - Smoke alarms to be installed in compliance with Subsection 9.10.19., Division B of the Vancouver Building By-law (2019) - Carbon monoxide alarms shall be installed in conformance to Subsections 6.2.4. and 9.32.4., Division B of the Vancouver Building By-law | Nijjar Plumbing & Heating Ltd
SP-2022-00963 | 2022-06-15 | 3069 E 15TH AVENUE, Vancouver, BC V5M 2K8 | Sprinkler Permit | Residential | New | Completed | Residential - To install fire sprinkler Exterior and interior alterations to enclose an existing porch on the main floor at the rear and one in the basement, to renovate the interior. Address and suite numbers assigned as per approved plans for Fire and Emergency response. The address number is to be posted on the building to be visible from the street and the suite numbers are to be posted at the suite entries in accordance with the Building By-law prior to final inspection. Note: - No strata-titling will be permitted. - This is a two-storey building pursuant to the Zoning and Development By-law. - An annual Vancouver Business License must be obtained prior to the rental of this approved one-family dwelling and/or secondary suite on this site. - Provide minimum headroom of 6’-6” over 80% of the suite area and all exit routes. - Smoke alarms to be installed in compliance with Subsection 9.10.19., Division B of the Vancouver Building By-law (2019) - Carbon monoxide alarms shall be installed in conformance to Subsections 6.2.4. and 9.32.4., Division B of the Vancouver Building By-law | NewTech Fire Protection Ltd
GP-2022-02269 | 2022-08-03 | 3069 E 15TH AVENUE, Vancouver, BC V5M 2K8 | Gas Permit | Residential | Renovation | Completed | Residential - Complete boiler, range and piping only for bbq. >Exterior and interior alterations to enclose an existing porch on the main floor at the rear and one in the basement, to renovate the interior. Structural Schedule B provided by: N. K. Varshney, P. Eng. 604.251.6320 Note: - No strata-titling will be permitted. - This is a two-storey building pursuant to the Zoning and Development By-law. - An annual Vancouver Business License must be obtained prior to the rental of this approved one-family dwelling and/or secondary suite on this site. - Provide minimum headroom of 6’-6” over 80% of the suite area and all exit routes. - Smoke alarms to be installed in compliance with Subsection 9.10.19., Division B of the Vancouver Building By-law (2019) - Carbon monoxide alarms shall be installed in conformance to Subsections 6.2.4. and 9.32.4., Division B of the Vancouver Building By-law | Deep Gas Fitting Ltd.
EP-2022-05759 | 2022-07-08 | 3069 E 15TH AVENUE, Vancouver, BC V5M 2K8 | Electrical Permit | Residential | Renovation | Completed | Installation / Repair - Residential - Service upgrade and new electrical wiring for existing house with legal suite. Exterior and interior alterations to enclose an existing porch on the main floor at the rear and one in the basement, to renovate the interior. | Lo-Cost Electrical Ltd
EP-2022-05792 | 2022-07-11 | 3069 E 15TH AVENUE, Vancouver, BC V5M 2K8 | Electrical Permit | Residential | New | Completed | Installation / Repair - Residential - rough wiring of security system, tv, data and completion of security alarm >BP: Exterior and interior alterations to enclose an existing porch on the main floor at the rear and one in the basement, to renovate the interior. | Supersonic Security System Inc.
GP-2022-03165 | 2022-10-17 | 3105 E 15TH AVENUE, Vancouver, BC V5M 2L1 | Gas Permit | Residential | Tenant Improvement | Completed | Residential - Removal of existing boiler and hot water tank. Installation of new combi boiler | Suter Services Ltd
EP-2022-08652 | 2022-10-18 | 3131 E 15TH AVENUE, Vancouver, BC V5M 2L1 | Electrical Permit | Residential | Renovation | Completed | Installation / Repair - Residential - Adding plug to soffit area for plug to power wifi camera. Add junction box under soffit. | Lucent Electrical and Design Ltd
SP-2022-00327 | 2022-03-09 | 3139 E 15TH AVENUE, Vancouver, BC V5M 2L1 | Sprinkler Permit | Residential | New | Completed | Residential - fire sprinklers for a single family home Exterior/Interior alterations to re-configure both lower and upper floor layouts of this existing one family dwelling on this site. Exterior work only to replace front door entrance with an angle facade, remove front balcony and add 1 window on the west elevation. Scope of work to include adding 2 bathrooms (6 plumbing fixtures) on lower floor and 3 plumbing fixtures main floor, and replacement of all windows and doors. | Titan Fire Protection Ltd
EP-2022-02829 | 2022-04-08 | 3139 E 15TH AVENUE, Vancouver, BC V5M 2L1 | Electrical Permit | Residential | Renovation | Completed | Installation / Repair - Residential - House rewire and service upgrade >BP: Exterior/Interior alterations to re-configure both lower and upper floor layouts of this existing one family dwelling on this site. Exterior work only to replace front door entrance with an angle facade, remove front balcony and add 1 window on the west elevation. Scope of work to include adding 2 bathrooms (6 plumbing fixtures) on lower floor and 3 plumbing fixtures main floor, and replacement of all windows and doors. ENTIRE BUILDING TO BE SPRINKLERED TO NFPA 13D REQUIREMENTS Amend: May 3, 2022 Add heat pump and Low Voltage wiring to permit Unit is not supplied by us, does not affect our value | TCA Industries Ltd
PP-2022-00264 | 2022-01-27 | 3139 E 15TH AVENUE, Vancouver, BC V5M 2L1 | Plumbing Permit | Residential | Renovation | Completed | Residential - Basement renovations and main floor renovations. Exterior/Interior alterations to re-configure both lower and upper floor layouts of this existing one family dwelling on this site. Exterior work only to replace front door entrance with an angle facade, remove front balcony and add 1 window on the west elevation. Scope of work to include adding 2 bathrooms (6 plumbing fixtures) on lower floor and 3 plumbing fixtures main floor, and replacement of all windows and doors. | Kearney Plumbing & Heating
EP-2023-06104 | NULL | 3139 E 15TH AVENUE, Vancouver, BC V5M 2L1 | Electrical Permit | Residential | Addition | Applicant Revisions | Installation / Repair - Residential - Tie in to electrical panel for solar PV panels located on rooftop bonded with #6 copper. >BP: To install solar panels on the roof of this existing Single Detached House on this site. OK to process as DTI as per J. Zhang June 9, 2023 | Rikur Energy Inc.
MP-2023-00420 | 2023-03-20 | 2568 E 1ST AVENUE, Vancouver, BC V5M 1A3 | Mechanical Permit | NULL | NULL | Completed | NULL | Ashton Service Group/Ashton Mechanical Ltd.
GP-2023-00781 | 2023-03-06 | 2568 E 1ST AVENUE, Vancouver, BC V5M 1A3 | Gas Permit | Residential | Renovation | Completed | Residential - Decommission and remove old furnace and install new high efficient Furnace. | Ashton Service Group/Ashton Mechanical Ltd.
PP-2022-01899 | 2022-06-06 | 886 E 21ST AVENUE, Vancouver, BC V5V 1S2 | Plumbing Permit | Residential | New | Completed | Residential - Installing new plumbing fixtures inside the duplex **Amend 06/21/2022** Add 2 inside sumps on below grade 1st floor >BP: To construct a 2-storey two-family dwelling with 2 Lock off units located in Basement with an attached garage providing 2 parking spaces, having vehicular access from the street. Note: This Building Permit will remain in a suspended status until the associated (green) Demolition Permit BP-2021-04933 is completed. 1. No strata titling permitted 2. A/C unit proposed in rear yard. 3. Bar sink located in main floor. 4. Schedule B: Md. Shahidul Alam P.Eng (604.653.7475) Structural 5. Schedule B: Jason Hui P.Eng (778.319.3403) Geotechnical 6. BC Housing: Anmol Holding Ltd. WEST UNIT #1-886 E 21st Av - One Family Dwelling (1st-2nd floor) #2-886 E 21st Av - Lock Off (basement) EAST UNIT #1-888 E 21st Av - One Family Dwelling (1st-2nd floor) #2-888 E 21st Av - Lock Off (basement) Address and suite numbers assigned as per approved plans for Fire and Emergency response. The address numbers are to be posted to the building to be visible from the street and the suite numbers are to be posted at the suite entries in accordance with the Building By-law prior to final inspection. Combustible projections or roof soffits on an exposing building face shall not project to less than .45m from the property line and shall be in compliance with VBBL 2019 9.10.15.5.(9) The entire building, INCLUDING THE ATTACHED GARAGE, to be sprinklered to 2 x NFPA 13D. ******THIS PERMIT HAS BEEN ISSUED UNDER THE REQUIREMENTS OF VBBL #12511 (2019)****** | SUNSHINE PLUMBING LTD
EP-2022-04256 | 2022-05-25 | 886 E 21ST AVENUE, Vancouver, BC V5V 1S2 | Electrical Permit | Residential | New | Completed | Installation / Repair - Residential - Rough Wire and Finishing of 886 E 21st Ave and 888 E 21st Ave duplex unit >BP: To construct a 2-storey two-family dwelling with 2 Lock off units located in Basement with an attached garage providing 2 parking spaces, having vehicular access from the street. 1. No strata titling permitted 2. A/C unit proposed in rear yard. 3. Bar sink located in main floor. 4. Schedule B: Md. Shahidul Alam P.Eng (604.653.7475) Structural 5. Schedule B: Jason Hui P.Eng (778.319.3403) Geotechnical 6. BC Housing: Anmol Holding Ltd. | Hayat Electrical Ltd
PP-2022-01412 | 2022-04-27 | 886 E 21ST AVENUE, Vancouver, BC V5V 1S2 | Plumbing Permit | Residential | New | Completed | Residential - 2FD+2 LOCK OFF UNITS - WEST UNIT - 886 E 21ST AV = #1 & #2 EAST UNIT - 888 E 21ST AV = #1 & #2 INSTALLATION OF SUMPS To construct a 2-storey two-family dwelling with 2 Lock off units located in Basement with an attached garage providing 2 parking spaces, having vehicular access from the street. Note: This Building Permit will remain in a suspended status until the associated (green) Demolition Permit BP-2021-04933 is completed. 1. No strata titling permitted 2. A/C unit proposed in rear yard. 3. Bar sink located in main floor. | J B Siteworks Inc
SP-2022-01114 | 2022-07-12 | 886 E 21ST AVENUE, Vancouver, BC V5V 1S2 | Sprinkler Permit | Residential | New | Completed | Residential - Install sprinklers in duplex To construct a 2-storey two-family dwelling with 2 Lock off units located in Basement with an attached garage providing 2 parking spaces, having vehicular access from the street. Note: This Building Permit will remain in a suspended status until the associated (green) Demolition Permit BP-2021-04933 is completed. 1. No strata titling permitted 2. A/C unit proposed in rear yard. 3. Bar sink located in main floor. 4. Schedule B: Md. Shahidul Alam P.Eng (604.653.7475) Structural 5. Schedule B: Jason Hui P.Eng (778.319.3403) Geotechnical 6. BC Housing: Anmol Holding Ltd. | Gold Key Fire Protection Ltd
GP-2022-02004 | 2022-07-07 | 886 E 21ST AVENUE, Vancouver, BC V5V 1S2 | Gas Permit | Residential | New | Completed | Residential - 886 e21 ave to install 1 boiler 1 range 1 fireplace 1 bbq fireplace piping only 888 e21 ave to install 1 boiler 1 range 1 fireplace 1 bbq fireplace piping only >BP: To construct a 2-storey two-family dwelling with 2 Lock off units located in Basement with an attached garage providing 2 parking spaces, having vehicular access from the street. Note: This Building Permit will remain in a suspended status until the associated (green) Demolition Permit BP-2021-04933 is completed. 1. No strata titling permitted 2. A/C unit proposed in rear yard. 3. Bar sink located in main floor. 4. Schedule B: Md. Shahidul Alam P.Eng (604.653.7475) Structural 5. Schedule B: Jason Hui P.Eng (778.319.3403) Geotechnical 6. BC Housing: Anmol Holding Ltd. | Symbolistic Heating Ltd
GP-2022-01957 | 2022-06-30 | 886 E 21ST AVENUE, Vancouver, BC V5V 1S2 | Gas Permit | Residential | New | Completed | Residential - Venting and hook up only >BP: To construct a 2-storey two-family dwelling with 2 Lock off units located in Basement with an attached garage providing 2 parking spaces, having vehicular access from the street. | ORAY FIREPLACES LTD
EP-2022-05642 | 2022-07-05 | 886 E 21ST AVENUE, Vancouver, BC V5V 1S2 | Electrical Permit | Residential | New | Completed | Installation / Repair - Residential - tv,telephone,internet,alarm prewire and complete >BP: To construct a 2-storey two-family dwelling with 2 Lock off units located in Basement with an attached garage providing 2 parking spaces, having vehicular access from the street. Note: This Building Permit will remain in a suspended status until the associated (green) Demolition Permit BP-2021-04933 is completed. 1. No strata titling permitted 2. A/C unit proposed in rear yard. 3. Bar sink located in main floor. 4. Schedule B: Md. Shahidul Alam P.Eng (604.653.7475) Structural 5. Schedule B: Jason Hui P.Eng (778.319.3403) Geotechnical 6. BC Housing: Anmol Holding Ltd. Address and suite numbers assigned as per approved plans for Fire and Emergency response. The address numbers are to be posted to the building to be visible from the street and the suite numbers are to be posted at the suite entries in accordance with the Building By-law prior to final inspection. Combustible projections or roof soffits on an exposing building face shall not project to less than .45m from the property line and shall be in compliance with VBBL 2019 9.10.15.5.(9) The entire building, INCLUDING THE ATTACHED GARAGE, to be sprinklered to 2 x NFPA 13D. ******THIS PERMIT HAS BEEN ISSUED UNDER THE REQUIREMENTS OF VBBL #12511 (2019)****** | Tvisha Technologies Ltd
GP-2023-02907 | 2023-10-24 | 910 E 21ST AVENUE, Vancouver, BC V5V 1S5 | Gas Permit | Residential | Renovation | Completed | Residential - Replace gas furnace in basement. | Canadian Care Heating & Cooling Ltd
GP-2023-03208 | NULL | 910 E 21ST AVENUE, Vancouver, BC V5V 1S5 | Gas Permit | Residential | Renovation | Withdrawn | Residential - Replace gas furnace on ground floor. | Canadian Care Heating & Cooling Ltd
EP-2023-00097 | 2023-01-06 | 936 E 21ST AVENUE, Vancouver, BC V5V 1S5 | Electrical Permit | Residential | Renovation | Completed | Installation / Repair - Residential - Delete 240amp stove receptacle | Kato Electrical Inc
EP-2022-08502 | 2022-10-11 | 942 E 21ST AVENUE, Vancouver, BC V5V 1S5 | Electrical Permit | Residential | Addition | Completed | Installation / Repair - Residential - Install 8/3 loomex from the main panel to a DCC 12 controller Install (1) DCC load sharing device near the main panel Install 8/3 teck cable from the DCC 12 outside the house, above the door and into the trench -Trench to be dug at 21", and sand will be install as per CE Code requirements -Lay teck cable in the trench, sleeve teck in PVC for mechanical protection where required -Lay burial tape 1' above the teck cable -Install customer provided Wall Connector, set for 32A Install 2P 40A Siemens Breaker | TDR Electric Inc
GP-2023-03685 | 2023-11-22 | 942 E 21ST AVENUE, Vancouver, BC V5V 1S5 | Gas Permit | Residential | Renovation | Completed | Residential - Replacement Boiler | Avante Plumbing & Heating Ltd
GP-2022-00756 | 2022-03-09 | 946 E 21ST AVENUE, Vancouver, BC V5V 1S5 | Gas Permit | Residential | Renovation | Completed | Residential - hwt re&re | Ferenc Nagy
MP-2023-02251 | 2023-12-20 | 962 E 21ST AVENUE, Vancouver, BC V5V 1S5 | Mechanical Permit | NULL | NULL | Completed | NULL | Kamal Fireplace LTD
EP-2024-00480 | 2024-02-01 | 962 E 21ST AVENUE, Vancouver, BC V5V 1S5 | Electrical Permit | Residential | Addition | Completed | Installation / Repair - Residential - Installation of a solar photovoltaic system - 12 solar panel installation for 4.26 kW system. >BP: To construct a 2 storey one-family dwelling with a secondary suite ($575,250) with a detached accessory building (garage), at the rear providing 2 parking spaces, having vehicular access from the lane. As shown by an asterisk (*) on the building permit floor plans and/or elevations, exit protection is required to be provided in accordance with Articles 9.9.4.4., 9.9.4.6., and/or 9.37.2.8. of the 2019 VBBL. Note: This is a 2 storey building pursuant to the Zoning and Development By-Law 1- Covenant registered at the Land Title Office under CB547319 2- No strata titling permitted 3- Bar sink proposed on main floor 4- External mechanical unit proposed in the rear 5- Schedule B: Makhan S. Dhillon P.Eng (604) 537-6271 Structural & Geotechnical 6- HPO: Residential Builder - Golden Fortune Construction Ltd. 7- Rev#2: Schedule B: Solar Panels - Vishnu Surech, P. Eng. (778-885-0551) Structural (Solar Panels installed on W. Elev) | Blueridge Electrical Ltd.
EP-2023-07405 | 2023-08-15 | 962 E 21ST AVENUE, Vancouver, BC V5V 1S5 | Electrical Permit | Residential | New | Issued | Installation / Repair - Residential - Extra low voltage installation. | AJ INTEGRATED SERVICES LTD
GP-2023-02434 | 2023-08-21 | 962 E 21ST AVENUE, Vancouver, BC V5V 1S5 | Gas Permit | Residential | New | Completed | Residential - 1 Dryer, 1 Range and 1 BBQ To install piping and appliances with complete installation of range only. Dryer and BBQ piping only. >BP: To construct a 2 storey one-family dwelling with a secondary suite | Skyway Plumbing & gas Ltd
SP-2023-01549 | 2023-08-24 | 962 E 21ST AVENUE, Vancouver, BC V5V 1S5 | Sprinkler Permit | Residential | New | Completed | Residential - 1FD+SS - #1 & #2 - Install sprinklers in sfd >BP: To construct a 2 storey one-family dwelling with a secondary suite with a detached accessory building (garage), at the rear providing 2 parking spaces, having vehicular access from the lane. Note: This is a 2 storey building pursuant to the Zoning and Development By-Law 1- Covenant registered at the Land Title Office under CB547319 2- No strata titling permitted 3- Bar sink proposed on main floor 4- External mechanical unit proposed in the rear ***This permit is issued under the VBBL 2019, with updated energy requirements as per bylaw # 12997 effective Jan 01, 2022.*** | Gold Key Fire Protection Ltd
PP-2023-02428 | 2023-07-11 | 962 E 21ST AVENUE, Vancouver, BC V5V 1S5 | Plumbing Permit | Residential | New | Completed | Residential - To install piping and fixtures for a new single family house. >BP: To construct a 2 storey one-family dwelling with a secondary suite ($575,250) with a detached accessory building (garage), at the rear providing 2 parking spaces, having vehicular access from the lane. As shown by an asterisk (*) on the building permit floor plans and/or elevations, exit protection is required to be provided in accordance with Articles 9.9.4.4., 9.9.4.6., and/or 9.37.2.8. of the 2019 VBBL. Note: This is a 2 storey building pursuant to the Zoning and Development By-Law 1- Covenant registered at the Land Title Office under CB547319 2- No strata titling permitted 3- Bar sink proposed on main floor 4- External mechanical unit proposed in the rear 5- Schedule B: Makhan S. Dhillon P.Eng (604) 537-6271 Structural & Geotechnical 6- HPO: Residential Builder - Golden Fortune Construction Ltd | Skyway Plumbing & gas Ltd
PP-2023-02193 | 2023-06-21 | 962 E 21ST AVENUE, Vancouver, BC V5V 1S5 | Plumbing Permit | Residential | New | Completed | Residential - One Sump No Pump | Canadian Excavating Ltd
EP-2023-06548 | 2023-08-02 | 962 E 21ST AVENUE, Vancouver, BC V5V 1S5 | Electrical Permit | Residential | New | Issued | Installation / Repair - Residential - New whole electrical roughing and finishing >BP: To construct a 2 storey one-family dwelling with a secondary suite ($575,250) with a detached accessory building (garage), at the rear providing 2 parking spaces, having vehicular access from the lane. As shown by an asterisk (*) on the building permit floor plans and/or elevations, exit protection is required to be provided in accordance with Articles 9.9.4.4., 9.9.4.6., and/or 9.37.2.8. of the 2019 VBBL. Note: This is a 2 storey building pursuant to the Zoning and Development By-Law 1- Covenant registered at the Land Title Office under CB547319 2- No strata titling permitted 3- Bar sink proposed on main floor 4- External mechanical unit proposed in the rear 5- Schedule B: Makhan S. Dhillon P.Eng (604) 537-6271 Structural & Geotechnical 6- HPO: Residential Builder - Golden Fortune Construction Ltd. ***This permit is issued under the VBBL 2019, with updated energy requirements as per bylaw # 12997 effective Jan 01, 2022.*** | Maple Leaf Electrical Ltd
NULL | NULL | 962 E 21ST AVENUE, Vancouver, BC V5V 1S5 | Mechanical Permit | NULL | NULL | Draft | NULL | NULL
EP-2023-04885 | 2023-06-01 | 962 E 21ST AVENUE, Vancouver, BC V5V 1S5 | Electrical Permit | Residential | New | Issued | Temporary Power - Residential - To provide temporary power. | Maple Leaf Electrical Ltd
EP-2022-03523 | 2022-05-05 | 1022 E 21ST AVENUE, Vancouver, BC V5V 1S7 | Electrical Permit | Residential | Renovation | Completed | Installation / Repair - Residential - Upgrade existing overhead service to 200A. Run power for future air conditioner to be supplied/installed by others. Exterior power points- GFI protected. | ANS Electrical Installations Ltd
GP-2022-00402 | 2022-02-08 | 1022 E 21ST AVENUE, Vancouver, BC V5V 1S7 | Gas Permit | Residential | New | Completed | Residential - Supply underground gas line from the meter to the new fire table location. | Pacific Peak to Peak Plumbing & Heating Ltd
EP-2023-03080 | 2023-04-11 | 2004 E 12TH AVENUE, Vancouver, BC V5N 2A8 | Electrical Permit | Residential | Tenant Improvement | Completed | Installation / Repair - Residential - Upgrade existing 100amp 1ph 120/240V service to new 200amp 1ph 120/240V service. Amend May 02, 2023: upon service upgrade : 1. add one sub-panel(100 amp 1ph) on Main floor 2. install of 5 baseboard heaters in the bedrooms(keep existing furnace ) Amend May 25, 2023: Work Description + Installation Details Amended: "Extra work added as following: -Installed heat pump - outdoor unit power supply - replacing existing knob and tube wire in exposed ceiling and wall to new loomex cable - add extra circuits for main kitchen and bathroom -add sub panel in basement for future secondary suite (if applicable)" | H.A.O Electric Ltd
MP-2023-01667 | 2023-09-13 | 2004 E 12TH AVENUE, Vancouver, BC V5N 2A8 | Mechanical Permit | NULL | NULL | Completed | NULL | Vector Home Services Inc
GP-2023-03633 | 2023-11-20 | 2012 E 12TH AVENUE, Vancouver, BC V5N 2A8 | Gas Permit | Residential | Renovation - Dwelling Unit(s) only | Completed | Residential - Furnace replacement | Heatco Furnace Services Ltd
EP-2022-00990 | 2022-05-13 | 976 E 16TH AVENUE, Vancouver, BC V5T 2V9 | Electrical Permit | Residential | Tenant Improvement | Cancelled | Installation / Repair - Residential - Electrical install of heat pump. 1. EVSE was existing. 2. DCC-12 controller was added to make room in the load calculation 3. No change to service. | Moore And Russell Heating And Air Conditioning Ltd
GP-2022-00241 | NULL | 1014 E 16TH AVENUE, Vancouver, BC V5T 2W1 | Gas Permit | Residential | New | Cancelled | Residential - Venting,installation and final hook up of a gas fireplace | HARJI'S FIRE PLACE MANUFACTURING LTD
PP-2022-01213 | 2022-04-08 | 1014 E 16TH AVENUE, Vancouver, BC V5T 2W1 | Plumbing Permit | Commercial | New | Completed | Commercial - backflow preventor for lawn irrigation To construct a three-storey multiple dwelling building containing 3 dwelling units at the front of the site and a detached two-car garage and one surface parking space at the rear of the site, with vehicular access from the lane. 1. Reviewed during the 2020 pandemic crisis 2. Three-unit multi-dwelling building to be sprinklered to NFPA 13D 3. A/C unit proposed. 4. This permit has been issued under the requirements of the VBBL #12511 (2019) | Oriental Landscaping & Home Improvement ltd
EP-2023-04247 | 2023-05-15 | 975 E 14TH AVENUE, Vancouver, BC V5T 2N7 | Electrical Permit | Residential | Renovation | Issued | Temporary Power - Residential - To provide temporary power. | WESTPEAK ELECTRICAL LTD
EP-2023-07792 | 2023-09-06 | 976 E 14TH AVENUE, Vancouver, BC V5T 2N8 | Electrical Permit | Residential | Renovation | Completed | Installation / Repair - Residential - Removal of existing 50amp receptacle and relocating it | TDR Electric Inc
EP-2022-00071 | 2022-01-25 | 1015 E 14TH AVENUE, Vancouver, BC V5T 2P1 | Electrical Permit | Commercial | Renovation | Completed | Installation / Repair - Commercial - Main electrical service upgrade from 100A to 200A for future heat pump. New service entrance, point of attachment. | CF Electrical Services ltd
GP-2022-02008 | 2022-07-06 | 1015 E 14TH AVENUE, Vancouver, BC V5T 2P1 | Gas Permit | Residential | Renovation | Completed | Residential - decommissioned and removed furnace from site - installing electric heat pump | Ashton Service Group/Ashton Mechanical Ltd.
SP-2022-01594 | 2022-09-29 | 1020 E 14TH AVENUE, Vancouver, BC V5T 2N9 | Sprinkler Permit | Residential | New | Issued | Residential - New sprinkler system for: >BP: Exterior and interior alterations to add a new east dormer, validate the existing west dormer and interior alterations on the main floor of this existing three storey one family dwelling on this inside with lane site. Work to include the work without permit greenhouse and storage shed at the rear of the building. Storage shed at the front is to be removed. Structural schedule B submitted by: Thomas Duke 233-800-6363 REUP submitted by: Doug Martin of Energy Smart Consulting 604-614-7985 Processed through HRC Scope of work to include energy and building upgrades in accordance with Article 11.2.1.4 of the 2019 Vancouver Building By-law and as required by the District Building Inspector. ALL NEW WORK TO MEET VBBL 2019. | Alco Fire Protection Ltd
EP-2022-08427 | 2022-10-06 | 1020 E 14TH AVENUE, Vancouver, BC V5T 2N9 | Electrical Permit | Residential | Renovation | Issued | Installation / Repair - Residential - Renovation Whole house rewire Move main service >BP: Building Permit for DP-2020-00258 1020 E 14th Exterior and interior alterations to add a new east dormer, validate the existing west dormer and interior alterations on the main floor of this existing three storey one family dwelling on this inside with lane site. Work to include the work without permit greenhouse and storage shed at the rear of the building. Storage shed at the front is to be removed. Structural schedule B submitted by: Thomas Duke 233-800-6363 REUP submitted by: Doug Martin of Energy Smart Consulting 604-614-7985 Processed through HRC Scope of work to include energy and building upgrades in accordance with Article 11.2.1.4 of the 2019 Vancouver Building By-law and as required by the District Building Inspector. ALL NEW WORK TO MEET VBBL 2019. | Hugh Ian Dercole
GP-2022-03552 | 2022-11-15 | 1020 E 14TH AVENUE, Vancouver, BC V5T 2N9 | Gas Permit | Residential | Renovation | Issued | Residential - gas system for boiler,range,double bbq box and fire place line (piping only) >>BP: Exterior and interior alterations to add a new east dormer, validate the existing west dormer and interior alterations on the main floor of this existing three story one family dwelling on this inside with lane site. | SOUTHSIDE GAS SERVICES LTD
NULL | NULL | 1020 E 14TH AVENUE, Vancouver, BC V5T 2N9 | Plumbing Permit | Residential | Renovation | Withdrawn | Residential - Perimitter Drain tile and downpipe drains into sump | Cima Mechanical Ltd
PP-2022-01780 | 2022-05-26 | 1020 E 14TH AVENUE, Vancouver, BC V5T 2N9 | Plumbing Permit | Residential | Renovation | Issued | Residential - Full plumbing renovation - New waterlines and drainage to 3 floors >BP:Building Permit for DP-2020-00258 1020 E 14th Exterior and interior alterations to add a new east dormer, validate the existing west dormer and interior alterations on the main floor of this existing three storey one family dwelling on this inside with lane site. Work to include the work without permit greenhouse and storage shed at the rear of the building. Storage shed at the front is to be removed. Structural schedule B submitted by: Thomas Duke 233-800-6363 REUP submitted by: Doug Martin of Energy Smart Consulting 604-614-7985 Processed through HRC Scope of work to include energy and building upgrades in accordance with Article 11.2.1.4 of the 2019 Vancouver Building By-law and as required by the District Building Inspector. ALL NEW WORK TO MEET VBBL 2019. | Cima Mechanical Ltd
NULL | NULL | 1020 E 14TH AVENUE, Vancouver, BC V5T 2N9 | Plumbing Permit | Residential | Renovation | Withdrawn | Residential - Sewer and water connection | Cima Mechanical Ltd
GP-2022-02016 | 2022-07-07 | 1040 E 14TH AVENUE, Vancouver, BC V5T 2N9 | Gas Permit | Residential | Addition | Completed | Residential - Replacement of furnace | BCRC Plumbing and Heating Ltd
EP-2022-06181 | NULL | 1040 E 14TH AVENUE, Vancouver, BC V5T 2N9 | Electrical Permit | Residential | Renovation | Application Incomplete | Installation / Repair - Residential - Heat pump wiring (existing single family dwelling) | Mr Power Electrical & Construction Ltd.
EP-2023-10015 | 2023-12-11 | 1057 E 14TH AVENUE, Vancouver, BC V5T 2P1 | Electrical Permit | Residential | Renovation | Completed | Installation / Repair - Residential - 200A service upgrade: New installation of a 200A rated meterbase disconnect. New overhead conduit and conductors. 250kcmil ran to existing electrical panel 200A rated electrical panel installed 50A EV Charger Receptacle in attached garage. | CSK Electric Inc
MP-2023-01995 | 2023-11-07 | 1067 E 14TH AVENUE, Vancouver, BC V5T 2P1 | Mechanical Permit | NULL | NULL | Issued | NULL | Lally Plumbing & Heating Ltd
SP-2023-02064 | 2023-11-15 | 1067 E 14TH AVENUE, Vancouver, BC V5T 2P1 | Sprinkler Permit | Residential | New | Issued | Residential - 2FD - FRONT - 1067 E 14TH AV - #1 BACK - 1067 E 14TH AV - #2 Install Sprinkler Heads >DB: To construct a 2 storey duplex with a detached accessory building (garage) at the rear providing 2 parking spaces, having vehicular access from the lane. 1. Mechanical unit proposed – Exterior component located in rear yard. ***This permit is issued under the VBBL 2019, with updated energy requirements as per bylaw # 12997 effective Jan 01, 2022.*** | RAHELU PLUMBING & HEATING LTD.
EP-2023-09599 | 2023-11-14 | 1067 E 14TH AVENUE, Vancouver, BC V5T 2P1 | Electrical Permit | Residential | New | Issued | Installation / Repair - Residential - ¦ 2FD: 2 SEPARATE 200A SERVICES ¦ New wiring for duplex *An approved mechanical permit is required for the installation of air conditioning or heat pump unit at the time of installation before a final electrical inspection will be performed >BP: To construct a 2 storey duplex ($687,000.00) with a detached accessory building (garage) at the rear providing 2 parking spaces, having vehicular access from the lane. 1. Mechanical unit proposed – Exterior component located in rear yard. 2. Schedule B: (J.C.S. Bal) P.Eng (604.657.8809) Architectural, Structural & Geotechnical 3. HPO: Residential Builder - Medallion Homes Inc Note: This is a 2 storey building pursuant to the Zoning and Development By-Law ***This permit is issued under the VBBL 2019, with updated energy requirements as per bylaw # 12997 effective Jan 01, 2022.*** | Roop Electric Co Ltd
PP-2023-03722 | 2023-10-23 | 1067 E 14TH AVENUE, Vancouver, BC V5T 2P1 | Plumbing Permit | Residential | New | Issued | Residential - 2FD - FRONT - 1067 E 14TH AV - #1 BACK - 1067 E 14TH AV - #2 Plumbing >DB: To construct a 2 storey duplex with a detached accessory building (garage) at the rear providing 2 parking spaces, having vehicular access from the lane. 1. Mechanical unit proposed – Exterior component located in rear yard. ***This permit is issued under the VBBL 2019, with updated energy requirements as per bylaw # 12997 effective Jan 01, 2022.*** | Lally Plumbing & Heating Ltd
PP-2023-03315 | NULL | 1067 E 14TH AVENUE, Vancouver, BC V5T 2P1 | Plumbing Permit | Residential | New | Application Incomplete | Residential - One Sump No Pump | CANADIAN EXCAVATING LTD.
PP-2023-03314 | 2023-09-18 | 1067 E 14TH AVENUE, Vancouver, BC V5T 2P1 | Plumbing Permit | Residential | New | Issued | Residential - One Sump No Pump | Canadian Excavating Ltd
GP-2024-00113 | 2024-01-15 | 1067 E 14TH AVENUE, Vancouver, BC V5T 2P1 | Gas Permit | Residential | New | Issued | Residential - Gas | Lally Plumbing & Heating Ltd
EP-2024-00054 | 2024-01-04 | 1067 E 14TH AVENUE, Vancouver, BC V5T 2P1 | Electrical Permit | Residential | New | Issued | Installation / Repair - Residential - security alarm/tv/Tel/Data rough in and complete Vacuum rough in only >BP: To construct a 2 storey duplex ($687,000.00) with a detached accessory building (garage) at the rear providing 2 parking spaces, having vehicular access from the lane. | Summit Digital Systems Ltd
EP-2023-06372 | 2023-07-14 | 1067 E 14TH AVENUE, Vancouver, BC V5T 2P1 | Electrical Permit | Residential | New | Issued | Temporary Power - Residential - To provide temporary power. | Roop Electric Co Ltd
GP-2023-02553 | 2023-09-05 | 1096 E 14TH AVENUE, Vancouver, BC V5T 2N9 | Gas Permit | Residential | Renovation | Completed | Residential - 1 Boiler Re and Re of boiler to allow for plumbing upgrades >Amend: Oct. 5th -address should be: Main: 1096 E 14th other duplex is 1098 E 14th ave | Clearly Plumbing and Drainage Ltd
GP-2023-03011 | 2023-11-06 | 1124 E 14TH AVENUE, Vancouver, BC V5T 2P3 | Gas Permit | Residential | Renovation | Completed | Residential - Replaced hot water tanks with a new tankless gas units >Amend: January 9th -add 2 gas furnaces at 60,000 btu's each | Mayne & Fong Mechanical Systems Inc
EP-2022-06260 | 2022-07-26 | 1124 E 14TH AVENUE, Vancouver, BC V5T 2P3 | Electrical Permit | Residential | Renovation | Completed | Installation / Repair - Residential - Replace light fixtures. Replace wall outlets. Add smoke/c02 detectors >BP: Interior alterations only to provide fire and smoke damage repairs to this existing Two-Family Dwelling building. Scope of work includes: interior fire/water damage repair, related upgrading, restore interior interconnection between the basement and main floor level. Any unauthorized work on this site, existing or otherwise, is neither recognized nor approved and may be subject to enforcement action. Letters of assurance submitted: Sch B (Struct): A.S. Densmore (778) 791-7456 OK for field review as per Howie Chow, March 26, 2020. Note: - Any discontinued domestic water pipes and drainage pipes related to the removal of the unauthorized suite to be permanently capped off. - Remove the hood fan, range and all associated wiring up to the supply breaker in the unauthorized suite on the lower floor. - No strata-titling permitted. - An annual Vancouver Business License must be obtained prior to the rental of this approved two-family dwelling, in whole or in part. - Dedicated 3'-0" wide firefighting access path with overhead clearance of 2m to be maintained at all times. - Smoke alarms to be installed in conformance with Vancouver Building Bylaw subsections 3.2.4 and 9.10.19. - CO Alarms to be installed in conformance with Vancouver Building Bylaw subsections 6.2.4 and 9.32.4. - All unsafe guards and handrails to be upgraded to the satisfaction of the Chief Building Official. Increase in project value at discretion of District Building Inspector may require additional upgrading as per Table 11.4.3.1 of the VBBL 2019. >BP: | Conquest Electric Inc
PP-2022-02406 | 2022-07-12 | 1124 E 14TH AVENUE, Vancouver, BC V5T 2P3 | Plumbing Permit | Residential | Renovation | Completed | Residential - Fire damage to home, replaced fixtures >Interior alterations only to provide fire and smoke damage repairs to this existing Two-Family Dwelling building. Scope of work includes: interior fire/water damage repair, related upgrading, restore interior interconnection between the basement and main floor level. Any unauthorized work on this site, existing or otherwise, is neither recognized nor approved and may be subject to enforcement action. Letters of assurance submitted: Sch B (Struct): A.S. Densmore (778) 791-7456 OK for field review as per Howie Chow, March 26, 2020. Note: - Any discontinued domestic water pipes and drainage pipes related to the removal of the unauthorized suite to be permanently capped off. - Remove the hood fan, range and all associated wiring up to the supply breaker in the unauthorized suite on the lower floor. - No strata-titling permitted. - An annual Vancouver Business License must be obtained prior to the rental of this approved two-family dwelling, in whole or in part. - Dedicated 3'-0" wide firefighting access path with overhead clearance of 2m to be maintained at all times. - Smoke alarms to be installed in conformance with Vancouver Building Bylaw subsections 3.2.4 and 9.10.19. - CO Alarms to be installed in conformance with Vancouver Building Bylaw subsections 6.2.4 and 9.32.4. - All unsafe guards and handrails to be upgraded to the satisfaction of the Chief Building Official. Increase in project value at discretion of District Building Inspector may require additional upgrading as per Table 11.4.3.1 of the VBBL 2019. | Mayne & Fong Mechanical Systems Inc.
GP-2022-01870 | NULL | 1142 E 14TH AVENUE, Vancouver, BC V5T 2P3 | Gas Permit | Residential | Renovation | Withdrawn | Residential - Removal of electric tank and installation of a gas tankless system. Removal of a gas furnace and installation of a heat pump system | NULL
GP-2022-02165 | 2022-08-18 | 1142 E 14TH AVENUE, Vancouver, BC V5T 2P3 | Gas Permit | Residential | Renovation | Completed | Residential - Removal of hot water tank and installation of gas tankless system | Truth Plumbing & HVAC Ltd
EP-2022-06826 | 2023-02-21 | 1142 E 14TH AVENUE, Vancouver, BC V5T 2P3 | Electrical Permit | Residential | Renovation - Dwelling Unit(s) only | Completed | Installation / Repair - Residential - Wiring of new 6.2kw Air Handling Unit Wiring of new 3kw Condenser Unit. MP-2022-00660 | Stephen Williams, Edin Tucic DBA Elysium Electric
NULL | NULL | 1142 E 14TH AVENUE, Vancouver, BC V5T 2P3 | Mechanical Permit | NULL | NULL | Draft | NULL | NULL
MP-2022-00660 | 2022-12-08 | 1142 E 14TH AVENUE, Vancouver, BC V5T 2P3 | Mechanical Permit | NULL | NULL | Completed | NULL | Truth Plumbing & HVAC Ltd
GP-2023-00646 | 2023-02-22 | 3037 E 16TH AVENUE, Vancouver, BC V5M 2M4 | Gas Permit | Residential | Renovation | Completed | Residential - Re & Re HWT Gas | Milani Plumbing Heating & Air Conditioning Ltd
PP-2023-00262 | 2023-01-25 | 2530 E 18TH AVENUE, Vancouver, BC V5M 2P5 | Plumbing Permit | Residential | New | Issued | Residential - Sumps | Bhullar Excavating and Demolition
PP-2023-00968 | 2023-03-22 | 2530 E 18TH AVENUE, Vancouver, BC V5M 2P5 | Plumbing Permit | Residential | New | Issued | Residential - Plumbing and heating >BP: To construct a 2 storey + basement one-family dwelling with a secondary suite located in the basement with 1 surface parking space, having vehicular access from the lane. Note: This is a 2 storey building pursuant to the Zoning and Development By-Law 1- Covenant registered at the Land Title Office under CA9867850 2- No strata titling permitted 3- Bar sink proposed in the main house basement 4- A/C unit proposed in the rear yard 5- Schedule B: Sharat Chande, P.Eng. (604-723-7534) Structural & Geotechnical & Guardrail 6- HPO: Residential Builder – Expert Roofing Ltd. 7- The entire building, INCLUDING THE ATTACHED GARAGE (if applicable), to be sprinklered to NFPA 13D. | United Mechanical Ltd
EP-2023-02666 | 2023-04-13 | 2530 E 18TH AVENUE, Vancouver, BC V5M 2P5 | Electrical Permit | Residential | New | Issued | Installation / Repair - Residential - Wire new build house and laneway 200 amp service with 3 gang meter *An approved mechanical permit is required for the installation of air conditioning or heat pump unit at the time of installation before an electrical inspection will be performed >BP: To construct a 2 storey + basement one-family dwelling with a secondary suite ($769,285.00) located in the basement with 1 surface parking space, having vehicular access from the lane. Note: This Building Permit will remain in a suspended status until the associated (green) Demolition Permit BP-2022-01835 is completed. Note: This is a 2 storey building pursuant to the Zoning and Development By-Law 1- Covenant registered at the Land Title Office under CA9867850 2- No strata titling permitted 3- Bar sink proposed in the main house basement 4- A/C unit proposed in the rear yard 5- Schedule B: Sharat Chande, P.Eng. (604-723-7534) Structural & Geotechnical & Guardrail 6- HPO: Residential Builder – Expert Roofing Ltd. 7- The entire building, INCLUDING THE ATTACHED GARAGE (if applicable), to be sprinklered to NFPA 13D. ******THIS PERMIT HAS BEEN ISSUED UNDER THE REQUIREMENTS OF VBBL #12511 (2019)****** | York Electrical Ltd
MP-2023-01004 | 2023-06-05 | 2530 E 18TH AVENUE, Vancouver, BC V5M 2P5 | Mechanical Permit | NULL | NULL | Issued | NULL | United Mechanical Ltd
EP-2022-06980 | 2022-08-18 | 2530 E 18TH AVENUE, Vancouver, BC V5M 2P5 | Electrical Permit | Residential | New | Expired | Temporary Power - Residential - To provide temporary power. | York Electrical Ltd
EP-2023-08248 | 2023-09-12 | 2530 E 18TH AVENUE, Vancouver, BC V5M 2P5 | Electrical Permit | Residential | New | Issued | Temporary Power - Residential - To provide temporary power. | York Electrical Ltd
GP-2023-02853 | 2023-09-29 | 2530 E 18TH AVENUE, Vancouver, BC V5M 2P5 | Gas Permit | Residential | New | Issued | Residential - Complete 1 boiler, 1 range & 1bbq Piping only for 3 fireplaces, 2bbq, 1 dryer & 3 patio heaters/fire pit 1 additional Patio Heater/Fire Pit >BP: To construct a 2 storey + basement one-family dwelling with a secondary suite ($769,285.00) located in the basement with 1 surface parking space, having vehicular access from the lane. ***Amendment - October 05, 2023- Added additional Patio Heater/Fire Pit** | Deep Gas Fitting Ltd.
EP-2023-09585 | 2023-11-03 | 2530 E 18TH AVENUE, Vancouver, BC V5M 2P5 | Electrical Permit | Residential | New | Issued | Installation / Repair - Residential - Security Alarm, Internet, Intercom, TV, Tel. >BP: To construct a 2 storey + basement one-family dwelling with a secondary suite ($769,285.00) located in the basement with 1 surface parking space, having vehicular access from the lane. | Covert Security Solutions Inc
SP-2023-01970 | 2023-10-25 | 2530 E 18TH AVENUE, Vancouver, BC V5M 2P5 | Sprinkler Permit | Residential | New | Issued | Residential - 1FD+SS - #1 &#2 - To Install 31 sprinkler heads >DB: To construct a 2 storey + basement one-family dwelling with a secondary suite ($769,285.00) located in the basement with 1 surface parking space, having vehicular access from the lane. Note: This Building Permit will remain in a suspended status until the associated (green) Demolition Permit BP-2022-01835 is completed. Note: This is a 2 storey building pursuant to the Zoning and Development By-Law 1- Covenant registered at the Land Title Office under CA9867850 2- No strata titling permitted 3- Bar sink proposed in the main house basement 4- A/C unit proposed in the rear yard 5- Schedule B: Sharat Chande, P.Eng. (604-723-7534) Structural & Geotechnical & Guardrail 6- HPO: Residential Builder – Expert Roofing Ltd. 7- The entire building, INCLUDING THE ATTACHED GARAGE (if applicable), to be sprinklered to NFPA 13D. Address Note: Building 1 #1-2530 E 18th Av - One Family Dwelling (1st - 3rd floor, north & west portion of basement) #2-2530 E 18th Av - Secondary Suite (south east portion of basement) Address and suite numbers assigned as per approved plans for Fire and Emergency response. The address number is to be posted on the building to be visible from the street and the suite numbers are to be posted at the suite entries in accordance with the Building By-law prior to final inspection. ******THIS PERMIT HAS BEEN ISSUED UNDER THE REQUIREMENTS OF VBBL #12511 (2019)****** | General Sprinkler Systems Ltd
GP-2022-04060 | 2022-12-19 | 2648 E 19TH AVENUE, Vancouver, BC V5M 2S4 | Gas Permit | Residential | Renovation | Completed | Residential - boiler re&re | Ferenc Nagy
EP-2022-08956 | 2022-10-21 | 2825 E 19TH AVENUE, Vancouver, BC V5M 2S6 | Electrical Permit | Residential | Renovation | Completed | Installation / Repair - Residential - Upgrade Main electrical service from 70amp to 200 amp | Worx Electrical Installations Ltd
EP-2022-03448 | 2022-04-29 | 285 E 1ST AVENUE, Vancouver, BC V5T 1A7 | Electrical Permit | Commercial | Addition | Completed | Installation / Repair - Commercial - Install 3 Addressable Manual Pull Stations, 2 - Buzzers, 1 - Zone Isolator in the Warehouse area, to an Existing Fire Alarm Panel. >BP: Interior alterations and to change the use from Wholesale Class-A to a Manufacturing use, (Brewery) (Group F2), to be used in conjunction with the existing Brewery use, (295 East 1st Avenue) in this existing commercial building. Scope of work includes new structural slab to support new holding tanks. Environmental Protection Notes: Owner of Red Truck Brewing is required to amend the existing Waste Discharge Permit to include this additional area of the operation. Permit Amendment #1- 2021-11-26- S.Le Refer to related DP-2020-00643 Interior alterations to combine four (4) units into one unit, to change the use from general office and wholesale to Manufacturing (Brewery) with ancillary office, and to demolish the mezzanine, in this existing two-storey Industrial building this site. | Roussos Electric Ltd
EP-2022-05421 | 2022-06-27 | 290 E 1ST AVENUE, Vancouver, BC V5T 1A6 | Electrical Permit | Commercial | New | Completed | Installation / Repair - Commercial - Installation of an alarm system | Telus Custom Security Systems Inc
EP-2022-05571 | 2022-06-30 | 290 E 1ST AVENUE, Vancouver, BC V5T 1A6 | Electrical Permit | Commercial | Tenant Improvement | Completed | Installation / Repair - Commercial - installation of cctv system | Telus Custom Security Systems Inc
EP-2022-05568 | 2022-07-06 | 290 E 1ST AVENUE, Vancouver, BC V5T 1A6 | Electrical Permit | Commercial | Addition | Completed | Installation / Repair - Commercial - Provide power to (3) walk in coolers Power to be brought from 3 separate panels in same tenant space -There will not be any structural work, the coolers are freestanding, and any cables will be exiting the building to the exterior through an existing penetration in the exterior wall that is currently covered with plywood. The entire basement area is wide open, no existing interior walls. The service will not be affected, it is currently a 200 amp service feeding the building. There are multiple panels throughout, we will be connecting to 3 separate panels, as each panel is fused at 60 amps (coolers draw roughly 25 amps each). Existing loads in building are mostly LED lights and plugs | Complete Power Systems Ltd
EP-2023-04966 | 2023-06-12 | 295 E 1ST AVENUE, Vancouver, BC V5T 1A7 | Electrical Permit | Commercial | NULL | Expired | Special Event - Provide Temporary Power for a 1 Night Concert Remove the Temporary set up after each 1 Day Concert Parking Lot of the Red Truck Brewery June 17 July 15 August 12 | Roussos Electric Ltd
EP-2023-07874 | 2023-08-30 | 304 E 1ST AVENUE, Vancouver, BC V5T 1A9 | Electrical Permit | Commercial | Renovation | Completed | Installation / Repair - Commercial - Safety Check. Check the existing installation of electrical equipment to ensure electrical safety. Inspected property after exterior fire. Fire department had power cut to property when a fire was set to out building in the alley behind this address. No fire or water was near any electrical loads. >Permit Amendment Sep 21, 2023 Document Review -"Adding declaration" *Document(s) uploaded to "Application Documents" tab for Electrical Inspector review. Documents are at pending status at time of permit amendment approval | Shawn P Greabeiel
SP-2023-02124 | 2023-11-30 | 336 E 1ST AVENUE, Vancouver, BC V5T 4R6 | Sprinkler Permit | Commercial | Renovation | Issued | Commercial - Add, relocate and delete a sprinkler head *****This application does not include any of the following: 1. Not more than 20 sprinklers (add, relocate, or remove), 2. hydraulic calculations, 3. change in occupancy and /or hazard classification, 4. warehouse storage arrangements, 5. mobile compact storage arrangements, 6. alternative solutions, 7. changes to the sprinkler system supply piping (e.g. valves, mains, cross-mains, branch-lines, etc.), or 8. flexible sprinkler pipe. | 0777792 BC Ltd
EP-2022-02862 | 2022-04-11 | 375 E 1ST AVENUE, Vancouver, BC V5T 1A7 | Electrical Permit | Commercial | New | Expired | Temporary Power - Commercial - Temporary Power Pole -renewal of: EP-2021-02777 -valid: April 2, 2022 - April 1, 2023 | BUSY BOYS ELECTRICAL LTD
EP-2023-08441 | 2023-09-25 | 408 E 20TH AVENUE, Vancouver, BC V5V 1M5 | Electrical Permit | Residential | Tenant Improvement | Issued | Installation / Repair - Residential - Disconnection of main house and connection to new 200 Amp service. | Hayat Electrical Ltd
MP-2023-01838 | 2023-10-17 | 408 E 20TH AVENUE, Vancouver, BC V5V 1M5 | Mechanical Permit | NULL | NULL | Issued | NULL | DAYLIGHT HEATING AND AIR CONDITIONING LTD
EP-2023-05361 | 2023-06-15 | 408 E 20TH AVENUE, Vancouver, BC V5V 1M5 | Electrical Permit | Residential | New | Issued | Temporary Power - Residential - To provide temporary power. | Hayat Electrical Ltd
EP-2022-03017 | 2022-05-31 | 421 E 20TH AVENUE, Vancouver, BC V5V 1M6 | Electrical Permit | Residential | Tenant Improvement | Completed | Installation / Repair - Residential - adding 3 smoke detectors in bedrooms of suite (CF-2022-000248) | AJ's Electrical Contractors LTD
MP-2022-00094 | 2022-08-11 | 426 E 20TH AVENUE, Vancouver, BC V5V 1M5 | Mechanical Permit | NULL | NULL | Completed | NULL | 0994152 BC Ltd
GP-2022-02192 | 2022-07-27 | 426 E 20TH AVENUE, Vancouver, BC V5V 1M5 | Gas Permit | Residential | Tenant Improvement | Completed | Residential - RE N RE - Decommissioning gas furnace | 0994152 BC Ltd
EP-2022-06714 | 2022-08-11 | 426 E 20TH AVENUE, Vancouver, BC V5V 1M5 | Electrical Permit | Residential | Tenant Improvement | Completed | Installation / Repair - Residential - Electrical to heat pump unit | 0994152 BC Ltd
EP-2023-08864 | 2023-10-03 | 430 E 20TH AVENUE, Vancouver, BC V5V 1M5 | Electrical Permit | Residential | New | Issued | Installation / Repair - Residential - Upgrade service to 200 amps, service to be installed on private pole, install new service panel in garage. Junction existing 100amp panel feed to the house supplied by the new panel. | Balsam Electric Ltd
NULL | NULL | 435 E 20TH AVENUE, Vancouver, BC V5V 1M6 | Mechanical Permit | NULL | NULL | Draft | NULL | JJ&A Mechanical LTD
SP-2022-00268 | 2022-03-01 | 482 E 20TH AVENUE, Vancouver, BC V5V 1M5 | Sprinkler Permit | Residential | New | Completed | Residential - 2FD - FRONT UNIT - 482 E 20TH AV BACK UNIT - 480 E 20TH AV new home To construct a 2 storey two-family dwelling with a detached accessory building (garage) and 1 open parking at the rear providing 2 parking spaces, having vehicular access from the lane. 8. No A/C Unit proposed 9. A/C proposed – Exterior component located in South, Interior component located in Second floor | SBMS Construction Ltd
GP-2022-00699 | 2022-03-04 | 482 E 20TH AVENUE, Vancouver, BC V5V 1M5 | Gas Permit | Residential | New | Completed | Residential - 2FD - FRONT - 482 E 20TH AV BACK - 480 E 20TH AV To install 2 boiler 2 range 2 fireplaces 3 bbq and 1 heater There is piping for 2 fireplaces heater 1 bbq 482 e20 has boiler range fireplaces bbq and heater 480 e 20 has boiler range fireplaces and 2 bbq To construct a 2 storey two-family dwelling with a detached accessory building (garage) and 1 open parking at the rear providing 2 parking spaces, having vehicular access from the lane. 8. No A/C Unit proposed 9. A/C proposed – Exterior component located in South, Interior component located in Second floor | JOT MECHANICAL LTD
SP-2022-00418 | 2022-03-23 | 482 E 20TH AVENUE, Vancouver, BC V5V 1M5 | Sprinkler Permit | Residential | New | Cancelled | Residential - new home To construct a 2 storey two-family dwelling with a detached accessory building (garage) and 1 open parking at the rear providing 2 parking spaces, having vehicular access from the lane. 8. No A/C Unit proposed 9. A/C proposed – Exterior component located in South, Interior component located in Second floor 10. Schedule B: (Jason Hui) P.Eng (778.319.3403) Structural & Geotechnical 11. HPO: Residential Builder- Bluestone Ventures Ltd. | SBMS Construction Ltd
GP-2022-00876 | 2022-03-22 | 482 E 20TH AVENUE, Vancouver, BC V5V 1M5 | Gas Permit | Residential | New | Completed | Residential - Venting & Hookup only To construct a 2 storey two-family dwelling with a detached accessory building (garage) and 1 open parking at the rear providing 2 parking spaces, having vehicular access from the lane. 8. No A/C Unit proposed 9. A/C proposed – Exterior component located in South, Interior component located in Second floor 10. Schedule B: (Jason Hui) P.Eng (778.319.3403) Structural & Geotechnical 11. HPO: Residential Builder- Bluestone Ventures Ltd. | REAL LIGHTING & FIREPLACES LTD
EP-2022-02073 | 2022-03-15 | 482 E 20TH AVENUE, Vancouver, BC V5V 1M5 | Electrical Permit | Residential | New | Completed | Installation / Repair - Residential - Rough wiring of low Voltage of security alarm, tv, tel and completion of security alarm >BP: To construct a 2 storey two-family dwelling ($705,425) with a detached accessory building (garage) and 1 open parking at the rear providing 2 parking spaces, having vehicular access from the lane. 8. No A/C Unit proposed 9. A/C proposed – Exterior component located in South, Interior component located in Second floor 10. Schedule B: (Jason Hui) P.Eng (778.319.3403) Structural & Geotechnical 11. HPO: Residential Builder- Bluestone Ventures Ltd. Note: This is a 2 storey building pursuant to the Zoning and Development By-Law Address Information: Principle Dwelling #1: 482 E 20 Ave Principle Dwelling #2: 480 E 20 Ave Addresses have been assigned per the approved plans, access to the rear unit is from the North side. This access must be provided & maintained at all times and the building addresses posted to be visible from the street in accordance with the Building By-law. **THIS PERMIT HAS BEEN ISSUED UNDER THE REQUIREMENTS OF VBBL #12511 (2019) ** ****ALL PROJECT COORDINATOR NOTES HAS BEEN ACCEPTED BY THE APPLICANT**** | Supersonic Security System Inc.
EP-2022-09147 | 2022-10-27 | 1809 E 15TH AVENUE, Vancouver, BC V5N 2G2 | Electrical Permit | Residential | New | Expired | Temporary Power - Residential - TEMPORARY POWER POLE VALID: OCT 26/2022 TO OCT 25/2023 To provide temporary power. | Universal Electrical Services Ltd
PP-2022-04502 | 2022-12-19 | 1809 E 15TH AVENUE, Vancouver, BC V5N 2G2 | Plumbing Permit | Residential | New | Issued | Residential - one sump , no pump Jan 24/23 AMEND one sump with pump | Mainline Excavation Ltd
EP-2023-04460 | 2023-06-13 | 1809 E 15TH AVENUE, Vancouver, BC V5N 2G2 | Electrical Permit | Residential | New | Issued | Installation / Repair - Residential - Duplex house wiring and finishing HP MOP: 35A as per manuf specs provided *An approved mechanical permit is required for the installation of air conditioning or heat pump unit at the time of installation before an electrical inspection will be performed >BP: To construct a two-storey two-family dwelling ($795,967.50) with a detached accessory building (garage) at the rear providing 2 parking spaces, plus 1 open parking pad, having vehicular access from the lane. Note: This is a 2.5 storey building pursuant to the Zoning and Development By-Law 1. A/C units proposed in rear yard and second floor 2. Bar sinks NOT proposed 3. Schedule B: Md. Shahidul Alam P.Eng. (604)-653-7475 Structural & Geotechnical 4. HPO: Residential Builder - Master Craftsman Construction Ltd. | Universal Electrical Services Ltd
GP-2023-01947 | 2023-06-28 | 1809 E 15TH AVENUE, Vancouver, BC V5N 2G2 | Gas Permit | Residential | New | Issued | Residential - 2 Fireplaces Venting and hook up only >BP: To construct a two-storey two-family dwelling | ORAY FIREPLACES LTD
GP-2023-02049 | 2023-07-11 | 1809 E 15TH AVENUE, Vancouver, BC V5N 2G2 | Gas Permit | Residential | New | Issued | Residential - Install ranges and BBQs >BP: To construct a two-storey two-family dwelling ($795,967.50) with a detached accessory building (garage) at the rear providing 2 parking spaces, plus 1 open parking pad, having vehicular access from the lane | RAHELU PLUMBING & HEATING LTD.
SP-2023-00549 | 2023-03-31 | 1809 E 15TH AVENUE, Vancouver, BC V5N 2G2 | Sprinkler Permit | Residential | New | Issued | Residential - Install Sprinkler Heads >BP: To construct a two-storey two-family dwelling with a detached accessory building (garage) at the rear providing 2 parking spaces, plus 1 open parking pad, having vehicular access from the lane Note: This is a 2.5 storey building pursuant to the Zoning and Development By-Law 1. A/C units proposed in rear yard and second floor 2. Bar sinks NOT proposed 3. Schedule B: Md. Shahidul Alam P.Eng. (604)-653-7475 Structural & Geotechnical 4. HPO: Residential Builder - Master Craftsman Construction Ltd. | RAHELU PLUMBING & HEATING LTD.
MP-2023-00567 | 2023-04-03 | 1809 E 15TH AVENUE, Vancouver, BC V5N 2G2 | Mechanical Permit | NULL | NULL | Issued | NULL | RAHELU PLUMBING & HEATING LTD.
PP-2023-01081 | 2023-03-28 | 1809 E 15TH AVENUE, Vancouver, BC V5N 2G2 | Plumbing Permit | Residential | New | Issued | Residential - Plumbing Works >BP: To construct a two-storey two-family dwelling with a detached accessory building (garage) at the rear providing 2 parking spaces, plus 1 open parking pad, having vehicular access from the lane. Note: This is a 2.5 storey building pursuant to the Zoning and Development By-Law 1. A/C units proposed in rear yard and second floor 2. Bar sinks NOT proposed 3. Schedule B: Md. Shahidul Alam P.Eng. (604)-653-7475 Structural & Geotechnical 4. HPO: Residential Builder - Master Craftsman Construction Ltd. | RAHELU PLUMBING & HEATING LTD.
MP-2023-00675 | 2023-04-21 | 1809 E 15TH AVENUE, Vancouver, BC V5N 2G2 | Mechanical Permit | NULL | NULL | Issued | NULL | RAHELU PLUMBING & HEATING LTD.
MP-2023-00674 | 2023-04-21 | 1809 E 15TH AVENUE, Vancouver, BC V5N 2G2 | Mechanical Permit | NULL | NULL | Issued | NULL | RAHELU PLUMBING & HEATING LTD.
GP-2022-02140 | 2022-07-22 | 1829 E 15TH AVENUE, Vancouver, BC V5N 2G2 | Gas Permit | Residential | New | Completed | Residential - 2FD - FRONT - 1829 E 15TH AV BACK - 1831 E 15TH AV To install 2 gas fireplace This is duplex house each has 1 fireplace To construct a two-storey two-family dwelling ($770,737.50), with a detached accessory building (garage) and one open parking pad at the rear providing 3 parking spaces, having vehicular access from the lane. Note: This Building Permit will remain in a suspended status until the associated (green) Demolition Permit BP-2021-01169 is completed. Note: This is a 2.5 storey building pursuant to the Zoning and Development By-Law 1. A/C units proposed in the rear yard 2. No bar sinks proposed | JOT MECHANICAL LTD
PP-2022-00769 | 2022-03-07 | 1829 E 15TH AVENUE, Vancouver, BC V5N 2G2 | Plumbing Permit | Residential | New | Completed | Residential - 2FD - FRONT UNIT - 1829 E 15TH AV BACK UNIT - 1831 E 15TH AV New duplex home To construct a two-storey two-family dwelling, with a detached accessory building (garage) and one open parking pad at the rear providing 3 parking spaces, having vehicular access from the lane. Note: This is a 2.5 storey building pursuant to the Zoning and Development By-Law 1. A/C units proposed in the rear yard 2. No bar sinks proposed | RISER PLUMBING & HEATING LTD
SP-2022-00599 | 2022-04-25 | 1829 E 15TH AVENUE, Vancouver, BC V5N 2G2 | Sprinkler Permit | Residential | New | Completed | Residential - New sprinkler system To construct a two-storey two-family dwelling , with a detached accessory building (garage) and one open parking pad at the rear providing 3 parking spaces, having vehicular access from the lane. Note: This is a 2.5 storey building pursuant to the Zoning and Development By-Law 1. A/C units proposed in the rear yard 2. No bar sinks proposed 3. Schedule B: X L Chen P Eng (778-235-5447) Structural & Geotechnical 4. HPO: Residential Builder - Stonewood Holdings Ltd. | Haven Fire Protection Ltd
EP-2022-03595 | 2022-05-09 | 1829 E 15TH AVENUE, Vancouver, BC V5N 2G2 | Electrical Permit | Residential | New | Completed | Installation / Repair - Residential - 2FD - FRONT UNIT - 1829 E 15TH AV BACK UNIT - 1831 E 15TH AV New duplex house Main services:200amp Volt :120/240 Phase:single phase 3 wire Panel each unit :125 To construct a two-storey two-family dwelling with a detached accessory building (garage) and one open parking pad at the rear providing 3 parking spaces, having vehicular access from the lane. Note: This Building Permit will remain in a suspended status until the associated (green) Demolition Permit BP-2021-01169 is completed. Note: This is a 2.5 storey building pursuant to the Zoning and Development By-Law 1. A/C units proposed in the rear yard 2. No bar sinks proposed | Samreet Electrical Services Ltd
GP-2022-01460 | 2022-06-17 | 1829 E 15TH AVENUE, Vancouver, BC V5N 2G2 | Gas Permit | Residential | New | Completed | Residential - All black iron piping includes fittings. Natural gas with 2 PSIG pressure. Boiler vent system 636 with orange glue.one boiler and 1 kitchen. Piping only for kitchen. Complete installation for boiler >BP: To construct a two-storey two-family dwelling ($770,737.50), with a detached accessory building (garage) and one open parking pad at the rear providing 3 parking spaces, having vehicular access from the lane. Note: This is a 2.5 storey building pursuant to the Zoning and Development By-Law 1. A/C units proposed in the rear yard 2. No bar sinks proposed 3. Schedule B: X L Chen P Eng (778-235-5447) Structural & Geotechnical 4. HPO: Residential Builder - Stonewood Holdings Ltd. >>>>>>> Amend: June 20th -to add one more boiler for the other duplex @ 199,000 Amend: May 12th, 2023 Complete installation for both kitchen ranges (77000 btu each ) | POLLY MECHANICAL LTD
EP-2022-04978 | 2022-06-14 | 1829 E 15TH AVENUE, Vancouver, BC V5N 2G2 | Electrical Permit | Residential | New | Completed | Installation / Repair - Residential - tv,telephone,alarm prewire and complete >BP: To construct a two-storey two-family dwelling ($770,737.50), with a detached accessory building (garage) and one open parking pad at the rear providing 3 parking spaces, having vehicular access from the lane. Note: This Building Permit will remain in a suspended status until the associated (green) Demolition Permit BP-2021-01169 is completed. Note: This is a 2.5 storey building pursuant to the Zoning and Development By-Law 1. A/C units proposed in the rear yard 2. No bar sinks proposed 3. Schedule B: X L Chen P Eng (778-235-5447) Structural & Geotechnical 4. HPO: Residential Builder - Stonewood Holdings Ltd. Address Note: Addresses have been assigned per the approved plans, access to the rear unit is from the east side. This access must be provided & maintained at all times and the building addresses posted to be visible from the street in accordance with the Building By-law. ******THIS PERMIT HAS BEEN ISSUED UNDER THE REQUIREMENTS OF VBBL #12511 (2019)****** | Tvisha Technologies Ltd
NULL | NULL | 1829 E 15TH AVENUE, Vancouver, BC V5N 2G2 | Gas Permit | Residential | New | Draft | Residential - ALL BLACK IRON PIPING INCLOUDE FITTINGS.2PSIG NATURAL GAS LINE.BOILER VENT IS CENTRAL THERMO.PIPING ONLY FOR 1RANGE AND 1 FIREPLACE | POLLY MECHANICAL LTD
PP-2022-01604 | 2022-05-11 | 1835 E 15TH AVENUE, Vancouver, BC V5N 2G2 | Plumbing Permit | Residential | New | Completed | Residential - sump >BP: To construct a two-storey two-family dwelling with two secondary suites ($770,750) located in the basement, with a detached accessory building (garage) at the rear providing 2 parking spaces, having vehicular access from the lane. Note: This Building Permit will remain in a suspended status until the associated (green) Demolition Permit BP-2021-01501 is completed. Note: This is a 2.5 storey building pursuant to the Zoning and Development By-Law 1. A/C units proposed in the rear yard 2. No bar sinks proposed 3. Schedule B: XUE LI CHEN (778-235-5447) Structural & Geotechnical 4. HPO: Residential Builder - Nayyar Developments Ltd. Address Note: Address numbers assigned as per approved plans for Fire and Emergency response. The address numbers are to be posted to the building to be visible from the street and in accordance with the Building By-law prior to final inspection. ******THIS PERMIT HAS BEEN ISSUED UNDER THE REQUIREMENTS OF VBBL #12511 (2019)****** | Exalt Earth Works Ltd
SP-2022-01280 | 2022-08-11 | 1835 E 15TH AVENUE, Vancouver, BC V5N 2G2 | Sprinkler Permit | Residential | New | Completed | Residential - new sprinkler system >To construct a two-storey two-family dwelling with two secondary suites ($770,750) located in the basement, with a detached accessory building (garage) at the rear providing 2 parking spaces, having vehicular access from the lane. Note: This is a 2.5 storey building pursuant to the Zoning and Development By-Law 1. A/C units proposed in the rear yard 2. No bar sinks proposed 3. Schedule B: XUE LI CHEN (778-235-5447) Structural & Geotechnical 4. HPO: Residential Builder - Nayyar Developments Ltd. Address Note: Address numbers assigned as per approved plans for Fire and Emergency response. The address numbers are to be posted to the building to be visible from the street and in accordance with the Building By-law prior to final inspection. ******THIS PERMIT HAS BEEN ISSUED UNDER THE REQUIREMENTS OF VBBL #12511 (2019)****** | Haven Fire Protection Ltd
PP-2022-02198 | 2022-06-22 | 1835 E 15TH AVENUE, Vancouver, BC V5N 2G2 | Plumbing Permit | Residential | New | Completed | Residential - New duplex >To construct a two-storey two-family dwelling with two secondary suites ($770,750) located in the basement, with a detached accessory building (garage) at the rear providing 2 parking spaces, having vehicular access from the lane. Note: This Building Permit will remain in a suspended status until the associated (green) Demolition Permit BP-2021-01501 is completed. Note: This is a 2.5 storey building pursuant to the Zoning and Development By-Law 1. A/C units proposed in the rear yard 2. No bar sinks proposed 3. Schedule B: XUE LI CHEN (778-235-5447) Structural & Geotechnical 4. HPO: Residential Builder - Nayyar Developments Ltd. Address Note: Address numbers assigned as per approved plans for Fire and Emergency response. The address numbers are to be posted to the building to be visible from the street and in accordance with the Building By-law prior to final inspection. ******THIS PERMIT HAS BEEN ISSUED UNDER THE REQUIREMENTS OF VBBL #12511 (2019)****** | RISER PLUMBING & HEATING LTD
EP-2022-06884 | 2022-08-16 | 1835 E 15TH AVENUE, Vancouver, BC V5N 2G2 | Electrical Permit | Residential | New | Completed | Installation / Repair - Residential - Tv,telephone , alarm prewire and complete >BP: To construct a two-storey two-family dwelling with two secondary suites ($770,750) located in the basement, with a detached accessory building (garage) at the rear providing 2 parking spaces, having vehicular access from the lane. Note: This Building Permit will remain in a suspended status until the associated (green) Demolition Permit BP-2021-01501 is completed. Note: This is a 2.5 storey building pursuant to the Zoning and Development By-Law 1. A/C units proposed in the rear yard 2. No bar sinks proposed 3. Schedule B: XUE LI CHEN (778-235-5447) Structural & Geotechnical 4. HPO: Residential Builder - Nayyar Developments Ltd. Address Note: Address numbers assigned as per approved plans for Fire and Emergency response. The address numbers are to be posted to the building to be visible from the street and in accordance with the Building By-law prior to final inspection. ******THIS PERMIT HAS BEEN ISSUED UNDER THE REQUIREMENTS OF VBBL #12511 (2019)****** | Tvisha Technologies Ltd
EP-2022-06887 | 2022-08-17 | 1835 E 15TH AVENUE, Vancouver, BC V5N 2G2 | Electrical Permit | Residential | New | Completed | Installation / Repair - Residential - New duplex house Main consumer's service: 200 amp Volt:120/240 phase:single phase 3 wires each unit Main service: 125A >BP: To construct a two-storey two-family dwelling with two secondary suites ($770,750) located in the basement, with a detached accessory building (garage) at the rear providing 2 parking spaces, having vehicular access from the lane. Note: This is a 2.5 storey building pursuant to the Zoning and Development By-Law 1. A/C units proposed in the rear yard 2. No bar sinks proposed 3. Schedule B: XUE LI CHEN (778-235-5447) Structural & Geotechnical 4. HPO: Residential Builder - Nayyar Developments Ltd. Address Note: Address numbers assigned as per approved plans for Fire and Emergency response. The address numbers are to be posted to the building to be visible from the street and in accordance with the Building By-law prior to final inspection. ******THIS PERMIT HAS BEEN ISSUED UNDER THE REQUIREMENTS OF VBBL #12511 (2019)****** | Samreet Electrical Services Ltd
EP-2022-09333 | 2022-11-02 | 2522 E 15TH AVENUE, Vancouver, BC V5M 2K1 | Electrical Permit | Residential | New | Expired | Temporary Power - Residential - To provide temporary power. | E G ELECTRICAL LTD.
PP-2023-01344 | 2023-04-18 | 2522 E 15TH AVENUE, Vancouver, BC V5M 2K1 | Plumbing Permit | Residential | New | Issued | Residential - 2FD - two out side sumps with out pump | JVT EXCAVATING & DEMOLITION LTD
PP-2023-02211 | 2023-06-22 | 2522 E 15TH AVENUE, Vancouver, BC V5M 2K1 | Plumbing Permit | Residential | New | Issued | Residential - 2FD - FRONT - 2522 E 15TH AV - #1 BACK - 2522 E 15TH AV - #2 NEW DUPLEX >DB: To construct a 2.5 storey two-family dwelling with a detached accessory building (garage) and 1 open parking at the rear providing a total of 3 parking spaces, having vehicular access from the lane. 1. A/C proposed – Exterior component located in rear yard, Interior component located in second floor closets 2. Bar sink not prposed. ***This permit is issued under the VBBL 2019, with updated energy requirements as per bylaw # 12997 effective Jan 01, 2022.*** | One Stop Mechanical Ltd
SP-2023-01447 | 2023-08-08 | 2522 E 15TH AVENUE, Vancouver, BC V5M 2K1 | Sprinkler Permit | Residential | New | Issued | Residential - install 33 sprinkler heads for new construction -The entire building to be sprinklered to 2 x NFPA 13D >BP: To construct a 2.5 storey two-family dwelling ($840,000) with a detached accessory building (garage) and 1 open parking at the rear providing a total of 3 parking spaces, having vehicular access from the lane. 1. A/C proposed – Exterior component located in rear yard, Interior component located in second floor closets 2. Bar sink not prposed. 3. Schedule B: (Yatendra Kumar Sharma) P.Eng (778-863-7076) Structural + Geotechnical 4. HPO: Residential Builder- (Encore Collection Ltd.) Note: This is a 2.5 storey building pursuant to the Zoning and Development By-Law ***This permit is issued under the VBBL 2019, with updated energy requirements as per bylaw # 12997 effective Jan 01, 2022.*** | Preet Plumbing Heating And Sprinkle Ltd
EP-2023-07290 | 2023-10-30 | 2522 E 15TH AVENUE, Vancouver, BC V5M 2K1 | Electrical Permit | Residential | New | Issued | Installation / Repair - Residential - ¦ 2FD- 200A ¦ New electrical rough wiring and finishing *An approved mechanical permit is required for the installation of air conditioning or heat pump unit at the time of installation before an electrical inspection will be performed >BP: To construct a 2.5 storey two-family dwelling ($840,000) with a detached accessory building (garage) and 1 open parking at the rear providing a total of 3 parking spaces, having vehicular access from the lane. 1. A/C proposed – Exterior component located in rear yard, Interior component located in second floor closets 2. Bar sink not prposed. 3. Schedule B: (Yatendra Kumar Sharma) P.Eng (778-863-7076) Structural + Geotechnical 4. HPO: Residential Builder- (Encore Collection Ltd.) Note: This is a 2.5 storey building pursuant to the Zoning and Development By-Law ***This permit is issued under the VBBL 2019, with updated energy requirements as per bylaw # 12997 effective Jan 01, 2022.*** | E G ELECTRICAL LTD.
EP-2023-08803 | 2023-09-29 | 2522 E 15TH AVENUE, Vancouver, BC V5M 2K1 | Electrical Permit | Residential | New | Issued | Installation / Repair - Residential - Security Alarm, Internet, Intercom, CCTV, TV, Tel. >BP: To construct a 2.5 storey two-family dwelling ($840,000) with a detached accessory building (garage) and 1 open parking at the rear providing a total of 3 parking spaces, having vehicular access from the lane. 1. A/C proposed – Exterior component located in rear yard, Interior component located in second floor closets 2. Bar sink not prposed. 3. Schedule B: (Yatendra Kumar Sharma) P.Eng (778-863-7076) Structural + Geotechnical 4. HPO: Residential Builder- (Encore Collection Ltd.) Note: This is a 2.5 storey building pursuant to the Zoning and Development By-Law | Covert Security Solutions Inc
GP-2023-02789 | 2023-09-25 | 2522 E 15TH AVENUE, Vancouver, BC V5M 2K1 | Gas Permit | Residential | New | Issued | Residential - 1 Ranges, 2 BBQ's & 2 Dryers >BP: To construct a 2.5 storey two-family dwelling ($840,000) with a detached accessory building (garage) and 1 open parking at the rear providing a total of 3 parking spaces, having vehicular access from the lane. | One Stop Mechanical Ltd
EP-2023-10770 | 2023-11-29 | 2522 E 15TH AVENUE, Vancouver, BC V5M 2K1 | Electrical Permit | Residential | New | Issued | Temporary Power - Residential - To provide temporary power. | E G ELECTRICAL LTD.
MP-2023-02224 | 2023-12-13 | 2522 E 15TH AVENUE, Vancouver, BC V5M 2K1 | Mechanical Permit | NULL | NULL | Issued | NULL | Power Cool Electrical & Refrigeration Mech Ltd
EP-2023-03962 | 2023-05-08 | 2523 E 15TH AVENUE, Vancouver, BC V5M 2J9 | Electrical Permit | Residential | New | Issued | Installation / Repair - Residential - TV, Intercom, CCTV, Vacuum, Tel., Security Alarm, Internet. >BP: To construct a 2 storey + basement one-family dwelling with a secondary suite ($839,950) located in the basement with a detached accessory building (laneway house), at the rear providing 2 parking spaces, having vehicular access from the lane. | Covert Security Solutions Inc
GP-2023-01863 | 2023-06-19 | 2523 E 15TH AVENUE, Vancouver, BC V5M 2J9 | Gas Permit | Residential | New | Issued | Residential - 2 fireplaces >BP: To construct a 2 storey + basement one-family dwelling with a secondary suite | Canadian Fireplace Ltd
SP-2023-01029 | 2023-06-26 | 2523 E 15TH AVENUE, Vancouver, BC V5M 2J9 | Sprinkler Permit | Residential | New | Issued | Residential - To Install 27 sprinkler heads. >BP: To construct a 2 storey + basement one-family dwelling with a secondary suite located in the basement with a detached accessory building (laneway house), at the rear providing 2 parking spaces, having vehicular access from the lane. Note: This is a 2 storey building pursuant to the Zoning and Development By-Law 1- Covenant registered at the Land Title Office under CA987656 2- No strata titling permitted 3- Bar sink proposed 4- A/C unit proposed 5- Schedule B: JASON HUI P Eng (778-319-3403) Structural & Geotechnical 6- HPO: Residential Builder – Expert Roofing Ltd #43617 7- Entire Building to have NFPA 13-D | General Sprinkler Systems Ltd
GP-2023-02012 | 2023-07-06 | 2523 E 15TH AVENUE, Vancouver, BC V5M 2J9 | Gas Permit | Residential | New | Issued | Residential - 1 boiler, 1 range top and piping only for 2 fireplaces, bbq. >BP: To construct a 2 storey + basement one-family dwelling with a secondary suite | Deep Gas Fitting Ltd.
PP-2023-00537 | 2023-02-15 | 2523 E 15TH AVENUE, Vancouver, BC V5M 2J9 | Plumbing Permit | Residential | New | Issued | Residential - We doing dwv rough in Feb 15/23 AMEND DB-2022-000122 - Main House ( building permit) >BP: To construct a 2 storey + basement one-family dwelling with a secondary suite located in the basement with a detached accessory building (laneway house), at the rear providing 2 parking spaces, having vehicular access from the lane. Note: This is a 2 storey building pursuant to the Zoning and Development By-Law 1- Covenant registered at the Land Title Office under CA987656 2- No strata titling permitted 3- Bar sink proposed 4- A/C unit proposed 5- Schedule B: JASON HUI P Eng (778-319-3403) Structural & Geotechnical 6- HPO: Residential Builder – Expert Roofing Ltd #43617 7- Entire Building to have NFPA 13-D | United Mechanical Ltd
MP-2023-00325 | 2023-03-09 | 2523 E 15TH AVENUE, Vancouver, BC V5M 2J9 | Mechanical Permit | NULL | NULL | Issued | NULL | United Mechanical Ltd
EP-2022-09662 | 2022-11-15 | 2523 E 15TH AVENUE, Vancouver, BC V5M 2J9 | Electrical Permit | Residential | Renovation | Issued | Installation / Repair - Residential - wire new build house >>BP: To construct a 2 storey + basement one-family dwelling with a secondary suite ($839,950) located in the basement with a detached accessory building (laneway house), at the rear providing 2 parking spaces, having vehicular access from the lane. Note: This is a 2 storey building pursuant to the Zoning and Development By-Law 1- Covenant registered at the Land Title Office under CA987656 2- No strata titling permitted 3- Bar sink proposed 4- A/C unit proposed 5- Schedule B: JASON HUI P Eng (778-319-3403) Structural & Geotechnical 6- HPO: Residential Builder – Expert Roofing Ltd #43617 7- Entire Building to have NFPA 13-D ****ALL PROJECT COORDINATOR NOTES HAS BEEN ACCEPTED BY THE APPLICANT**** ******THIS PERMIT HAS BEEN ISSUED UNDER THE REQUIREMENTS OF VBBL #12511 (2019)****** Amend: Aug 10, 2023 amend main house service to 125 Amps | York Electrical Ltd
PP-2022-04403 | 2022-12-12 | 2523 E 15TH AVENUE, Vancouver, BC V5M 2J9 | Plumbing Permit | Residential | New | Issued | Residential - two sumps without pump two sumps outside pump NOTE: Engineering Assurance letter will be submitted to the Plumbing Inspector on the site. Letter shall conform to the requirements of Vancouver Bulletin 2000-008-EL/PL. | Bhullar Excavating and Demolition
EP-2022-07538 | 2022-09-07 | 2523 E 15TH AVENUE, Vancouver, BC V5M 2J9 | Electrical Permit | Residential | New | Expired | Temporary Power - Residential - To provide temporary power. | York Electrical Ltd
GP-2023-00927 | 2023-03-15 | 2536 E 15TH AVENUE, Vancouver, BC V5M 2K1 | Gas Permit | Residential | Tenant Improvement | Completed | Residential - Re and Re the furnace | Moore & Russell Heating Ltd
NULL | NULL | 2553 E 15TH AVENUE, Vancouver, BC V5M 2J9 | Gas Permit | Residential | NULL | Draft | Residential - Replacement water heater | Arrow Kirk Heating Co Ltd
EP-2023-10472 | 2023-11-21 | 2564 E 15TH AVENUE, Vancouver, BC V5M 2K1 | Electrical Permit | Residential | New | Issued | Temporary Power - Residential - To provide temporary power. NOTE: Work authorized by this permit is for placement of a temporary power pole only and does not authorize any site construction and/or excavation. A separate Building Permit will be required prior to commencement of any other work on this site. | Night & Day Electric Ltd
GP-2022-02144 | 2022-07-21 | 2565 E 15TH AVENUE, Vancouver, BC V5M 2J9 | Gas Permit | Residential | Renovation - Dwelling Unit(s) only | Completed | Residential - Boiler and Tankless Replacement | General Heating Ltd
EP-2023-07350 | 2023-08-14 | 2590 E 15TH AVENUE, Vancouver, BC V5M 2K1 | Electrical Permit | Residential | Tenant Improvement | Issued | Installation / Repair - Residential - Upgrade existing service to a 200A service. Install a new 200A panel in garage. Replace sub panel in basement >Permit Amendment Nov 21, 2023 -Add branch circuitry in garage -For new kiln and klln vent. -For receptacles and switches. -Installed new lights in garage. -Shifted EV charger to exterior wall of garage. -Shifted switch to next stud in basement bedroom. | RVS Electrical Ltd
MP-2022-00601 | 2022-11-23 | 2718 E 15TH AVENUE, Vancouver, BC V5M 2K3 | Mechanical Permit | NULL | NULL | Completed | NULL | Moore And Russell Heating And Air Conditioning Ltd
EP-2022-09908 | 2022-11-23 | 2718 E 15TH AVENUE, Vancouver, BC V5M 2K3 | Electrical Permit | Residential | Tenant Improvement | Completed | Installation / Repair - Residential - MP-2022-00601 Service upgrade to 200amps first; Electrical installation of HP done after that. No building permit required Mechanical permit to be obtained Existing service existing: 100amps; | Moore And Russell Heating And Air Conditioning Ltd
GP-2023-03165 | 2023-10-20 | 1172 E 14TH AVENUE, Vancouver, BC V5T 2P3 | Gas Permit | Residential | Renovation | Completed | Residential - RE&RE tankless water heater | Milani Plumbing Heating & Air Conditioning Ltd
GP-2023-04251 | 2023-12-31 | 1222 E 14TH AVENUE, Vancouver, BC V5T 2P3 | Gas Permit | Residential | Renovation | Issued | Residential - re/re of hwt with tankless water heater | 1236318 BC Ltd DBA Aquatech Vancouver
GP-2022-01920 | 2022-06-27 | 1227 E 14TH AVENUE, Vancouver, BC V5T 2P2 | Gas Permit | Residential | New | Completed | Residential - gas piping roughin & finishing To construct a two-storey two-family dwelling , with a detached accessory building (garage) at the rear providing 2 parking spaces, having vehicular access from the lane. Note: This is a 2 storey building pursuant to the Zoning and Development By-Law 1. A/C units proposed in the rear yard 2. Schedule B: Makhan S. Dhillon, P.Eng (604-537-6271) Structural & Geotechnical 3. HPO: Residential Builder - Cedar Van Homes Inc. | FAST ROUTE PLUMBING & REFRIGERATION MECHANICAL LTD
EP-2022-05607 | 2022-07-07 | 1227 E 14TH AVENUE, Vancouver, BC V5T 2P2 | Electrical Permit | Residential | New | Completed | Installation / Repair - Residential - Complete prewiring and finishing. Main service-200 amp Unit 1227 meter-100 amp Unit 1229 meter-100 amp >BP: To construct a two-storey two-family dwelling ($763,000.00), with a detached accessory building (garage) at the rear providing 2 parking spaces, having vehicular access from the lane. Note: This is a 2 storey building pursuant to the Zoning and Development By-Law 1. A/C units proposed in the rear yard 2. Schedule B: Makhan S. Dhillon, P.Eng (604-537-6271) Structural & Geotechnical 3. HPO: Residential Builder - Cedar Van Homes Inc. | SUNSTONE ELECTRIC LTD
SP-2022-01081 | 2022-07-07 | 1227 E 14TH AVENUE, Vancouver, BC V5T 2P2 | Sprinkler Permit | Residential | New | Completed | Residential - To Install 55 sprinkler heads >To construct a two-storey two-family dwelling ($763,000.00), with a detached accessory building (garage) at the rear providing 2 parking spaces, having vehicular access from the lane. Note: This is a 2 storey building pursuant to the Zoning and Development By-Law 1. A/C units proposed in the rear yard 2. Schedule B: Makhan S. Dhillon, P.Eng (604-537-6271) Structural & Geotechnical 3. HPO: Residential Builder - Cedar Van Homes Inc. Address Note: 1227 E 14th Av - Front/South Unit - One Family Dwelling (1st, 2nd & 3rd storey) 1229 E 14th Av - Rear/North Unit - One Family Dwelling (1st, 2nd & 3rd storey) Addresses assigned per the approved plans, Fire and Emergency street access (walkway) to the Rear/North dwelling unit is from the East side. Street access must be provided & maintained at all times and the building addresses posted to be visible from the street in accordance with the Building By-law prior to Final Inspection. ******THIS PERMIT HAS BEEN ISSUED UNDER THE REQUIREMENTS OF VBBL #12511 (2019)****** | General Sprinkler Systems Ltd
EP-2022-05617 | 2022-07-04 | 1227 E 14TH AVENUE, Vancouver, BC V5T 2P2 | Electrical Permit | Residential | New | Completed | Installation / Repair - Residential - Low voltage & security alarm >BP: To construct a two-storey two-family dwelling ($763,000.00), with a detached accessory building (garage) at the rear providing 2 parking spaces, having vehicular access from the lane. Note: This is a 2 storey building pursuant to the Zoning and Development By-Law 1. A/C units proposed in the rear yard 2. Schedule B: Makhan S. Dhillon, P.Eng (604-537-6271) Structural & Geotechnical 3. HPO: Residential Builder - Cedar Van Homes Inc. Address Note: 1227 E 14th Av - Front/South Unit - One Family Dwelling (1st, 2nd & 3rd storey) 1229 E 14th Av - Rear/North Unit - One Family Dwelling (1st, 2nd & 3rd storey) Addresses assigned per the approved plans, Fire and Emergency street access (walkway) to the Rear/North dwelling unit is from the East side. Street access must be provided & maintained at all times and the building addresses posted to be visible from the street in accordance with the Building By-law prior to Final Inspection. ******THIS PERMIT HAS BEEN ISSUED UNDER THE REQUIREMENTS OF VBBL #12511 (2019)****** | Xon Automation Ltd
PP-2022-00917 | 2022-03-18 | 1227 E 14TH AVENUE, Vancouver, BC V5T 2P2 | Plumbing Permit | Residential | New | Completed | Residential - 1 sump no pump | Canadian Excavating Ltd
PP-2022-01764 | 2022-05-26 | 1227 E 14TH AVENUE, Vancouver, BC V5T 2P2 | Plumbing Permit | Residential | New | Completed | Residential - Plumbing for: >BP: To construct a two-storey two-family dwelling ($763,000.00), with a detached accessory building (garage) at the rear providing 2 parking spaces, having vehicular access from the lane. Note: This is a 2 storey building pursuant to the Zoning and Development By-Law 1. A/C units proposed in the rear yard 2. Schedule B: Makhan S. Dhillon, P.Eng (604-537-6271) Structural & Geotechnical 3. HPO: Residential Builder - Cedar Van Homes Inc. Address Note: 1227 E 14th Av - Front/South Unit - One Family Dwelling (1st, 2nd & 3rd storey) 1229 E 14th Av - Rear/North Unit - One Family Dwelling (1st, 2nd & 3rd storey) Addresses assigned per the approved plans, Fire and Emergency street access (walkway) to the Rear/North dwelling unit is from the East side. Street access must be provided & maintained at all times and the building addresses posted to be visible from the street in accordance with the Building By-law prior to Final Inspection. ******THIS PERMIT HAS BEEN ISSUED UNDER THE REQUIREMENTS OF VBBL #12511 (2019)****** | Morteza Shahrvand
EP-2022-00760 | 2022-02-01 | 1227 E 14TH AVENUE, Vancouver, BC V5T 2P2 | Electrical Permit | Residential | New | Expired | Temporary Power - Residential - To provide temporary power. | SUNSTONE ELECTRIC LTD
EP-2022-01582 | 2022-02-27 | 1254 E 14TH AVENUE, Vancouver, BC V5T 2P3 | Electrical Permit | Residential | New | Expired | Temporary Power - Residential - To provide temporary power. | G.S.G. Electric Ltd.
PP-2022-02806 | 2022-08-12 | 1254 E 14TH AVENUE, Vancouver, BC V5T 2P3 | Plumbing Permit | Residential | New | Completed | Residential - 2FD - Sentry and storm con with one sump | AKAL DEMOLITION & EXCAVATING LTD
PP-2022-02978 | 2022-08-26 | 1254 E 14TH AVENUE, Vancouver, BC V5T 2P3 | Plumbing Permit | Residential | New | Completed | Residential - New Plumbing >To construct a two-storey + cellar two-family dwelling ($858,500), with a detached accessory building (garage) at the rear providing 2 parking spaces, having vehicular access from the lane. Note: This is a 2 storey building pursuant to the Zoning and Development By-Law 1. A/C units proposed in rear yard 2. Bar sink proposed in cellar 3. Schedule B: Yatendra Kumar Sharma (Structural & Geotechnical) 4. HPO: Residential Builder - Lui Developments Ltd ******THIS PERMIT HAS BEEN ISSUED UNDER THE REQUIREMENTS OF VBBL #12511 (2019)****** | EXCEL MECHANICAL LTD
NULL | NULL | 1254 E 14TH AVENUE, Vancouver, BC V5T 2P3 | Plumbing Permit | Residential | New | Draft | Residential - New Plumbing | EXCEL MECHANICAL LTD
MP-2022-00674 | 2022-12-08 | 1254 E 14TH AVENUE, Vancouver, BC V5T 2P3 | Mechanical Permit | NULL | NULL | Completed | NULL | EXCEL MECHANICAL LTD
SP-2023-00327 | 2023-02-27 | 1254 E 14TH AVENUE, Vancouver, BC V5T 2P3 | Sprinkler Permit | Residential | New | Completed | Residential - Install sprinklers in Duplex >BP: To construct a two-storey + cellar two-family dwelling , with a detached accessory building (garage) at the rear providing 2 parking spaces, having vehicular access from the lane. Note: This is a 2 storey building pursuant to the Zoning and Development By-Law 1. A/C units proposed in rear yard 2. Bar sink proposed in cellar 3. Schedule B: Yatendra Kumar Sharma (Structural & Geotechnical) 4. HPO: Residential Builder - Lui Developments Ltd | Gold Key Fire Protection Ltd
GP-2023-00529 | 2023-02-15 | 1254 E 14TH AVENUE, Vancouver, BC V5T 2P3 | Gas Permit | Residential | New | Completed | Residential - 2 Ranges, 2 Boilers & 2 BBQ's New gas Rough-in and Appliance installation >BP: To construct a two-storey + cellar two-family dwelling ($858,500), with a detached accessory building (garage) at the rear providing 2 parking spaces, having vehicular access from the lane. | EXCEL MECHANICAL LTD
EP-2023-01344 | 2023-02-16 | 1254 E 14TH AVENUE, Vancouver, BC V5T 2P3 | Electrical Permit | Residential | New | Completed | Installation / Repair - Residential - CCTV Alarm TV Data Tel >BP: To construct a two-storey + cellar two-family dwelling , with a detached accessory building (garage) at the rear providing 2 parking spaces, having vehicular access from the lane. Note: This is a 2 storey building pursuant to the Zoning and Development By-Law 1. A/C units proposed in rear yard 2. Bar sink proposed in cellar 3. Schedule B: Yatendra Kumar Sharma (Structural & Geotechnical) 4. HPO: Residential Builder - Lui Developments Ltd | AIGO TECHNOLOGY INC
EP-2023-01095 | 2023-02-08 | 1254 E 14TH AVENUE, Vancouver, BC V5T 2P3 | Electrical Permit | Residential | New | Completed | Installation / Repair - Residential - Wiring and service for new duplex. >BP: To construct a two-storey + cellar two-family dwelling ($858,500), with a detached accessory building (garage) at the rear providing 2 parking spaces, having vehicular access from the lane. Note: This is a 2 storey building pursuant to the Zoning and Development By-Law 1. A/C units proposed in rear yard 2. Bar sink proposed in cellar 3. Schedule B: Yatendra Kumar Sharma (Structural & Geotechnical) 4. HPO: Residential Builder - Lui Developments Ltd ******THIS PERMIT HAS BEEN ISSUED UNDER THE REQUIREMENTS OF VBBL #12511 (2019)****** | G.S.G. Electric Ltd.
EP-2023-08183 | 2023-10-19 | 3266 E 17TH AVENUE, Vancouver, BC V5M 2P1 | Electrical Permit | Residential | Addition | Completed | Installation / Repair - Residential - ¦ 1FD- 200A SERVICE UPGRADE ¦ 200A Service Upgrade 50A electric Vehicle charger is being added | Peng Electric Inc
GP-2023-00996 | 2023-03-21 | 60 E 18TH AVENUE, Vancouver, BC V5V 1C9 | Gas Permit | Residential | Renovation | Completed | Residential - Re&re furnace | Milani Plumbing Heating & Air Conditioning Ltd
EP-2022-07004 | 2022-08-18 | 2034 E 1ST AVENUE, Vancouver, BC V5N 1B5 | Electrical Permit | Residential | New | Expired | Temporary Power - Residential - To provide temporary power. | HY Electric Company Ltd
EP-2022-02414 | 2022-03-24 | 2034 E 1ST AVENUE, Vancouver, BC V5N 1B5 | Electrical Permit | Residential | New | Expired | Temporary Power - Residential - To provide temporary power. | HY Electric Company Ltd
GP-2023-03722 | 2023-11-24 | 2076 E 1ST AVENUE, Vancouver, BC V5N 1B5 | Gas Permit | Residential | Renovation | Completed | Residential - TANKLESS RE&RE | Ferenc Nagy
GP-2023-01517 | 2023-05-09 | 638 E 21ST AVENUE, Vancouver, BC V5V 1R7 | Gas Permit | Residential | Renovation | Completed | Residential - Replace gas furnace Amend: June 19, 2023: Correct address to 638 E 21st Avenue | BNA Systems Inc and/or Kirkland Metal Shop Ltd
EP-2023-10552 | 2023-12-04 | 707 E 21ST AVENUE, Vancouver, BC V5V 1R9 | Electrical Permit | Commercial | Renovation | Issued | Installation / Repair - Commercial - Maintenance replacement of fire alarm panel.Replacing a faulty Fire Alarm panel with new Fire Alarm panel. Bulletin 2018-004 BU/EL Category 2, Attachment 1, C new control unit is compatible with all the existing devices incorporated in the existing FAS. | Fina Electrical Systems Ltd
SP-2023-00507 | 2023-03-24 | 755 E 21ST AVENUE, Vancouver, BC V5V 1R9 | Sprinkler Permit | Residential | New | Completed | Residential - Install sprinklers in duplex >BP: To construct a 2-storey two-family dwelling with a detached accessory building (garage) at the rear providing 2 parking spaces, having vehicular access from the lane. The entire building to be sprinklered to 2x NFPA 13D. 1. A/C unit proposed in rear yard 2. No bar sink 3. Schedule B Jason Hui P.Eng (778-319-3403) Structural and Geotechnical 4. BC Housing Anmol Holding Ltd | Gold Key Fire Protection Ltd
EP-2023-03643 | 2023-04-26 | 755 E 21ST AVENUE, Vancouver, BC V5V 1R9 | Electrical Permit | Residential | New | Expired | Temporary Power - Residential - To provide temporary power. | G.S.G. Electric Ltd.
MP-2023-00180 | 2023-02-09 | 755 E 21ST AVENUE, Vancouver, BC V5V 1R9 | Mechanical Permit | NULL | NULL | Completed | NULL | DHESI PLUMBING LTD
GP-2023-00848 | 2023-03-09 | 755 E 21ST AVENUE, Vancouver, BC V5V 1R9 | Gas Permit | Residential | New | Completed | Residential - 2 Fireplaces Venting and hook up only >BP: To construct a 2-storey two-family dwelling with a detached accessory building (garage) at the rear providing 2 parking spaces, having vehicular access from the lane. | ORAY FIREPLACES LTD
EP-2023-02006 | 2023-03-08 | 755 E 21ST AVENUE, Vancouver, BC V5V 1R9 | Electrical Permit | Residential | New | Completed | Installation / Repair - Residential - tv,telephone,alarm prewire and complete >BP: To construct a 2-storey two-family dwelling with a detached accessory building (garage) at the rear providing 2 parking spaces, having vehicular access from the lane. * This Building Permit will remain in a suspended status until the associated (green) Demolition Permit BP-2022-00934 is completed. The entire building to be sprinklered to 2x NFPA 13D. 1. A/C unit proposed in rear yard 2. No bar sink 3. Schedule B Jason Hui P.Eng (778-319-3403) Structural and Geotechnical 4. BC Housing Anmol Holding Ltd Note: This is a 2 storey building pursuant to the Zoning and Development By-Law ******THIS PERMIT HAS BEEN ISSUED UNDER THE REQUIREMENTS OF VBBL 2019****** All rooms adjacent to East and West exposing building face shall be sprinklered. "Combustible projections or roof soffits on an exposing building face shall not project to less than .45m from the property line and shall be in compliance with VBBL 2019 9.10.15.5.(9)" | Tvisha Technologies Ltd
GP-2023-00775 | 2023-03-06 | 755 E 21ST AVENUE, Vancouver, BC V5V 1R9 | Gas Permit | Residential | New | Completed | Residential - 2 boiler 2 range 2 bbq & 2 fireplace fireplace piping only >BP: To construct a 2-storey two-family dwelling with a detached accessory building (garage) at the rear providing 2 parking spaces, having vehicular access from the lane. | Symbolistic Heating Ltd
PP-2022-03887 | 2022-10-27 | 755 E 21ST AVENUE, Vancouver, BC V5V 1R9 | Plumbing Permit | Residential | New | Completed | Residential - Installing new plumbing fixtures inside of the duplex >To construct a 2-storey two-family dwelling with a detached accessory building (garage) at the rear providing 2 parking spaces, having vehicular access from the lane. * This Building Permit will remain in a suspended status until the associated (green) Demolition Permit BP-2022-00934 is completed. The entire building to be sprinklered to 2x NFPA 13D. 1. A/C unit proposed in rear yard 2. No bar sink 3. Schedule B Jason Hui P.Eng (778-319-3403) Structural and Geotechnical 4. BC Housing Anmol Holding Ltd Note: This is a 2 storey building pursuant to the Zoning and Development By-Law ******THIS PERMIT HAS BEEN ISSUED UNDER THE REQUIREMENTS OF VBBL 2019****** All rooms adjacent to East and West exposing building face shall be sprinklered. "Combustible projections or roof soffits on an exposing building face shall not project to less than .45m from the property line and shall be in compliance with VBBL 2019 9.10.15.5.(9)" | SUNSHINE PLUMBING LTD
PP-2022-03762 | 2022-10-20 | 755 E 21ST AVENUE, Vancouver, BC V5V 1R9 | Plumbing Permit | Residential | New | Completed | Residential - SUMP Nov 29,2022 Amended: Updating engineer letter for bedding under pipe and sump | J B Siteworks Inc
EP-2022-08904 | 2022-10-21 | 755 E 21ST AVENUE, Vancouver, BC V5V 1R9 | Electrical Permit | Residential | New | Completed | Installation / Repair - Residential - Rough wire and finishing of duplex units >BP: To construct a 2-storey two-family dwelling with a detached accessory building (garage) at the rear providing 2 parking spaces, having vehicular access from the lane. * This Building Permit will remain in a suspended status until the associated (green) Demolition Permit BP-2022-00934 is completed. The entire building to be sprinklered to 2x NFPA 13D. 1. A/C unit proposed in rear yard 2. No bar sink 3. Schedule B Jason Hui P.Eng (778-319-3403) Structural and Geotechnical 4. BC Housing Anmol Holding Ltd Note: This is a 2 storey building pursuant to the Zoning and Development By-Law ******THIS PERMIT HAS BEEN ISSUED UNDER THE REQUIREMENTS OF VBBL 2019****** All rooms adjacent to East and West exposing building face shall be sprinklered. "Combustible projections or roof soffits on an exposing building face shall not project to less than .45m from the property line and shall be in compliance with VBBL 2019 9.10.15.5.(9)" | Hayat Electrical Ltd
EP-2022-02959 | 2022-04-11 | 755 E 21ST AVENUE, Vancouver, BC V5V 1R9 | Electrical Permit | Residential | New | Expired | Temporary Power - Residential - To provide temporary power. | G.S.G. Electric Ltd.
GP-2022-02442 | 2022-08-18 | 770 E 21ST AVENUE, Vancouver, BC V5V 1S1 | Gas Permit | Residential | Renovation | Completed | Residential - Re&Re furnace BTU 70.000 | Milani Plumbing Heating & Air Conditioning Ltd
GP-2023-00669 | 2023-02-27 | 822 E 21ST AVENUE, Vancouver, BC V5V 1S2 | Gas Permit | Residential | Renovation | Completed | Residential - Gas insert fireplace installation | Vaglio Fireplace LTD
GP-2023-02085 | 2023-07-12 | 2515 E 1ST AVENUE, Vancouver, BC V5M 1A4 | Gas Permit | Residential | Tenant Improvement | Issued | Residential - Re and Re the Water Heater | Moore & Russell Heating Ltd
SP-2023-01104 | 2023-06-21 | 2024 E 13TH AVENUE, Vancouver, BC V5N 2C4 | Sprinkler Permit | Residential | Addition | Completed | Residential - Addition of 6 heads >BP: To change of use of this existing two-storey, one-family dwelling to a one-family dwelling with a secondary suite and addition by converting approx. 591sqft of crawlspace to habitable space (ie. New kitchen, living room, bedroom, and bathroom). | T Paradiso Plumbing & Hot Water Heating Inc
GP-2023-01430 | 2023-05-04 | 2024 E 13TH AVENUE, Vancouver, BC V5N 2C4 | Gas Permit | Residential | Renovation | Completed | Residential - Replace boiler >BP: To change of use of this existing two-storey, one-family dwelling to a one-family dwelling with a secondary suite and addition by converting approx. 591sqft of crawlspace to habitable space (ie. New kitchen, living room, bedroom, and bathroom). | Ventresca Plumbing Ltd
NULL | NULL | 2024 E 13TH AVENUE, Vancouver, BC V5N 2C4 | Sprinkler Permit | Residential | Renovation | Draft | Residential - additions of 6 sprinkler heads | T Paradiso Plumbing & Hot Water Heating Inc
EP-2023-01418 | NULL | 2024 E 13TH AVENUE, Vancouver, BC V5N 2C4 | Electrical Permit | Residential | Renovation | Withdrawn | Installation / Repair - Residential - Adding outside lighting to home Adding some underground conduits for future >BP: To change of use of this existing two-storey, one-family dwelling to a one-family dwelling with a secondary suite and addition by converting approx. 591sqft of crawlspace to habitable space (ie. New kitchen, living room, bedroom, and bathroom). Note: 1. Structural foundation detail to be submitted to District Building Inspector if under-pinning is required. 2. Dampproofing to comply with Vancouver Building By-law requirements; Letters of Assurance may be required. 3. Structural Schedule B submitted by C Chiu 604.737.9830 4. No strata-titling will be permitted. 5. This is a two-storey building pursuant to the Zoning and Development By-law. 6. An annual Vancouver Business License must be obtained prior to the rental of this approved one-family dwelling and/or secondary suite on this site. Revision # 1 as per dp -2019-00325 add porch to front added deck to main floor added storage locker to basement chimney removal material change to front façade | Vancity Electric Inc
EP-2022-09111 | 2022-10-27 | 2024 E 13TH AVENUE, Vancouver, BC V5N 2C4 | Electrical Permit | Residential | Renovation - Dwelling Unit(s) only | Completed | Installation / Repair - Residential - Safety check on electrical for basement suite (CF-2018-013747) >BP: To change of use of this existing two-storey, one-family dwelling to a one-family dwelling with a secondary suite and addition by converting approx. 591sqft of crawlspace to habitable space (ie. New kitchen, living room, bedroom, and bathroom). Addressing notes: 2024 E 13th Av - north side basement, 1st & 2nd storey (principal dwelling unit) 2026 E 13th Av - south side basement (secondary suite) Note: 1. Structural foundation detail to be submitted to District Building Inspector if under-pinning is required. 2. Dampproofing to comply with Vancouver Building By-law requirements; Letters of Assurance may be required. 3. Structural Schedule B submitted by C Chiu 604.737.9830 4. No strata-titling will be permitted. 5. This is a two-storey building pursuant to the Zoning and Development By-law. 6. An annual Vancouver Business License must be obtained prior to the rental of this approved one-family dwelling and/or secondary suite on this site. Revision # 1 as per dp -2019-00325 add porch to front added deck to main floor added storage locker to basement chimney removal material change to front façade Amend: Feb 22, 2023 we are adding some underground PVC pipes in the backyard for future electrical. It would add $700 to the value. Amend: Feb 27, 2023 add “underground” Inspection | Vancity Electric Inc
PP-2022-04542 | 2023-01-03 | 2024 E 13TH AVENUE, Vancouver, BC V5N 2C4 | Plumbing Permit | Residential | New | Completed | Residential - Install new kitchen sink >BP: To change of use of this existing two-story, one-family dwelling to a one-family dwelling with a secondary suite and addition by converting approx. 591sqft of crawlspace to habitable space (ie. New kitchen, living room, bedroom, and bathroom). | Ventresca Plumbing Ltd
PP-2023-00616 | 2023-02-22 | 2038 E 13TH AVENUE, Vancouver, BC V5N 2C4 | Plumbing Permit | Residential | Addition | Issued | Residential - Adding new fixtures in basement >BP: Building Permit for DP-2019-00196 Interior/exterior alterations to this existing one family dwelling Scope of Work: 1. Addition of rear deck 2. Dig out of basement crawlspace and conversion to floor space- 639 square feet added 3. Addition of secondary suite in basement | BD Plumbing
EP-2023-05842 | 2023-07-18 | 2038 E 13TH AVENUE, Vancouver, BC V5N 2C4 | Electrical Permit | Residential | Renovation - Dwelling Unit(s) only | Issued | Installation / Repair - Residential - 1) Upgarde existing 200Amp (one family dwelling) service to new 200Amp duplex meter. 125Amp for #1 - 2038 E 13th Ave (1st & 2nd storey) and 70Amp for #2 - 2038 E 13th Ave (basement secondary suite). 2) New wiring for basement secondary suite. 3) Remove electric heating and install heat pumps for suite #1 & #2 HP load calculation for main house upstairs #1: 40Amp X 240V = 9,600W HP load calculation for basement suite #2: 25Amp X 240V = 6,000W *An approved mechanical permit is required for the installation of air conditioning or heat pump unit at the time of installation before an electrical inspection will be performed >Permit Amendment Oct 05, 2023 -Added small heat pump (2760 W) for main house upstair #1. -Low voltage wiring (data cables) in the basement suite #2. *Document(s) uploaded to "Application Documents" tab for Electrical Inspector review. Documents are at pending status at time of permit amendment approval >BP: Building Permit for DP-2019-00196 Interior/exterior alterations to this existing one family dwelling Scope of Work: 1. Addition of rear deck 2. Dig out of basement crawlspace and conversion to floor space- 639 square feet added 3. Addition of secondary suite in basement Revision #1 - Remove the interior stairs connecting the main floor and the basement to completely separate the secondary suites - Change the bathroom layout and laundry area location in the basement floor - Extend and fill in 25 inches of the "pork-chop" rear deck to align the deck with the landing - Change a few windows sizes on West and East elevation - Show an already existing storage area under the porch stair that was omitted due to a drafting error DBI to determine on site whether Structural drawings and schedule B | Serving U Electric Ltd
MP-2023-01418 | 2023-08-03 | 2038 E 13TH AVENUE, Vancouver, BC V5N 2C4 | Mechanical Permit | NULL | NULL | Completed | NULL | Western Pacific Mechanical Ltd
EP-2022-08484 | 2022-10-17 | 2047 E 13TH AVENUE, Vancouver, BC V5N 2C5 | Electrical Permit | Residential | Renovation | Completed | Installation / Repair - Residential - 200A service upgrade. -previous service was 100A | Modern Electric Inc
GP-2022-00639 | 2022-02-28 | 2063 E 13TH AVENUE, Vancouver, BC V5N 2C5 | Gas Permit | Residential | Addition | Completed | Residential - RE & RE FURNACE | B C Furnace Service Ltd
EP-2022-00331 | 2022-01-18 | 2136 E 13TH AVENUE, Vancouver, BC V5N 2C4 | Electrical Permit | Residential | Renovation | Completed | Installation / Repair - Residential - Upgrade services from 100amp to 200amp . | Gold Medal Electric Ltd
GP-2022-00987 | 2022-03-30 | 2136 E 13TH AVENUE, Vancouver, BC V5N 2C4 | Gas Permit | Residential | Tenant Improvement | Completed | Residential - Re Re Furnace | Moore & Russell Heating Ltd
EP-2022-06187 | 2022-07-21 | 2137 E 13TH AVENUE, Vancouver, BC V5N 2C6 | Electrical Permit | Residential | New | Expired | Temporary Power - Residential - To provide temporary power. | STAT ELECTRICS LIMITED
EP-2023-07153 | 2023-08-04 | 2137 E 13TH AVENUE, Vancouver, BC V5N 2C6 | Electrical Permit | Residential | New | Issued | Temporary Power - Residential - To provide temporary power. | STAT ELECTRICS LIMITED
EP-2023-06426 | 2023-07-17 | 2137 E 13TH AVENUE, Vancouver, BC V5N 2C6 | Electrical Permit | Residential | New | Issued | Installation / Repair - Residential - Data cabling & security alarm completion. >BP: To construct a two-storey two-family dwelling, with a detached accessory building (garage) at the rear providing 2 parking spaces, having vehicular access from the lane. This is a 2 storey building pursuant to the Zoning and Development By-Law 1. No strata titling permitted. 2. A/C units proposed in front & rear yard. 3. Bar sinks proposed main floor. 4. Schedule B: Shambhu N.Biswas, P Eng. (604-250-8666) Structural 5. Schedule B: Tegbir Bajwa, P Eng. (778-995-2404) Geotechnical 6. HPO: SMT Construction Ltd. Combustible projections or roof soffits on an exposing building face shall not project to less than .45m from the property line and shall be in compliance with VBBL 2019 9.10.15.5.(9) The entire building, to be sprinklered to 2 x NFPA 13D. ******THIS PERMIT HAS BEEN ISSUED UNDER THE REQUIREMENTS OF VBBL #12511 (2019)****** | Xon Automation Ltd
SP-2023-01343 | 2023-07-25 | 2137 E 13TH AVENUE, Vancouver, BC V5N 2C6 | Sprinkler Permit | Residential | New | Issued | Residential - new home >BP: To construct a two-storey two-family dwelling, with a detached accessory building (garage) at the rear providing 2 parking spaces, having vehicular access from the lane. This is a 2 storey building pursuant to the Zoning and Development By-Law 1. No strata titling permitted. 2. A/C units proposed in front & rear yard. 3. Bar sinks proposed main floor. 4. Schedule B: Shambhu N.Biswas, P Eng. (604-250-8666) Structural 5. Schedule B: Tegbir Bajwa, P Eng. (778-995-2404) Geotechnical 6. HPO: SMT Construction Ltd. | SBMS Construction Ltd
EP-2023-06287 | 2023-07-27 | 2137 E 13TH AVENUE, Vancouver, BC V5N 2C6 | Electrical Permit | Residential | New | Issued | Installation / Repair - Residential - Rough in and finishing of duplex >BP: To construct a two-storey two-family dwelling, with a detached accessory building (garage) at the rear providing 2 parking spaces, having vehicular access from the lane. This is a 2 storey building pursuant to the Zoning and Development By-Law 1. No strata titling permitted. 2. A/C units proposed in front & rear yard. 3. Bar sinks proposed main floor. 4. Schedule B: Shambhu N.Biswas, P Eng. (604-250-8666) Structural 5. Schedule B: Tegbir Bajwa, P Eng. (778-995-2404) Geotechnical 6. HPO: SMT Construction Ltd. Combustible projections or roof soffits on an exposing building face shall not project to less than .45m from the property line and shall be in compliance with VBBL 2019 9.10.15.5.(9) The entire building, to be sprinklered to 2 x NFPA 13D. ******THIS PERMIT HAS BEEN ISSUED UNDER THE REQUIREMENTS OF VBBL #12511 (2019)****** | STAT ELECTRICS LIMITED
GP-2023-02082 | 2023-07-13 | 2137 E 13TH AVENUE, Vancouver, BC V5N 2C6 | Gas Permit | Residential | New | Completed | Residential - 2 boiler 2 range 2 BBQ pipping for 2 BBQ >BP: To construct a two-storey two-family dwelling | JOT MECHANICAL LTD
PP-2023-00433 | 2023-02-21 | 2137 E 13TH AVENUE, Vancouver, BC V5N 2C6 | Plumbing Permit | Residential | New | Issued | Residential - 2FD - FRONT - 2137 E 13TH AV BACK - 2139 E 13TH AV Plumbing new >DB: To construct a two-storey two-family dwelling, with a detached accessory building (garage) at the rear providing 2 parking spaces, having vehicular access from the lane. This is a 2 storey building pursuant to the Zoning and Development By-Law 1. No strata titling permitted. 2. A/C units proposed in front & rear yard. 3. Bar sinks proposed main floor. The entire building, to be sprinklered to 2 x NFPA 13D. AMEND: JAN 17/2024 Can you add 2 deck Drains | UNIVERSAL PLUMBING & HEATING LTD
PP-2023-01131 | 2023-03-31 | 2137 E 13TH AVENUE, Vancouver, BC V5N 2C6 | Plumbing Permit | Residential | New | Issued | Residential - 2FD - sump installation | Kingsman Excavating Ltd.
EP-2022-06830 | 2022-10-26 | 2156 E 13TH AVENUE, Vancouver, BC V5N 2C4 | Electrical Permit | Residential | Renovation | Completed | Installation / Repair - Residential - basement electrical renovation -ELECTRICAL SERVICE IS BEING UPGRADED TO 200AMP BASEMENT ELECTRICAL INCLUDING 1-WET BAR,1-DW,1-BEDROOM,1-LAUNDRY ROOM,LIVING AREA,MECHANICAL ROOM. A HEAT PUMP IS BEING INSTALLED 214m2=7,000 watts Heat pump=6,000watts Electric car charger =9,600 watts Electric stove =6,000watts total=28,600 watts =119.2A upgrading to a 200 amp service. >BP: Interior alterations to renovate the basement in this existing one family dwelling on this site. Scope of work includes: new footings and removal of all finishes to the studs with new framed full height frost walls, re&re interior walls to suite new layout, re&re washroom, relocate utility room, plumbing, electrical Amend: Apr 28th, 2023 Service selection changed to Increase to 200A | Rutledge Electric Ltd
MP-2022-00223 | 2022-09-15 | 2156 E 13TH AVENUE, Vancouver, BC V5N 2C4 | Mechanical Permit | NULL | NULL | Completed | NULL | 0994152 BC Ltd
PP-2022-01649 | 2022-05-12 | 2156 E 13TH AVENUE, Vancouver, BC V5N 2C4 | Plumbing Permit | Residential | Renovation | Completed | Residential - Basement renovation >Interior alterations to renovate the basement in this existing one family dwelling on this site. Scope of work includes: new footings and removal of all finishes to the studs with new framed full height frost walls, re&re interior walls to suite new layout, re&re washroom, relocate utility room, plumbing, electrical >>>> Amend: May 17th -add Auto Washer | Rite Flow Plumbing Inc
EP-2022-03676 | 2022-05-30 | 2168 E 13TH AVENUE, Vancouver, BC V5N 2C4 | Electrical Permit | Residential | New | Completed | Installation / Repair - Residential - NEW CONSTRUCTION AT DUPLEX HOUSE, DETACHED GARAGE. 200 AMP SERVICE >BP: 2FD Note: The building is supported on piled ( helical piles) foundations. Methane gas control system is proposed. To construct a 2-storey two-family dwelling ($1,005,500.00) with a detached accessory building (garage) at the rear providing 2 parking spaces, having vehicular access from the lane. The entire building, INCLUDING THE ATTACHED GARAGE (if applicable), to be sprinklered to NFPA 13D. NOTE: To achieve the required FSR a floor space exclusion of 2% has been applied to this application as per section 10.11.1 of the district schedule, to accommodate improved building performance. 1. A/C units proposed located at rear yard and attic. 2. Schedule B Antony Wang P.Eng (604-618-6236) Structural 3. Schedule B Zhao Guan P.Eng (778-868-5636) Geotechnical 4. BC Housing: Holyside Property Development Note: Parking on this site has been provided under XXXXX (construction of LWH) Note: This is a 2 storey building pursuant to the Zoning and Development By-Law All rooms adjacent to East and West exposing building face shall be sprinklered. "Combustible projections or roof soffits on an exposing building face shall not project to less than .45m from the property line and shall be in compliance with VBBL 2019 9.10.15.5.(9)" Any alterations or conversions to the attached garage (if applicable) to habitable living space shall not be permitted without first obtaining the approval of the Director of Planning and the Chief Building Official. Thermal protection measures and Laneway house design guidelines shall be required to be met prior to the approval of the conversion. | ABC1 ELECTRICAL SERVICES LTD.
PP-2022-01781 | 2022-05-26 | 2168 E 13TH AVENUE, Vancouver, BC V5N 2C4 | Plumbing Permit | Residential | New | Completed | Residential - sump >BP: 2FD -To construct a 2-storey two-family dwelling ($1,005,500.00) with a detached accessory building (garage) at the rear providing 2 parking spaces, having vehicular access from the lane. The entire building, INCLUDING THE ATTACHED GARAGE (if applicable), to be sprinklered to NFPA 13D. NOTE: To achieve the required FSR a floor space exclusion of 2% has been applied to this application as per section 10.11.1 of the district schedule, to accommodate improved building performance. 1. A/C units proposed located at rear yard and attic. 2. Schedule B Antony Wang P.Eng (604-618-6236) Structural 3. Schedule B Zhao Guan P.Eng (778-868-5636) Geotechnical 4. BC Housing: Holyside Property Development Note: Parking on this site has been provided under XXXXX (construction of LWH) Note: This is a 2 storey building pursuant to the Zoning and Development By-Law All rooms adjacent to East and West exposing building face shall be sprinklered. Any alterations or conversions to the attached garage (if applicable) to habitable living space shall not be permitted without first obtaining the approval of the Director of Planning and the Chief Building Official. Thermal protection measures and Laneway house design guidelines shall be required to be met prior to the approval of the conversion. ******THIS PERMIT HAS BEEN ISSUED UNDER THE REQUIREMENTS OF VBBL 2019****** Addressing data: FRONT UNIT 2168 E 13th Av - One Family Dwelling (north portion of 1st-3rd floor) BACK UNIT 2170 E 13th Av - One Family Dwelling (south portion of 1st-3rd floor) | BigCity Excavation Ltd
GP-2022-02832 | 2022-09-21 | 2168 E 13TH AVENUE, Vancouver, BC V5N 2C4 | Gas Permit | Residential | New | Completed | Residential - Two complete boilers and piping only for two stoves and two bbq. >BP: To construct a 2-storey two-family dwelling ($1,005,500.00) with a detached accessory building (garage) at the rear providing 2 parking spaces, having vehicular access from the lane. >>>Amend: March 28th -complete two stove instead of piping only .BTU 55000 for each | Ultra Mechanical Ltd
SP-2022-01493 | 2022-09-15 | 2168 E 13TH AVENUE, Vancouver, BC V5N 2C4 | Sprinkler Permit | Residential | New | Completed | Residential - New sprinkler installation for: >BP: To construct a 2-storey two-family dwelling ($1,005,500.00) with a detached accessory building (garage) at the rear providing 2 parking spaces, having vehicular access from the lane. The entire building, INCLUDING THE ATTACHED GARAGE (if applicable), to be sprinklered to NFPA 13D. NOTE: To achieve the required FSR a floor space exclusion of 2% has been applied to this application as per section 10.11.1 of the district schedule, to accommodate improved building performance. 1. A/C units proposed located at rear yard and attic. 2. Schedule B Antony Wang P.Eng (604-618-6236) Structural 3. Schedule B Zhao Guan P.Eng (778-868-5636) Geotechnical 4. BC Housing: Holyside Property Development | Real Tech Fire Protection Ltd
EP-2022-07998 | 2022-09-23 | 2168 E 13TH AVENUE, Vancouver, BC V5N 2C4 | Electrical Permit | Residential | New | Completed | Installation / Repair - Residential - DATA AND SECURITY ALARM CCTV VACCUM AND TV, TELEPHONE DOOR BELLS PRE WIRE AND FINISHED >BP: To construct a 2-storey two-family dwelling with a detached accessory building (garage) at the rear providing 2 parking spaces, having vehicular access from the lane. The entire building, INCLUDING THE ATTACHED GARAGE (if applicable), to be sprinklered to NFPA 13D. NOTE: To achieve the required FSR a floor space exclusion of 2% has been applied to this application as per section 10.11.1 of the district schedule, to accommodate improved building performance. 1. A/C units proposed located at rear yard and attic. 2. Schedule B Antony Wang P.Eng (604-618-6236) Structural 3. Schedule B Zhao Guan P.Eng (778-868-5636) Geotechnical 4. BC Housing: Holyside Property Development | Innova Security Systems Inc
PP-2022-02351 | 2022-07-06 | 2168 E 13TH AVENUE, Vancouver, BC V5N 2C4 | Plumbing Permit | Residential | New | Completed | Residential - New house 2FD Note: The building is supported on piled ( helical piles) foundations. Methane gas control system is proposed. To construct a 2-storey two-family dwelling with a detached accessory building (garage) at the rear providing 2 parking spaces, having vehicular access from the lane. ** Amend 09/20/2022** Adding 4 deck drains to the existing permit | J S Hayer Plumbing & Heating Ltd
EP-2022-06087 | 2022-07-19 | 2182 E 13TH AVENUE, Vancouver, BC V5N 2C4 | Electrical Permit | Residential | New | Expired | Temporary Power - Residential - To provide temporary power. | Castle Electric Inc
SP-2022-00665 | 2022-05-08 | 2182 E 13TH AVENUE, Vancouver, BC V5N 2C4 | Sprinkler Permit | Residential | New | Completed | Residential - New Fire sprinkler installation To construct a two-storey two-family dwelling , with a detached accessory building (garage) at the rear providing 2 parking spaces, having vehicular access from the lane. Note: This is a 2 storey building pursuant to the Zoning and Development By-Law 1. A/C units proposed in the rear yard 2. Bar sinks proposed 3. Schedule B: P.K.L. Fong, P.Eng (604-837-3205) Geotechnical Eric Man, P.Eng (604-874-3237) Structural | Fire Busters Inc
PP-2022-00889 | 2022-03-17 | 2182 E 13TH AVENUE, Vancouver, BC V5N 2C4 | Plumbing Permit | Residential | New | Completed | Residential - New Build , rough in to all fixtures listed >>>> Amend: June 16th -Please add 4 RWL drains to permit | VANMECH PLUMBING & HEATING LTD.
PP-2022-00293 | 2022-01-31 | 2182 E 13TH AVENUE, Vancouver, BC V5N 2C4 | Plumbing Permit | Residential | New | Completed | Residential - 2FD - EAST UNIT - 2182 E 13TH AV WEST UNIT - 2180 E 13TH AV Install 2 outside sumps To construct a two-storey two-family dwelling with a detached accessory building (garage) at the rear providing 2 parking spaces, having vehicular access from the lane. Note: This is a 2 storey building pursuant to the Zoning and Development By-Law 1. A/C units proposed in the rear yard 2. Bar sinks proposed AMEND: MAR 9/2022 Change to one outside sump with pump one outside sump without pump | Octiscapes Site Services Ltd
GP-2021-04381 | 2023-08-14 | 869 E 13TH AVENUE, Vancouver, BC V5T 2L4 | Gas Permit | Residential | Renovation - Dwelling Unit(s) only | Issued | Residential - Furnace replacement | General Heating Ltd
GP-2023-00256 | 2023-01-20 | 1585 E 14TH AVENUE, Vancouver, BC V5N 2C9 | Gas Permit | Residential | Renovation | Completed | Residential - 1FD - Install one natural gas fireplace insert | Vancouver Gas Fireplaces Ltd
GP-2023-01165 | 2023-04-06 | 1585 E 14TH AVENUE, Vancouver, BC V5N 2C9 | Gas Permit | Residential | Renovation | Completed | Residential - FURNACE RE/RE | Reliance Comfort Limited Partnership
GP-2023-01262 | 2023-04-18 | 3181 E 15TH AVENUE, Vancouver, BC V5M 2L1 | Gas Permit | Residential | Tenant Improvement | Completed | Residential - install furnace | Gandy Installations Ltd
GP-2022-01590 | 2022-05-30 | 3195 E 15TH AVENUE, Vancouver, BC V5M 2L1 | Gas Permit | Residential | Renovation | Completed | Residential - We are going to replace the existing Slant/Fin Boiler and indirect tank with a new Rinnai I120cn Combi Boiler | PIPEWORKS MECHANICAL
EP-2022-05285 | 2022-09-08 | 253 E 17TH AVENUE, Vancouver, BC V5V 1A6 | Electrical Permit | Residential | Addition | Completed | Installation / Repair - Residential - Dedicated circuit for AC install | Pacific Star Electric Inc
GP-2024-00185 | 2024-01-24 | 2147 E 1ST AVENUE, Vancouver, BC V5N 1B7 | Gas Permit | Residential | Renovation | Completed | Residential - HWT re&re | Ferenc Nagy
EP-2022-02122 | 2022-03-17 | 2165 E 1ST AVENUE, Vancouver, BC V5N 1B7 | Electrical Permit | Residential | Renovation | Completed | Installation / Repair - Residential - Remove smoke detectors and inspect all connections Install new smoke carbon monoxide detector. Test all smokes >BP: Exterior and interior alterations to this existing one family dwelling with a secondary suite. The scope of work includes to validate the existing enclosed front porch and the storage area below the porch, remove the plumbing fixtures in the attic. Ok to process as DB per David Jung. | Nelcan Electric Ltd
PP-2022-01079 | 2022-03-30 | 2165 E 1ST AVENUE, Vancouver, BC V5N 1B7 | Plumbing Permit | Residential | Renovation | Completed | Residential - Customer is turning their top floor 3 piece bathroom into a storage closet. They have uninstalled all fixtures and are leaving the plumbing. Exterior and interior alterations to this existing one family dwelling with a secondary suite. The scope of work includes to validate the existing enclosed front porch and the storage area below the porch, remove the plumbing fixtures in the attic. | Van Custom Plumbing Ltd
PP-2023-03217 | 2023-09-11 | 2219 E 1ST AVENUE, Vancouver, BC V5N 1C1 | Plumbing Permit | Residential | New | Issued | Residential - 2FD+SS - FRONT - 2219 E 1ST AV BACK - 2221 E 1ST AV - #1 & #2 plumbing >DB: To construct a two-storey two-family dwelling with ONE secondary suites located in the basement, with a detached accessory building (garage) at the rear providing 2 parking spaces, having vehicular access from the lane. Note: This is a 2 storey building pursuant to the Zoning and Development By-Law 1. Covenant registered at the Land Title Office under CB592102-CB592103 2. No strata titling permitted 3. HEAT PUMP units proposed 6. Entire Building to have NFPA 13-D ****ALL PROJECT COORDINATOR NOTES HAS BEEN ACCEPTED BY THE APPLICANT**** ******THIS PERMIT HAS BEEN ISSUED UNDER THE REQUIREMENTS OF VBBL #12511 (2019)****** ***This permit is issued under the VBBL 2019, with updated energy requirements as per bylaw # 12997 effective Jan 01, 2022.*** | bcc mechanicals ltd
EP-2023-09318 | 2023-10-27 | 2219 E 1ST AVENUE, Vancouver, BC V5N 1C1 | Electrical Permit | Residential | New | Issued | Installation / Repair - Residential - Duplex house detached garage.whole new house Electrical work and finishing. Car charger, stove,hvac >BP: >BP: To construct a two-storey two-family dwelling with ONE secondary suites ($765,685.00) located in the basement, with a detached accessory building (garage) at the rear providing 2 parking spaces, having vehicular access from the lane. Note: This is a 2 storey building pursuant to the Zoning and Development By-Law 1. Covenant registered at the Land Title Office under CB592102-CB592103 2. No strata titling permitted 3. HEAT PUMP units proposed 4. Schedule B: Md Shahidul Alam (604) 653-7475 Structural & Geotechnical 5. HPO: Residential Builder – West Modern Homes Ltd #47177 6. Entire Building to have NFPA 13-D ***This permit is issued under the VBBL 2019, with updated energy requirements as per bylaw # 12997 effective Jan 01, 2022.*** | Maple Leaf Electrical Ltd
EP-2023-09306 | 2023-10-16 | 2219 E 1ST AVENUE, Vancouver, BC V5N 1C1 | Electrical Permit | Residential | New | Issued | Installation / Repair - Residential - Rough in and plating of security, tv, telephone, network, doorbell. >BP: To construct a two-storey two-family dwelling with ONE secondary suites ($765,685.00) located in the basement, with a detached accessory building (garage) at the rear providing 2 parking spaces, having vehicular access from the lane. Note: This is a 2 storey building pursuant to the Zoning and Development By-Law 1. Covenant registered at the Land Title Office under CB592102-CB592103 2. No strata titling permitted 3. HEAT PUMP units proposed 4. Schedule B: Md Shahidul Alam (604) 653-7475 Structural & Geotechnical 5. HPO: Residential Builder – West Modern Homes Ltd #47177 6. Entire Building to have NFPA 13-D ***This permit is issued under the VBBL 2019, with updated energy requirements as per bylaw # 12997 effective Jan 01, 2022.*** | Tuong Su
SP-2023-01949 | 2023-10-23 | 2219 E 1ST AVENUE, Vancouver, BC V5N 1C1 | Sprinkler Permit | Residential | New | Issued | Residential - 2FD+SS - FRONT - 2219 E 1ST AV BACK - 2221 E 1ST AV - #1 & #2 new fire sprinkler system to be install >DB: To construct a two-storey two-family dwelling with ONE secondary suites located in the basement, with a detached accessory building (garage) at the rear providing 2 parking spaces, having vehicular access from the lane. Note: This is a 2 storey building pursuant to the Zoning and Development By-Law 1. Covenant registered at the Land Title Office under CB592102-CB592103 2. No strata titling permitted 3. HEAT PUMP units proposed 6. Entire Building to have NFPA 13-D ******THIS PERMIT HAS BEEN ISSUED UNDER THE REQUIREMENTS OF VBBL #12511 (2019)****** ***This permit is issued under the VBBL 2019, with updated energy requirements as per bylaw # 12997 effective Jan 01, 2022.*** | Real Tech Fire Protection Ltd
MP-2023-01803 | 2023-10-08 | 2219 E 1ST AVENUE, Vancouver, BC V5N 1C1 | Mechanical Permit | NULL | NULL | Issued | NULL | DAYLIGHT HEATING AND AIR CONDITIONING LTD
PP-2023-02653 | 2023-07-26 | 2219 E 1ST AVENUE, Vancouver, BC V5N 1C1 | Plumbing Permit | Residential | New | Issued | Residential - one sump without pump | Bhullar Excavating and Demolition
EP-2022-10654 | 2022-12-16 | 2219 E 1ST AVENUE, Vancouver, BC V5N 1C1 | Electrical Permit | Residential | New | Expired | Temporary Power - Residential - To provide temporary power. | Maple Leaf Electrical Ltd
GP-2023-03851 | 2023-12-04 | 2325 E 1ST AVENUE, Vancouver, BC V5N 1C2 | Gas Permit | Residential | Renovation | Completed | Residential - RE&RE tankless water heater | Milani Plumbing Heating & Air Conditioning Ltd
EP-2023-08614 | 2023-09-25 | 1386 E 21ST AVENUE, Vancouver, BC V5V 1T2 | Electrical Permit | Residential | Renovation - Dwelling Unit(s) only | Completed | Installation / Repair - Residential - House 100A to 200A electrical service upgrade (overhead type). | Magtion Electric Ltd
GP-2022-00037 | 2022-01-14 | 1473 E 21ST AVENUE, Vancouver, BC V5N 2N3 | Gas Permit | Residential | Renovation - Dwelling Unit(s) only | Completed | Residential - Replacing gas furnace Upgrade gas water tank to tankless water heater Installing new gas range in secondary suit Exterior, interior alterations and a change of use from a one family dwelling to a one family dwelling with a secondary suite (ancillary residential unit) on the south side 1st storey, in this existing 2 storey building on this site. Scope of work includes: alterations to remove rear deck/stairs (north elevation), side door, window (east elevation) and remove chimney by hand, repair and infill floor and roof; new stair and landing at the rear; new millwork, doors, plumbing fixtures, appliances, flooring, paint and finishes; install smoke alarms with carbon monoxide detector on 1st & 2nd storey. | Everdream Pro Design & Construction Inc
GP-2023-02477 | 2023-08-24 | 923 E 13TH AVENUE, Vancouver, BC V5T 2L7 | Gas Permit | Residential | Renovation | Completed | Residential - Replaced gas furnace | ROMA Heating Ltd
MP-2023-01608 | 2023-09-01 | 928 E 13TH AVENUE, Vancouver, BC V5T 2L6 | Mechanical Permit | NULL | NULL | Completed | NULL | Ferenc Nagy
EP-2023-11287 | 2023-12-21 | 928 E 13TH AVENUE, Vancouver, BC V5T 2L6 | Electrical Permit | Residential | Renovation | Completed | Installation / Repair - Residential - Installation of EV charging station (5760 W). | Zenergy Electric Ltd
EP-2023-06743 | 2023-08-10 | 928 E 13TH AVENUE, Vancouver, BC V5T 2L6 | Electrical Permit | Residential | Tenant Improvement | Completed | Installation / Repair - Residential - Upgrading electrical service to 200 amp and wiring heat pump NO MECHANICAL PERMIT AT THIS TIME. | EURO TECH ELECTRIC LTD.
EP-2022-01122 | 2022-02-16 | 137 E 16TH AVENUE, Vancouver, BC V5T 2T3 | Electrical Permit | Residential | Renovation | Completed | Installation / Repair - Residential - Replacement of fuse panels in (8) suites. Full removal of existing fuse panels in suites 1 through 8, Replace with new panel enclosures and all associated circuit breakers in each suite. | Kato Electrical Inc
MP-2023-01206 | 2023-07-25 | 216 E 16TH AVENUE, Vancouver, BC V5T 2T4 | Mechanical Permit | NULL | NULL | Issued | NULL | Torr Refrigeration & HVAC Inc
SP-2023-01180 | 2023-07-04 | 216 E 16TH AVENUE, Vancouver, BC V5T 2T4 | Sprinkler Permit | Residential | New | Issued | Residential - Install Sprinkler Heads >BP: To construct a 2 storey two-family dwelling with a detached accessory building (garage) and 2 open parking at the rear providing 4 parking spaces, having vehicular access from the lane. 1. A/C proposed – Exterior component located in Rear (South) Yard, Interior component located in Second Floor 2. Schedule B: (Julian Bozsik) P.Eng (604.431.0055) Structural & Geotechnical 3. HPO: Residential Builder- Maxim Development Group (Canada) Inc. | RAHELU PLUMBING & HEATING LTD.
GP-2023-01964 | 2023-06-30 | 216 E 16TH AVENUE, Vancouver, BC V5T 2T4 | Gas Permit | Residential | New | Issued | Residential - installation for: two ranges/ two boilers the two Gas BBQ piping only >BP: To construct a 2 storey two-family dwelling ($805,500) with a detached accessory building (garage) and 2 open parking at the rear providing 4 parking spaces, having vehicular access from the lane. | Lally Plumbing & Heating Ltd
EP-2023-05380 | 2023-06-29 | 216 E 16TH AVENUE, Vancouver, BC V5T 2T4 | Electrical Permit | Residential | Addition | Issued | Installation / Repair - Residential - New constriction duplex Branch circuits throughout EV Charger rough in Hook up heat pumps New lighting Smoke detectors Main Service: 200A 1FD: 125A ¦ 1FD: 125A *An approved mechanical permit is required for the installation of air conditioning or heat pump unit at the time of installation before an electrical inspection will be performed >BP: To construct a 2 storey two-family dwelling ($805,500) with a detached accessory building (garage) and 2 open parking at the rear providing 4 parking spaces, having vehicular access from the lane. 1. A/C proposed – Exterior component located in Rear (South) Yard, Interior component located in Second Floor 2. Schedule B: (Julian Bozsik) P.Eng (604.431.0055) Structural & Geotechnical 3. HPO: Residential Builder- Maxim Development Group (Canada) Inc. Note: This is a 2 storey building pursuant to the Zoning and Development By-Law **THIS PERMIT HAS BEEN ISSUED UNDER THE REQUIREMENTS OF VBBL #12511 (2019) ** | TDR Electric Inc
EP-2023-05286 | 2023-06-13 | 216 E 16TH AVENUE, Vancouver, BC V5T 2T4 | Electrical Permit | Residential | New | Issued | Installation / Repair - Residential - Install security, intercom, camera, tv, data, tel roughin & completion. >BP: To construct a 2 storey two-family dwelling ($805,500) with a detached accessory building (garage) and 2 open parking at the rear providing 4 parking spaces, having vehicular access from the lane. 1. A/C proposed – Exterior component located in Rear (South) Yard, Interior component located in Second Floor 2. Schedule B: (Julian Bozsik) P.Eng (604.431.0055) Structural & Geotechnical 3. HPO: Residential Builder- Maxim Development Group (Canada) Inc. Note: This is a 2 storey building pursuant to the Zoning and Development By-Law Address Information: Principle Dwelling #1(West): 216 E 16 Ave Principle Dwelling #2(East): 218 E 16 Ave Addresses have been assigned per the approved plans, access to the rear unit is from the North side. This access must be provided & maintained at all times and the building addresses posted to be visible from the street in accordance with the Building By-law. **THIS PERMIT HAS BEEN ISSUED UNDER THE REQUIREMENTS OF VBBL #12511 (2019) ** | Repel Security Systems Ltd
PP-2023-01280 | 2023-04-13 | 216 E 16TH AVENUE, Vancouver, BC V5T 2T4 | Plumbing Permit | Residential | New | Issued | Residential - 2FD - WEST - 216 E 16TH AV EAST - 218 E 16TH AV Plumbing >DB: o construct a 2 storey two-family dwelling with a detached accessory building (garage) and 2 open parking at the rear providing 4 parking spaces, having vehicular access from the lane. 1. A/C proposed – Exterior component located in Rear (South) Yard, Interior component located in Second Floor | Lally Plumbing & Heating Ltd
NULL | NULL | 216 E 16TH AVENUE, Vancouver, BC V5T 2T4 | Mechanical Permit | NULL | NULL | Draft | NULL | NULL
MP-2023-00725 | 2023-04-28 | 216 E 16TH AVENUE, Vancouver, BC V5T 2T4 | Mechanical Permit | NULL | NULL | Issued | NULL | Lally Plumbing & Heating Ltd
PP-2023-00266 | 2023-01-25 | 216 E 16TH AVENUE, Vancouver, BC V5T 2T4 | Plumbing Permit | Residential | New | Cancelled | Residential - Plumbing :BP: To construct a 2 storey two-family dwelling with a detached accessory building (garage) and 2 open parking at the rear providing 4 parking spaces, having vehicular access from the lane. 1. A/C proposed – Exterior component located in Rear (South) Yard, Interior component located in Second Floor 2. Schedule B: (Julian Bozsik) P.Eng (604.431.0055) Structural & Geotechnical 3. HPO: Residential Builder- Maxim Development Group (Canada) Inc. July 17/2023-AMEND -cancel, permit and refund fees. This permit duplicated PP 2023-01280 | Lally Plumbing & Heating Ltd
PP-2022-04435 | 2022-12-13 | 216 E 16TH AVENUE, Vancouver, BC V5T 2T4 | Plumbing Permit | Residential | New | Issued | Residential - sump placing | Metro Contracting Ltd
EP-2022-08876 | 2022-10-18 | 216 E 16TH AVENUE, Vancouver, BC V5T 2T4 | Electrical Permit | Residential | New | Expired | Temporary Power - Residential - To provide temporary power. | GV ELECTRICAL INC
EP-2022-08407 | 2022-10-04 | 239 E 16TH AVENUE, Vancouver, BC V5T 2T5 | Electrical Permit | Commercial | New | Expired | Temporary Power - Commercial - To provide temporary power. | F & S Electrical Ltd
EP-2022-10243 | 2023-02-17 | 239 E 16TH AVENUE, Vancouver, BC V5T 2T5 | Electrical Permit | Commercial | New | Issued | Installation / Repair - Commercial - 6 unit wood frame residential project with underground parking >BP: To construct a 3 storey residential building with six dwelling on levels 1 - 3 (2 strata units and 4 rental units) each with direct exterior access. There is 1 level of underground parking that contain storage rooms and building services and an amenity room. Building to be sprinklered to NFPA 13R. Part 9 Building approved for CP Stream by Kelly Anderson per email sent September 13, 2021. To be reviewed under the 2019 VBBL. Stage 1 - excavation and shoring - accepted Sept.28/22 Erv Stage 2 - full construction - accepted Nov.24/22 Erv | Wicks Electric Inc
SP-2022-01964 | 2023-12-01 | 239 E 16TH AVENUE, Vancouver, BC V5T 2T5 | Sprinkler Permit | Commercial | New | Issued | Commercial - For all sprinkler work to the 2019 VBBL; NFPA 13, 2013 (Parking) NFPA 13R, 2013 (Residential) for this newly construct a 3 storey residential building with six dwelling on levels 1 - 3 (2 strata units and 4 rental units) each with direct exterior access. There is 1 level of underground parking that contain storage rooms and building services and an amenity room. Building to be sprinklered to NFPA 13R. Part 9 Building approved for CP Stream by Kelly Anderson per email sent September 13, 2021. To be reviewed under the 2019 VBBL. THIS IS A CERTIFIED PROFESSIONAL PROJECT and the CP is Tavis McAuley of McAuley Consulting Notes: 1. Fire Suppression System Engineer of Record Mr. Ryan Pavey of Cardinal Engineering T: 604 605 0606 E: pavey@cardinalfire.ca 2. One set of approved drawings and permit to be available for viewing at the jobsite. | Hydroworks Contracting Ltd
PP-2023-00753 | 2023-03-23 | 239 E 16TH AVENUE, Vancouver, BC V5T 2T5 | Plumbing Permit | Commercial | New | Issued | Commercial - New construction plumbing for 6 plex >BP: To construct a 3 storey residential building with six dwelling on levels 1 - 3 (2 strata units and 4 rental units) each with direct exterior access. There is 1 level of underground parking that contain storage rooms and building services and an amenity room. Building to be sprinklered to NFPA 13R. Part 9 Building approved for CP Stream by Kelly Anderson per email sent September 13, 2021. To be reviewed under the 2019 VBBL. Stage 1 - excavation and shoring - accepted Sept.28/22 Erv Stage 2 - full construction - accepted Nov.24/22 Erv >>>Amend: Feb. 5th: -Add 1 coffee machine (water and drainage). -Unit 5 (or unit 202) on level 3 | BD Plumbing
PP-2023-00772 | 2023-03-10 | 239 E 16TH AVENUE, Vancouver, BC V5T 2T5 | Plumbing Permit | Residential | New | Issued | Residential - *** underground only plumbing *** >BP: To construct a 3 storey residential building with six dwelling on levels 1 - 3 (2 strata units and 4 rental units) each with direct exterior access. There is 1 level of underground parking that contain storage rooms and building services and an amenity room. Building to be sprinklered to NFPA 13R. Part 9 Building approved for CP Stream by Kelly Anderson per email sent September 13, 2021. To be reviewed under the 2019 VBBL. Stage 1 - excavation and shoring - accepted Sept.28/22 Erv Stage 2 - full construction - accepted Nov.24/22 Erv April 19-AMEND new mechanical drawings to uploaded | BD Plumbing
EP-2024-00229 | 2024-01-09 | 239 E 16TH AVENUE, Vancouver, BC V5T 2T5 | Electrical Permit | Commercial | New | Issued | Installation / Repair - Commercial - Extra low voltage systems -access control and cctv- install. To construct a 3 storey residential building with six dwelling on levels 1 - 3 (2 strata units and 4 rental units) each with direct exterior access. There is 1 level of underground parking that contain storage rooms and building services and an amenity room. Building to be sprinklered to NFPA 13R. | Senex Security Inc
MP-2023-02168 | 2023-12-06 | 239 E 16TH AVENUE, Vancouver, BC V5T 2T5 | Mechanical Permit | NULL | NULL | Cancelled | NULL | Green Mountain Solutions Inc
MP-2023-02169 | 2023-12-06 | 239 E 16TH AVENUE, Vancouver, BC V5T 2T5 | Mechanical Permit | NULL | NULL | Cancelled | NULL | Green Mountain Solutions Inc
MP-2023-02170 | 2023-12-06 | 239 E 16TH AVENUE, Vancouver, BC V5T 2T5 | Mechanical Permit | NULL | NULL | Cancelled | NULL | Green Mountain Solutions Inc
MP-2023-02171 | 2023-12-06 | 239 E 16TH AVENUE, Vancouver, BC V5T 2T5 | Mechanical Permit | NULL | NULL | Cancelled | NULL | Green Mountain Solutions Inc
MP-2023-02172 | 2023-12-06 | 239 E 16TH AVENUE, Vancouver, BC V5T 2T5 | Mechanical Permit | NULL | NULL | Cancelled | NULL | Green Mountain Solutions Inc
MP-2023-02173 | 2023-12-06 | 239 E 16TH AVENUE, Vancouver, BC V5T 2T5 | Mechanical Permit | NULL | NULL | Issued | NULL | Green Mountain Solutions Inc
MP-2023-02174 | 2023-12-06 | 239 E 16TH AVENUE, Vancouver, BC V5T 2T5 | Mechanical Permit | NULL | NULL | Cancelled | NULL | Green Mountain Solutions Inc
GP-2023-03905 | NULL | 239 E 16TH AVENUE, Vancouver, BC V5T 2T5 | Gas Permit | Residential | New | Withdrawn | Residential - Line to range and bbq | Green Mountain Solutions Inc
GP-2023-03903 | NULL | 239 E 16TH AVENUE, Vancouver, BC V5T 2T5 | Gas Permit | Residential | New | Withdrawn | Residential - Line to tankless water heater, range, bbq, fireplace, fire pit | Green Mountain Solutions Inc
GP-2023-03902 | NULL | 239 E 16TH AVENUE, Vancouver, BC V5T 2T5 | Gas Permit | Residential | New | Withdrawn | Residential - Line to tankless water heater, range, bbq, fire pit | Green Mountain Solutions Inc
GP-2023-03904 | NULL | 239 E 16TH AVENUE, Vancouver, BC V5T 2T5 | Gas Permit | Residential | New | Application Incomplete | Residential - Line to 1 Tankless Water Heater, 4 Ranges and 4 BBQ's >BP: To construct a 3 storey residential building with six dwelling on levels 1 - 3 (2 strata units and 4 rental units) each with direct exterior access. There is 1 level of underground parking that contain storage rooms and building services and an amenity room. Building to be sprinklered to NFPA 13R. | Green Mountain Solutions Inc
GP-2023-03906 | NULL | 239 E 16TH AVENUE, Vancouver, BC V5T 2T5 | Gas Permit | Residential | New | Withdrawn | Residential - Install line to range and bbq | Green Mountain Solutions Inc
GP-2023-03907 | NULL | 239 E 16TH AVENUE, Vancouver, BC V5T 2T5 | Gas Permit | Residential | New | Withdrawn | Residential - Gas line for range and bbq | Green Mountain Solutions Inc
EP-2023-09476 | 2023-10-20 | 239 E 16TH AVENUE, Vancouver, BC V5T 2T5 | Electrical Permit | Commercial | New | Issued | Temporary Power - Commercial - To provide temporary power. | Wicks Electric Inc
SP-2023-01493 | 2023-08-17 | 254 E 16TH AVENUE, Vancouver, BC V5T 2T4 | Sprinkler Permit | Residential | New | Issued | Residential - Installation of new fire sprinkler system in Duplex >BP: To construct a two-storey two-family dwelling with a basement, with a detached accessory building (garage) at the rear providing 2 parking spaces, having vehicular access from the lane. Note: This is a 2 storey building pursuant to the Zoning and Development By-Law 1. HEAT PUMP units proposed in the rear yard 2. Schedule B: Ward Philips P Eng (604) 716-8881 Geotechnical 3. Schedule B: Kurt Geussepe Quines P Eng (604) 484-2859 Structural 4. HPO: Residential Builder – Saint Construction Management Ltd #40782 5. Entire Building to have NFPA 13-D | Fire Busters Inc
PP-2023-03205 | 2023-09-11 | 254 E 16TH AVENUE, Vancouver, BC V5T 2T4 | Plumbing Permit | Residential | New | Issued | Residential - 2FD - WEST - 254 E 16TH AV - #1 EAST - 254 E 16TH AV - #2 New build full plumbing scope >DB: To construct a two-storey two-family dwelling with a basement, with a detached accessory building (garage) at the rear providing 2 parking spaces, having vehicular access from the lane. Note: This is a 2 storey building pursuant to the Zoning and Development By-Law 1. HEAT PUMP units proposed in the rear yard 5. Entire Building to have NFPA 13-D ****ALL PROJECT COORDINATOR NOTES HAS BEEN ACCEPTED BY THE APPLICANT**** ******THIS PERMIT HAS BEEN ISSUED UNDER THE REQUIREMENTS OF VBBL #12511 (2019)****** ***This permit is issued under the VBBL 2019, with updated energy requirements as per bylaw # 12997 effective Jan 01, 2022.*** | Cima Mechanical Ltd
EP-2023-01295 | 2023-02-14 | 254 E 16TH AVENUE, Vancouver, BC V5T 2T4 | Electrical Permit | Residential | New | Issued | Temporary Power - Residential - To provide temporary power. | Pacific Star Electric Inc
PP-2023-01772 | 2023-06-26 | 254 E 16TH AVENUE, Vancouver, BC V5T 2T4 | Plumbing Permit | Residential | New | Issued | Residential - 2FD - storm and sewer services | Mash Construction Ltd.
EP-2023-06064 | 2023-08-09 | 254 E 16TH AVENUE, Vancouver, BC V5T 2T4 | Electrical Permit | Residential | New | Issued | Installation / Repair - Residential - ¦ 2FD/ 200A ¦ New Duplex *An approved mechanical permit is required for the installation of air conditioning or heat pump unit at the time of installation before an electrical inspection will be performed >BP: To construct a two-storey two-family dwelling ($967,720.00) with a basement, with a detached accessory building (garage) at the rear providing 2 parking spaces, having vehicular access from the lane. Note: This is a 2 storey building pursuant to the Zoning and Development By-Law 1. HEAT PUMP units proposed in the rear yard 2. Schedule B: Ward Philips P Eng (604) 716-8881 Geotechnical 3. Schedule B: Kurt Geussepe Quines P Eng (604) 484-2859 Structural 4. HPO: Residential Builder – Saint Construction Management Ltd #40782 5. Entire Building to have NFPA 13-D ****ALL PROJECT COORDINATOR NOTES HAS BEEN ACCEPTED BY THE APPLICANT**** ******THIS PERMIT HAS BEEN ISSUED UNDER THE REQUIREMENTS OF VBBL #12511 (2019)****** ***This permit is issued under the VBBL 2019, with updated energy requirements as per bylaw # 12997 effective Jan 01, 2022.*** | Pacific Star Electric Inc
NULL | NULL | 254 E 16TH AVENUE, Vancouver, BC V5T 2T4 | Gas Permit | Residential | Renovation | Draft | Residential - test | Cima Mechanical Ltd
EP-2024-00139 | 2024-01-09 | 258 E 16TH AVENUE, Vancouver, BC V5T 2T4 | Electrical Permit | Residential | Addition | Completed | Installation / Repair - Residential - Add new circuit for dryer and arc fault for washer. There is no structural work being performed. It's being run to an existing niche for the units. Also it is for the coach house at the rear. | Hot Electric Inc.
MP-2023-02165 | 2023-12-06 | 264 E 17TH AVENUE, Vancouver, BC V5V 1A7 | Mechanical Permit | NULL | NULL | Issued | NULL | Profix Mechanical Ltd
GP-2023-02749 | 2023-09-21 | 264 E 17TH AVENUE, Vancouver, BC V5V 1A7 | Gas Permit | Residential | New | Issued | Residential - 1 BBQ & 1 Cooktop >BP: To construct a Net Zero 2 storey + basement one-family dwelling with a secondary suite ($934,500) located in the basement. | R J Gas Ltd
EP-2023-09190 | 2023-10-12 | 264 E 17TH AVENUE, Vancouver, BC V5V 1A7 | Electrical Permit | Residential | New | Issued | Installation / Repair - Residential - Installation of a 11.3 kW Solar Grid Tie System. >BP: To construct a Net Zero 2 storey + basement one-family dwelling with a secondary suite ($934,500) located in the basement. Note: All new buildings in the development must meet the requirements of the Guidelines for the Administration of Variances for Zero Emission Buildings in RS, RT and RA Districts (amended by Council on July 20, 2021) including the requirements for labeling under the CHBA Net Zero standard, or an alternate zero emissions standard approved by the Director of Sustainability. The applicant will be required to demonstrate that the development is on track to achieve the above requirements at each stage of the process. 1- Covenant registered at the Land Title Office under CB337447 2- No strata titling permitted 3- Bar sink proposed in the basement 4- A/C unit and heat pump proposed in the rear yard 5- Schedule B: Alan Prahalad P.Eng. (604-831-1431) Structural & Geotechnical 6- BC Housing Residential Builder - Averra Developments Inc. ***This permit is issued under the VBBL 2019, with updated energy requirements as per bylaw # 12997 effective Jan 01, 2022.*** | Terratek Energy Solutions Inc
SP-2023-01417 | 2023-08-03 | 264 E 17TH AVENUE, Vancouver, BC V5V 1A7 | Sprinkler Permit | Residential | New | Issued | Residential - new sprinkler system >BP: To construct a Net Zero 2 storey + basement one-family dwelling with a secondary suite located in the basement. Note: All new buildings in the development must meet the requirements of the Guidelines for the Administration of Variances for Zero Emission Buildings in RS, RT and RA Districts (amended by Council on July 20, 2021) including the requirements for labeling under the CHBA Net Zero standard, or an alternate zero emissions standard approved by the Director of Sustainability. The applicant will be required to demonstrate that the development is on track to achieve the above requirements at each stage of the process. Note: Parking for the site has been provided under DB-2022-03111 (Laneway House). Note: This is a 2 storey building pursuant to the Zoning and Development By-Law. 1- Covenant registered at the Land Title Office under CB337447 2- No strata titling permitted 3- Bar sink proposed in the basement 4- A/C unit and heat pump proposed in the rear yard 5- Schedule B: Alan Prahalad P.Eng. (604-831-1431) Structural & Geotechnical 6- BC Housing Residential Builder - Averra Developments Inc. | Alco Fire Protection Ltd
PP-2023-01728 | 2023-05-17 | 264 E 17TH AVENUE, Vancouver, BC V5V 1A7 | Plumbing Permit | Residential | New | Issued | Residential - Plumbing in a new Home >BP: To construct a Net Zero 2 storey + basement one-family dwelling with a secondary suite located in the basement. | Pacific Star Mechanical Ltd
EP-2023-00793 | 2023-01-30 | 264 E 17TH AVENUE, Vancouver, BC V5V 1A7 | Electrical Permit | Residential | New | Expired | Temporary Power - Residential - To provide temporary power. | Pacific Storm Power and Electrical Services Ltd
EP-2023-03188 | 2023-05-05 | 264 E 17TH AVENUE, Vancouver, BC V5V 1A7 | Electrical Permit | Residential | New | Issued | Installation / Repair - Residential - Complete wiring of new construction house >BP: To construct a Net Zero 2 storey + basement one-family dwelling with a secondary suite ($934,500) located in the basement. Note: All new buildings in the development must meet the requirements of the Guidelines for the Administration of Variances for Zero Emission Buildings in RS, RT and RA Districts (amended by Council on July 20, 2021) including the requirements for labeling under the CHBA Net Zero standard, or an alternate zero emissions standard approved by the Director of Sustainability. The applicant will be required to demonstrate that the development is on track to achieve the above requirements at each stage of the process. Note: Parking for the site has been provided under DB-2022-03111 (Laneway House). Note: This is a 2 storey building pursuant to the Zoning and Development By-Law. 1- Covenant registered at the Land Title Office under CB337447 2- No strata titling permitted 3- Bar sink proposed in the basement 4- A/C unit and heat pump proposed in the rear yard 5- Schedule B: Alan Prahalad P.Eng. (604-831-1431) Structural & Geotechnical 6- BC Housing Residential Builder - Averra Developments Inc. | Pacific Storm Power and Electrical Services Ltd
PP-2023-01043 | 2023-03-27 | 264 E 17TH AVENUE, Vancouver, BC V5V 1A7 | Plumbing Permit | Residential | New | Issued | Residential - sump installation >BP: To construct a Net Zero 2 storey + basement one-family dwelling with a secondary suite located in the basement. | Kingsman Excavating Ltd.
EP-2022-10594 | 2022-12-15 | 297 E 17TH AVENUE, Vancouver, BC V5V 1A6 | Electrical Permit | Residential | New | Expired | Temporary Power - Residential - To provide temporary power. | ALPHA ONE ELECTRIC LTD
GP-2022-01748 | 2022-06-10 | 301 E 17TH AVENUE, Vancouver, BC V5V 1A9 | Gas Permit | Residential | Addition | Completed | Residential - Installing a new gas furnace 97% Armstrong Air | 1051750 BC Ltd
EP-2022-07630 | 2022-09-12 | 315 E 17TH AVENUE, Vancouver, BC V5V 1A9 | Electrical Permit | Residential | Renovation | Completed | Installation / Repair - Residential - Service upgrade from 100-amps to 200-amps, 120/240 volt, single phase and relocate service connection point. Installation of new outlets on exterior deck area. >DB: Exterior alterations to construct a 4'6" by 6'0" landing at the front and 8'0" by 19"0" deck at the rear of this existing one family dwelling with secondary suite building on this site. Interior alterations to remove a work without permit washroom installed in the basement level, reduce the lower cabinets in the basement to 8'0" in length with no upper cabinets, and to validate the interior layout of the one family with secondary building on site. This permit is for interior alterations listed in the scope of work only. Any unauthorized work on this site, existing or otherwise, is neither recognized nor approved and may be subject to enforcement action. Amend: Oct 11, 2022 Service and Underground inspections are not showing as options in the online posse system for this permit. Please add | Wespac Electrical Contractor Ltd
GP-2022-00073 | 2022-01-12 | 375 E 17TH AVENUE, Vancouver, BC V5V 1A9 | Gas Permit | Residential | New | Completed | Residential - new gas range install | Fast Track Appliances Ltd
PP-2022-00114 | 2022-01-17 | 375 E 17TH AVENUE, Vancouver, BC V5V 1A9 | Plumbing Permit | Residential | New | Completed | Residential - 1FD+SS - backflow preventor for lawn irrigation To construct a 2 storey one-family dwelling with a secondary suite located in the Basement with an open parking pad, providing 1 parking space, having vehicular access from the 20' Lane. 1. Covenant registered at the Land Title Office under CA8225525 2. No Strata Titling permitted 3. A/C proposed – Exterior component located in rear yard sunken patio (North), Interior component located in second floor 4. Bar sink located in Basement Rec Room | Oriental Landscaping & Home Improvement ltd
EP-2022-07039 | NULL | 404 E 17TH AVENUE, Vancouver, BC V5V 1B1 | Electrical Permit | Residential | Renovation | Withdrawn | Installation / Repair - Residential - Moving service from main house to laneway house. Service stays the same 200 amps | O J ELECTRIC LTD
EP-2022-07828 | 2022-09-15 | 404 E 17TH AVENUE, Vancouver, BC V5V 1B1 | Electrical Permit | Residential | Renovation | Completed | Installation / Repair - Residential - Moving service from main house to laneway house. Service stays same at 100 amps.. >Amend: July 5th -Please change service 100 amps to 125 amps for main house thanks load calculations stay same | O J ELECTRIC LTD
EP-2023-01031 | 2023-02-07 | 404 E 17TH AVENUE, Vancouver, BC V5V 1B1 | Electrical Permit | Residential | Renovation | Expired | Temporary Power - Residential - To provide temporary power. Amend: Feb 8, 2023 see attached for special permission request form | O J ELECTRIC LTD
EP-2023-01134 | 2023-02-08 | 419 E 17TH AVENUE, Vancouver, BC V5V 1B2 | Electrical Permit | Residential | New | Issued | Temporary Power - Residential - To provide temporary power. | Clarus Electric Corp
EP-2023-04306 | 2023-05-26 | 419 E 17TH AVENUE, Vancouver, BC V5V 1B2 | Electrical Permit | Residential | New | Issued | Installation / Repair - Residential - new electrical for SFD *An approved mechanical permit is required for the installation of air conditioning or heat pump unit at the time of installation before an electrical inspection will be performed >BP: To construct a 2 storey + basement one-family dwelling ($525,067.50) with a detached accessory building (garage), at the rear providing 2 parking spaces, having vehicular access from the lane. Note: This Building Permit will remain in a suspended status until the associated (green) Demolition Permit BP-2022-03822 is completed. Note: This is a 2 storey building pursuant to the Zoning and Development By-Law 1- No bar/sink proposed. 2- Heat pump unit proposed within the building envelope, on the West side of the building. 3- Schedule B: Matt Kokan, P.Eng. (604-439-0922) Geotechnical 4- Schedule B: Nick de Ridder, P.Eng. (604-731-7412) Structural 5- Schedule B: Clinton Cuddington (604-737-0235) Architectural 6- Schedule D: Clinton Cuddington (604-737-0235) Building Envelope 7- HPO: Residential Builder – Vanglo Sustainable Construction Group Ltd. 8- The entire building to be sprinklered to NFPA 13D. 9- Building envelope and environmental separation as per Part 5 design ***This permit is issued under the VBBL 2019, with updated energy requirements as per bylaw # 12997 effective Jan 01, 2022.*** | Clarus Electric Corp
PP-2023-01934 | 2023-05-31 | 419 E 17TH AVENUE, Vancouver, BC V5V 1B2 | Plumbing Permit | Residential | New | Issued | Residential - new plumbing system into sfh >BP: To construct a 2 storey + basement one-family dwelling with a detached accessory building (garage), at the rear providing 2 parking spaces, having vehicular access from the lane. | Paris Plumbing And Heating Ltd
PP-2022-04137 | 2023-01-09 | 419 E 17TH AVENUE, Vancouver, BC V5V 1B2 | Plumbing Permit | Residential | New | Issued | Residential - Sumps | Octiscapes Site Services Ltd
EP-2023-03904 | 2023-11-23 | 462 E 17TH AVENUE, Vancouver, BC V5V 1B1 | Electrical Permit | Residential | New | Issued | Installation / Repair - Residential - 400amp Service, dedicated branch circuits, EV/ Load Share/ Meter stack (5 meters) >BP: To alter, add to and convert the existing One-Family Character Dwelling to a Multiple Conversion Dwelling (Building 1) containing 3 Dwelling Units and; To construct an Infill One-Family Dwelling (Building 2) with an attached two-car garages, a common utility room and one surface parking, having vehicular access from the lane. | Pacific Star Electric Inc
PP-2023-02240 | 2023-06-23 | 462 E 17TH AVENUE, Vancouver, BC V5V 1B1 | Plumbing Permit | Residential | New | Issued | Residential - MCD - 458 E 17TH AV 460 E 17TH AV 462 E 17TH AV new plumbing >BP: To alter, add to and convert the existing One-Family Character Dwelling to a Multiple Conversion Dwelling (Building 1) containing 3 Dwelling Units and; To construct an Infill One-Family Dwelling (Building 2) with an attached two-car garages, a common utility room and one surface parking, having vehicular access from the lane. ******THIS PERMIT HAS BEEN REVIEWED AND ISSUED UNDER THE REQUIREMENTS OF VBBL 2019 AND AMENDMENT EFFECTIVE JAN 1ST, 2022. *********** 3. Entire building is to be sprinklered to NFPA 13R requirements. | EXCEL MECHANICAL LTD
EP-2022-08289 | 2022-10-03 | 2609 E 18TH AVENUE, Vancouver, BC V5M 2P6 | Electrical Permit | Residential | New | Completed | Installation / Repair - Residential - NEW CONSTRUCTION To construct a two-storey two-family dwelling with a detached accessory building (garage) at the rear providing 2 parking spaces, having vehicular access from the lane. Note: This is a 2 storey building pursuant to the Zoning and Development By-Law 1. A/C units proposed in front yard & second storey 2. No Bar sinks proposed 3. Schedule B: Beerinder Sighu M. Eng. P.Eng (604.339.0034) Structural & Geotechnical 4. HPO: Residential Builder - PD Moore Homes Inc | Prabhjot Singh Battu
EP-2022-02440 | 2022-03-25 | 2609 E 18TH AVENUE, Vancouver, BC V5M 2P6 | Electrical Permit | Residential | New | Expired | Temporary Power - Residential - To provide temporary power. | Prabhjot Singh Battu
MP-2022-00519 | 2022-11-03 | 2609 E 18TH AVENUE, Vancouver, BC V5M 2P6 | Mechanical Permit | NULL | NULL | Completed | NULL | Century Twenty One Gas & Heating Co. Ltd
GP-2022-03086 | 2022-10-12 | 2609 E 18TH AVENUE, Vancouver, BC V5M 2P6 | Gas Permit | Residential | New | Completed | Residential - Installation of gas appliances for: >BP: To construct a two-storey two-family dwelling ($779,450) with a detached accessory building (garage) at the rear providing 2 parking spaces, having vehicular access from the lane. Note: This is a 2 storey building pursuant to the Zoning and Development By-Law 1. A/C units proposed in front yard & second storey 2. No Bar sinks proposed 3. Schedule B: Beerinder Sighu M. Eng. P.Eng (604.339.0034) Structural & Geotechnical 4. HPO: Residential Builder - PD Moore Homes Inc | Century Twenty One Gas & Heating Co. Ltd
EP-2022-08678 | 2022-10-13 | 2609 E 18TH AVENUE, Vancouver, BC V5M 2P6 | Electrical Permit | Residential | New | Completed | Installation / Repair - Residential - Rough-in for security alarm, tv, telephone, internet and cameras -Pre wire for alarm. >BP: To construct a two-storey two-family dwelling ($779,450) with a detached accessory building (garage) at the rear providing 2 parking spaces, having vehicular access from the lane. Note: This is a 2 storey building pursuant to the Zoning and Development By-Law 1. A/C units proposed in front yard & second storey 2. No Bar sinks proposed 3. Schedule B: Beerinder Sighu M. Eng. P.Eng (604.339.0034) Structural & Geotechnical 4. HPO: Residential Builder - PD Moore Homes Inc >>>>Amend: March 22, 2023 complete security alarm installation | Static Security Inc
PP-2022-03136 | 2022-09-09 | 2609 E 18TH AVENUE, Vancouver, BC V5M 2P6 | Plumbing Permit | Residential | New | Completed | Residential - Plumbing for: >BP: To construct a two-storey two-family dwelling ($779,450) with a detached accessory building (garage) at the rear providing 2 parking spaces, having vehicular access from the lane. | Century Twenty One Gas & Heating Co. Ltd
SP-2022-01611 | 2022-10-04 | 2609 E 18TH AVENUE, Vancouver, BC V5M 2P6 | Sprinkler Permit | Residential | New | Completed | Residential - 2FD - SOUTH - 2609 E 18TH AV NORTH - 3320 PENTICTON ST New sprinkler system >DB: To construct a two-storey two-family dwelling with a detached accessory building (garage) at the rear providing 2 parking spaces, having vehicular access from the lane. Note: This is a 2 storey building pursuant to the Zoning and Development By-Law 1. A/C units proposed in front yard & second storey 2. No Bar sinks proposed | Haven Fire Protection Ltd
PP-2022-02246 | 2022-06-27 | 2609 E 18TH AVENUE, Vancouver, BC V5M 2P6 | Plumbing Permit | Residential | New | Completed | Residential - Two sump out side of the house with pump NOTE: Engineering Assurance letter will be submitted to the Plumbing Inspector on the site. Letter shall conform to the requirements of Vancouver Bulletin 2000-008-EL/PL. | Jewel Mini Excavating Ltd
NULL | NULL | 2655 E 18TH AVENUE, Vancouver, BC V5M 2P6 | Electrical Permit | Residential | Renovation | Draft | Installation / Repair - Residential - -house renovation. See building permit number as referance. -200 amp service upgrade. BP- 2022-04214 | NULL
EP-2022-08977 | 2022-12-19 | 2655 E 18TH AVENUE, Vancouver, BC V5M 2P6 | Electrical Permit | Residential | Renovation | Completed | Installation / Repair - Residential - House renovation Upstairs renovation. Lighting addition, Plugs, laundry room lighting/ plugs. Wall sconces. Kitchen lighting. Counter plugs. strip lights. Pot lights. Fixtures. Front room switches changed. Lighting upgraded. 200 amp service upgrade. >BP: Exterior and interior alterations to renovate this existing one family dwelling on this site. Exterior alterations is to restore the front balcony to the original approved conditions. Schedule B (Structural): Sharat Chande, 604-723-7534 | David Chifan
PP-2022-03957 | 2023-01-05 | 2655 E 18TH AVENUE, Vancouver, BC V5M 2P6 | Plumbing Permit | Residential | Renovation | Completed | Residential - Repiping plumbing fixtures from the hot water tank to fixtures. Adding a laundry to the upper floor. New shower pan and bathtub for two bathrooms. >BP: Exterior and interior alterations to renovate this existing one family dwelling on this site. Exterior alterations is to restore the front balcony to the original approved conditions. | JARED REED PLUMBING
GP-2022-04076 | 2022-12-21 | 2655 E 18TH AVENUE, Vancouver, BC V5M 2P6 | Gas Permit | Residential | New | Completed | Residential - Remove an existing 50 gallon gas fired hot water tank. Install (1) Navien NPE 240 A2 tankless hot water heater. Venting through the roof. >BP: Exterior and interior alterations to renovate this existing one family dwelling on this site. Exterior alterations is to restore the front balcony to the original approved conditions. | JARED REED PLUMBING
GP-2023-00495 | 2023-02-10 | 2655 E 18TH AVENUE, Vancouver, BC V5M 2P6 | Gas Permit | Residential | Renovation | Completed | Residential - Removal of mid efficient furnace and replaced with a New high efficiency furnace with venting ran up through the roof. >BP: Exterior and interior alterations to renovate this existing one family dwelling on this site. Exterior alterations is to restore the front balcony to the original approved conditions. | Hudson Heating and Cooling
GP-2023-00670 | 2023-02-27 | 2655 E 18TH AVENUE, Vancouver, BC V5M 2P6 | Gas Permit | Residential | Renovation | Completed | Residential - Gas insert fireplace installation >BP: Exterior and interior alterations to renovate this existing one family dwelling on this site. Exterior alterations is to restore the front balcony to the original approved conditions. | Vaglio Fireplace LTD
GP-2023-02522 | 2023-08-30 | 2656 E 18TH AVENUE, Vancouver, BC V5M 2P7 | Gas Permit | Residential | Addition | Completed | Residential - re and re gas range | Christopher Sterling
SP-2023-00260 | 2023-02-14 | 2681 E 18TH AVENUE, Vancouver, BC V5M 2P6 | Sprinkler Permit | Residential | New | Completed | Residential - MAIN HOUSE WITH NEW SPRINKLERS >BP: To construct a 2 storey one-family dwelling with a secondary suite located in the Basement with an open parking pad, providing 1 parking space, having vehicular access from the 20' Lane. Note: The entire building, INCLUDING THE ATTACHED GARAGE (if applicable), to be sprinklered to NFPA 13D 1. Covenant registered at the Land Title Office under CA9993781 2. A/C proposed – Exterior component located in Rear, Interior component located in Upper Floor. 3. Bar sink located in basement 4. Schedule B: (B.S. Sidhu P.Eng (604.339.0034) Structural & Geotechnical 5. HPO: Residential Builder- 88 Homes Ltd | BC Fire Sprinklers Ltd
GP-2023-00488 | 2023-02-10 | 2681 E 18TH AVENUE, Vancouver, BC V5M 2P6 | Gas Permit | Residential | New | Completed | Residential - venting and hook up only 1 Fireplace >BP: To construct a 2 storey one-family dwelling with a secondary suite located in the Basement (595,750) with an open parking pad, providing 1 parking space, having vehicular access from the 20' Lane. | ORAY FIREPLACES LTD
EP-2023-00932 | 2023-02-06 | 2681 E 18TH AVENUE, Vancouver, BC V5M 2P6 | Electrical Permit | Residential | New | Cancelled | Installation / Repair - Residential - Security alarm, tv cables, telephone and door chime >BP: To construct a 2 storey one-family dwelling with a secondary suite located in the Basement (595,750) with an open parking pad, providing 1 parking space, having vehicular access from the 20' Lane. Note: The entire building, INCLUDING THE ATTACHED GARAGE (if applicable), to be sprinklered to NFPA 13D 1. Covenant registered at the Land Title Office under CA9993781 2. A/C proposed – Exterior component located in Rear, Interior component located in Upper Floor. 3. Bar sink located in basement 4. Schedule B: (B.S. Sidhu P.Eng (604.339.0034) Structural & Geotechnical 5. HPO: Residential Builder- 88 Homes Ltd Note: This is a 2 storey building pursuant to the Zoning and Development By-Law **THIS PERMIT HAS BEEN ISSUED UNDER THE REQUIREMENTS OF VBBL #12511 (2019) ** | A B L SECURITY SYSTEMS LTD.
GP-2023-00477 | 2023-02-10 | 2681 E 18TH AVENUE, Vancouver, BC V5M 2P6 | Gas Permit | Residential | New | Completed | Residential - gas piping 3 Ranges, 1 Fireplace & 1 BBQ >BP: To construct a 2 storey one-family dwelling with a secondary suite located in the Basement (595,750) with an open parking pad, providing 1 parking space, having vehicular access from the 20' Lane. >>Amend Feb 23 - added 1 boiler @ 100,000BTU | Easyway Plumbing & Heating Ltd
PP-2022-04361 | 2022-12-07 | 2681 E 18TH AVENUE, Vancouver, BC V5M 2P6 | Plumbing Permit | Residential | New | Completed | Residential - 1FD+SS - #1 & #2 - Sump without pump | 88 Homes Ltd
EP-2023-00556 | 2023-01-26 | 2681 E 18TH AVENUE, Vancouver, BC V5M 2P6 | Electrical Permit | Residential | New | Completed | Installation / Repair - Residential - 200 amp main service 150 amp for house and 100 amp for lwh >BP: To construct a 2 storey one-family dwelling with a secondary suite located in the Basement (595,750) with an open parking pad, providing 1 parking space, having vehicular access from the 20' Lane. Note: The entire building, INCLUDING THE ATTACHED GARAGE (if applicable), to be sprinklered to NFPA 13D 1. Covenant registered at the Land Title Office under CA9993781 2. A/C proposed – Exterior component located in Rear, Interior component located in Upper Floor. 3. Bar sink located in basement 4. Schedule B: (B.S. Sidhu P.Eng (604.339.0034) Structural & Geotechnical 5. HPO: Residential Builder- 88 Homes Ltd Note: This is a 2 storey building pursuant to the Zoning and Development By-Law **THIS PERMIT HAS BEEN ISSUED UNDER THE REQUIREMENTS OF VBBL #12511 (2019) ** | H.L. ELECTRICAL LTD
MP-2023-00055 | 2023-01-12 | 2681 E 18TH AVENUE, Vancouver, BC V5M 2P6 | Mechanical Permit | NULL | NULL | Completed | NULL | Easyway Plumbing & Heating Ltd
PP-2023-00038 | 2023-01-06 | 2681 E 18TH AVENUE, Vancouver, BC V5M 2P6 | Plumbing Permit | Residential | New | Completed | Residential - plumbing >BP: To construct a 2 story one-family dwelling with a secondary suite located in the Basement with an open parking pad, providing 1 parking space, having vehicular access from the 20' Lane. Note: The entire building, INCLUDING THE ATTACHED GARAGE (if applicable), to be sprinklered to NFPA 13D 1. Covenant registered at the Land Title Office under CA9993781 2. A/C proposed – Exterior component located in Rear, Interior component located in Upper Floor. 3. Bar sink located in basement 4. Schedule B: (B.S. Sidhu P.Eng (604.339.0034) Structural & Geotechnical 5. HPO: Residential Builder- 88 Homes Ltd | Easyway Plumbing & Heating Ltd
EP-2022-08026 | 2023-02-14 | 2681 E 18TH AVENUE, Vancouver, BC V5M 2P6 | Electrical Permit | Residential | New | Completed | Installation / Repair - Residential - Complete Security alarm, tv cables, telephone and door chime >BP: To construct a 2 storey one-family dwelling with a secondary suite located in the Basement (595,750) with an open parking pad, providing 1 parking space, having vehicular access from the 20' Lane. Note: The entire building, INCLUDING THE ATTACHED GARAGE (if applicable), to be sprinklered to NFPA 13D 1. Covenant registered at the Land Title Office under CA9993781 2. A/C proposed – Exterior component located in Rear, Interior component located in Upper Floor. 3. Bar sink located in basement 4. Schedule B: (B.S. Sidhu P.Eng (604.339.0034) Structural & Geotechnical 5. HPO: Residential Builder- 88 Homes Ltd | A B L SECURITY SYSTEMS LTD.
EP-2022-07342 | 2022-08-31 | 2681 E 18TH AVENUE, Vancouver, BC V5M 2P6 | Electrical Permit | Residential | New | Expired | Temporary Power - Residential - To provide temporary power. | H.L. ELECTRICAL LTD
SP-2023-01387 | 2023-07-31 | 2895 E 19TH AVENUE, Vancouver, BC V5M 2S6 | Sprinkler Permit | Residential | New | Completed | Residential - 2FD+2SS - WEST - 2889 E 19TH AV - #1 & #2 EAST - 2891 E 19TH AV - #1 & #2 new sprinkler >DB: To construct a two-storey two-family dwelling with two secondary suites located in the basement, with a detached accessory building (garage) and open parking space at the rear providing 3 parking spaces, having vehicular access from the lane. Note: This is a 2 storey building pursuant to the Zoning and Development By-Law 1. A/C units proposed in rear yard ***This permit is issued under the VBBL 2019, with updated energy requirements as per bylaw # 12997 effective Jan 01, 2022.*** The entire building, to be sprinklered to 2 x NFPA 13D. ******THIS PERMIT HAS BEEN ISSUED UNDER THE REQUIREMENTS OF VBBL #12511 (2019)****** | Sodhi Development Ltd
EP-2023-08625 | 2023-09-24 | 1248 E 11TH AVENUE, Vancouver, BC V5T 2G3 | Electrical Permit | Residential | New | Issued | Temporary Power - Residential - To provide temporary power. | T.G. Electrical Ltd
PP-2023-03960 | 2023-11-09 | 1248 E 11TH AVENUE, Vancouver, BC V5T 2G3 | Plumbing Permit | Residential | New | Issued | Residential - 2FD+2LO's - To install 1 gravity sump | Trust Excavation & Demolition Ltd
PP-2023-04427 | 2023-12-22 | 1248 E 11TH AVENUE, Vancouver, BC V5T 2G3 | Plumbing Permit | Residential | New | Issued | Residential - 3 floors plumbing >BP: To construct a two-storey two-family dwelling with two lock off units located in the basement, with a detached accessory building (garage) at the rear providing 2 parking spaces, having vehicular access from the lane. 1. Covenant registered at the Land Title Office under CB327909 2. No strata titling permitted Revision #1 3. Heat pump external unit in front yard and internal unit inside closet upper floor proposed 4. No Bar sinks proposed 5. Schedule B: Xue Li Chen (778.235.5447) Structural & Geotechnical 6. HPO: Residential Builder - Rava Homes Inc | Kennedy Mechanical Ltd
PP-2023-01700 | 2023-06-06 | 1249 E 11TH AVENUE, Vancouver, BC V5T 2G4 | Plumbing Permit | Residential | Renovation | Completed | Residential - Inspecting previously completed work and fixing any deficiencies. CF-2021-012235 >BP: CF-2021-012235 Interior alterations to provide improvements to this one family dwelling building on this site. Work to remove the unauthorized work in the basement and remove attic access. | Adam Stephen Friebel
EP-2023-00956 | 2023-02-08 | 1249 E 11TH AVENUE, Vancouver, BC V5T 2G4 | Electrical Permit | Residential | Addition | Completed | Installation / Repair - Residential - Install 2 emergency light, replace 3 smoke and CO alarms, remove an range outlet in daycare. (CF-2021-014366) (CF-2021-012235) >BP: CF-2021-012235 Interior alterations to provide improvements to this one family dwelling building on this site. Work to remove the unauthorized work in the basement and remove attic access. OK for Field Review per W. Wong November 7, 2022 This is not a sprinklered building REUP submitted as per Tao Xue, 778-898-3296, txue999@gmail.com Schedule B - Yongkang Deng - 604-505-6816 - kevindeng2006@yahoo.ca | Atlantic Electric Ltd
GP-2022-02676 | 2022-09-08 | 1250 E 11TH AVENUE, Vancouver, BC V5T 2G3 | Gas Permit | Residential | Renovation | Cancelled | Residential - Installation of 1 gas fireplace - venting and hook up only | Urban Fireplaces Ltd
EP-2023-02372 | 2023-03-21 | 1290 E 11TH AVENUE, Vancouver, BC V5T 2G3 | Electrical Permit | Commercial | Tenant Improvement | Issued | Temporary Power - Commercial - To provide temporary power. Renewal of EP-2022--03435 Valid: Apr 28, 2023 to Apr 27, 2024 | Artech Electric Ltd
EP-2022-03435 | 2022-04-28 | 1290 E 11TH AVENUE, Vancouver, BC V5T 2G3 | Electrical Permit | Commercial | Addition | Expired | Temporary Power - Commercial - To provide temporary power. | Artech Electric Ltd
GP-2023-00043 | 2023-01-05 | 1336 E 11TH AVENUE, Vancouver, BC V5N 1Y5 | Gas Permit | Residential | Addition | Completed | Residential - re and re gas range | Christopher Sterling
GP-2023-02228 | 2023-07-26 | 1407 E 11TH AVENUE, Vancouver, BC V5N 1Y6 | Gas Permit | Residential | Renovation - Dwelling Unit(s) only | Issued | Residential - FURNACE REPLACEMENT | CoStar Home Energy Ltd
EP-2023-11350 | 2024-01-09 | 1423 E 11TH AVENUE, Vancouver, BC V5N 1Y6 | Electrical Permit | Residential | Renovation | Issued | Installation / Repair - Residential - Service move from main house to laneway. Main house service stays the same at 100 amp. | O J ELECTRIC LTD
GP-2022-01944 | 2022-06-28 | 2065 E 10TH AVENUE, Vancouver, BC V5N 1X9 | Gas Permit | Residential | Renovation | Completed | Residential - Gas furnace installation with 70000 BTU | ROMA Heating Ltd
EP-2023-00381 | 2023-01-17 | 1356 E 12TH AVENUE, Vancouver, BC V5N 1Z9 | Electrical Permit | Residential | Renovation | Expired | Temporary Power - Residential - To provide temporary power. | Wespac Electrical Contractor Ltd
EP-2024-00557 | 2024-01-22 | 1356 E 12TH AVENUE, Vancouver, BC V5N 1Z9 | Electrical Permit | Residential | Renovation | Issued | Temporary Power - Residential - To provide temporary power. | Wespac Electrical Contractor Ltd
PP-2023-03362 | 2023-09-20 | 1356 E 12TH AVENUE, Vancouver, BC V5N 1Z9 | Plumbing Permit | Residential | Tenant Improvement | Issued | Residential - Piping in the ground work for the sanitary main and stacks for 3 kitchens and three bathrooms >BP: Interior and exterior alterations and fire repair to a multiple conversion dwelling containing 1 dwelling unit one 2nd floor and total of 2 housekeeping units on 3rd and an attic. First floor will be a storage and no dwelling unit will be permitted. Building will be sprinklered to NFPA 13. Scope of work involves replacing of existing windows with new. | Cobing Building Solutions Ltd
SP-2023-01764 | NULL | 1356 E 12TH AVENUE, Vancouver, BC V5N 1Z9 | Sprinkler Permit | Residential | New | Applicant Revisions | Residential - MCD - House was fire damaged, install sprinkler system to suit >BP: Interior and exterior alterations and fire repair to a multiple conversion dwelling containing 1 dwelling unit one 2nd floor and total of 2 housekeeping units on 3rd and an attic. First floor will be a storage and no dwelling unit will be permitted. Building will be sprinklered to NFPA 13. Scope of work involves replacing of existing windows with new. | Cobing Building Solutions Ltd
MP-2022-00500 | 2022-11-02 | 1050 E 13TH AVENUE, Vancouver, BC V5T 2L8 | Mechanical Permit | NULL | NULL | Issued | NULL | Callaghan Heating Ltd
PP-2023-00910 | 2023-04-25 | 1050 E 13TH AVENUE, Vancouver, BC V5T 2L8 | Plumbing Permit | Residential | Renovation | Completed | Residential - Kitchen re and re master and guest bath re and re powder room re and re laundry re and re >BP: CF-2022-011603 Interior alterations to provide improvements to this single detached house on this site. Scope of work: - Removal of interior walls & doors, plumbing fixtures, wood fireplace - Updates kitchen & bathrooms, install interior walls & doors, attic insulation, one additional bathroom on 2nd fl, relocate one bathroom on the main fl, millwork, finishes, appliances, AC central cooling system, flooring, EV charger, electrical & plumbing fixtures. | West Coast Watershield Inc
EP-2023-02071 | 2023-04-04 | 1050 E 13TH AVENUE, Vancouver, BC V5T 2L8 | Electrical Permit | Residential | Renovation | Completed | Installation / Repair - Residential - full house renovation, install car charger with load miser , wiring A/C unit *CF-2022-011603 *An approved mechanical permit is required for the installation of air conditioning or heat pump unit at the time of installation before an electrical inspection will be performed *Permit Amendment Jul 24, 2023: -"Upgrade 100A service to 200A service, 120/240 volt, phase 1" >BP: CF-2022-011603 Interior alterations to provide improvements to this single detached house on this site. Scope of work: - Removal of interior walls & doors, plumbing fixtures, wood fireplace - Updates kitchen & bathrooms, install interior walls & doors, attic insulation, one additional bathroom on 2nd fl, relocate one bathroom on the main fl, millwork, finishes, appliances, AC central cooling system, flooring, EV charger, electrical & plumbing fixtures. OK For Field Review per W.Wong This is not a sprinklered building Schedule B Structural - Koosha Kheradmandnia - 778-979-7100, koosha@avandengineering.com REUP submitted as per Peter Cho, 778-316-9053, petersw.cho@gmail.com Note: Install interconnected, hardwired, 120 volt smoke alarms with battery back-up and silencing feature, in each sleeping unit and within 5m outside each sleeping areas on each storey as per Building Bylaw 9.10.19. Install Carbon Monoxide Alarm as per Building By-Law 9.32.4.2 Ceiling height to be a min. 6ft 5" over 80% of the suite area and all exit routes | AJ's Electrical Contractors LTD
EP-2022-09882 | 2022-11-23 | 1063 E 13TH AVENUE, Vancouver, BC V5T 2L9 | Electrical Permit | Residential | Renovation | Completed | Installation / Repair - Residential - Install overhead 200A service | Nelcan Electric Ltd
EP-2023-09971 | 2023-12-14 | 551 E 16TH AVENUE, Vancouver, BC V5T 2V1 | Electrical Permit | Residential | Addition | Issued | Installation / Repair - Residential - ¦ 1FD + 1SS: HP ¦ Electrical connection and disconnect for 2.5 ton heat pump 4-wire 3phase 125 amp *An approved mechanical permit is required for the installation of air conditioning or heat pump unit before a final electrical inspection will be performed | DM Electric Ltd
GP-2023-03621 | 2023-11-20 | 551 E 16TH AVENUE, Vancouver, BC V5T 2V1 | Gas Permit | Residential | Renovation | Issued | Residential - Install new furnace | Tradetec Mechanical Ltd
GP-2022-03716 | 2022-11-24 | 620 E 16TH AVENUE, Vancouver, BC V5T 2V4 | Gas Permit | Residential | Tenant Improvement | Completed | Residential - replacing boiler | Coleman Heating Inc
EP-2022-04733 | 2022-09-27 | 645 E 16TH AVENUE, Vancouver, BC V5T 2V3 | Electrical Permit | Commercial | Renovation | Completed | Installation / Repair - Commercial - Power for washer/dryer, install photo-cel, power for appliance circuits in basement bar area. Install a 60A sub panel. Stair lift circuit -reference: DP-2021-01065 >BP: Interior alterations to change the use from General Office to Social Service Center in this existing commercial building. E2 - Lighting - Upgrade to incorporate Automatic Full OFF (per 9.4.1.1.(h) of ASHRAE 90.1-2016) | F & S Electrical Ltd
PP-2022-02039 | 2022-09-20 | 645 E 16TH AVENUE, Vancouver, BC V5T 2V3 | Plumbing Permit | Commercial | Renovation | Completed | Commercial - Renovation of the unit, adding downstairs kitchen, new hot water tank, partial water re-pipe >BP: Interior alterations to change the use from General Office to Social Service Center in this existing commercial building. E2 - Lighting - Upgrade to incorporate Automatic Full OFF (per 9.4.1.1.(h) of ASHRAE 90.1-2016) | Next Level Plumbing Ltd
GP-2023-02778 | 2023-09-22 | 747 E 16TH AVENUE, Vancouver, BC V5T 2V5 | Gas Permit | Residential | Addition | Completed | Residential - re and re hot water tank | Christopher Sterling
EP-2023-04268 | 2023-06-02 | 3047 E 19TH AVENUE, Vancouver, BC V5M 2S8 | Electrical Permit | Residential | Renovation | Completed | Installation / Repair - Residential - 200 amp Service upgrade and dedicated circuit for heat pump MP-2023-00878 | Pacific Star Electric Inc
MP-2023-00878 | 2023-05-18 | 3047 E 19TH AVENUE, Vancouver, BC V5M 2S8 | Mechanical Permit | NULL | NULL | Completed | NULL | Thomson Industries Ltd
GP-2023-03774 | 2023-11-30 | 2691 E 18TH AVENUE, Vancouver, BC V5M 2P6 | Gas Permit | Residential | Tenant Improvement | Issued | Residential - Goodman Furnace replacement. | Wah Fai Plumbing & Heating Inc
EP-2022-04191 | 2022-05-20 | 2750 E 18TH AVENUE, Vancouver, BC | Electrical Permit | Commercial | NULL | Expired | Annual / Operating - Annual / Operating, for fire alarm system only. | AG Electric and Alarm Monitoring Co Ltd
EP-2022-02077 | 2022-03-16 | 2750 E 18TH AVENUE, Vancouver, BC | Electrical Permit | Commercial | Renovation | Completed | Installation / Repair - Commercial - Replacing faulty fire alarm panel with new fire alarm panel, no wiring. Bulletin 2018-004 BU/EL Category 2, Attachment 1, C new control unit is compatible with all the existing devices incorporated in the existing FAS. We are not altering the existing wiring or outlet boxes, this is considered to be a straight replacement of the electrical equipment. Amend: May 5, 2022 Correct address for this permit is: 2750 East 18th Ave, NOT 2770. Please correct. | AG Electric and Alarm Monitoring Co Ltd
EP-2023-05295 | 2023-06-13 | 2750 E 18TH AVENUE, Vancouver, BC | Electrical Permit | Commercial | NULL | Issued | Annual / Operating - Annual / Operating, for fire alarm system only. Renewal of EP-2022-04191 Valid: May 20, 2023 to May 19, 2024 | AG Electric and Alarm Monitoring Co Ltd
NULL | NULL | 2750 E 18TH AVENUE, Vancouver, BC | Electrical Permit | Commercial | NULL | Draft | Annual / Operating - No work will be done other than regular annual maintenance | NULL
MP-2023-01447 | 2023-08-08 | 2868 E 18TH AVENUE, Vancouver, BC V5M 2R2 | Mechanical Permit | NULL | NULL | Completed | NULL | UComfort Services Inc
EP-2023-07901 | 2023-09-12 | 2868 E 18TH AVENUE, Vancouver, BC V5M 2R2 | Electrical Permit | Residential | Addition | Completed | Installation / Repair - Residential - ¦ 1FD- 200A SERVICE UPGRADE/ EV/ HP ¦ 1. service upgrade overhead from 100A to 200A -new ground plate -new 200A panel -new 200A meter 2.wiring for 240v 40a circuit for heat pump outdoor unit 3.wiring for 240v 40a circuit for ev charger *MP-2023-01447: Issued (Heating and Cooling) | Dormit X Enterprises Ltd
MP-2024-00075 | NULL | 2156 E 10TH AVENUE, Vancouver, BC V5N 1Y1 | Mechanical Permit | NULL | NULL | Application Incomplete | NULL | 0994152 BC Ltd
GP-2022-02190 | 2022-07-27 | 2156 E 10TH AVENUE, Vancouver, BC V5N 1Y1 | Gas Permit | Residential | Tenant Improvement | Completed | Residential - RE N RE - Decommission gas furnace and replaced hot water heater for Navien tankless water heater | 0994152 BC Ltd
EP-2022-06786 | NULL | 2156 E 10TH AVENUE, Vancouver, BC V5N 1Y1 | Electrical Permit | Residential | Tenant Improvement | Applicant Revisions | Installation / Repair - Residential - Electrical to heat pump unit *An approved mechanical permit is required for heat pump installation before an electrical inspection will be performed | 0994152 BC Ltd
GP-2023-03591 | 2023-11-17 | 2192 E 10TH AVENUE, Vancouver, BC V5N 1Y1 | Gas Permit | Residential | Addition | Completed | Residential - re and re hwt | Christopher Sterling
SP-2022-00011 | NULL | 1755 E 11TH AVENUE, Vancouver, BC V5N 1Y9 | Sprinkler Permit | Commercial | New | Application Incomplete | Commercial - install new sprinklers to new rooms being added on 3rd floor. (-DP-2021-00062)--no BP applied yet | Five Star Fire Protection Ltd
EP-2022-01152 | 2022-03-08 | 1764 E 11TH AVENUE, Vancouver, BC V5N 1Z1 | Electrical Permit | Residential | Renovation | Completed | Installation / Repair - Residential - Upgrade overhead service from 70 to 100 amps | EMPOWER ELECTRIC INC
GP-2023-00751 | 2023-03-02 | 1805 E 11TH AVENUE, Vancouver, BC V5N 1Y9 | Gas Permit | Residential | Tenant Improvement | Completed | Residential - replace furnace and water heater Amend: Mar 9, 2023 remove the furnace replacement for this gas permit. It ended up not requiring replacement. we just did the hot water heater. | Campbell Care Plumbing, Heating & Air Ltd.
GP-2023-01218 | 2023-04-14 | 1828 E 11TH AVENUE, Vancouver, BC V5N 1Z1 | Gas Permit | Residential | Renovation | Completed | Residential - 1 Furnace Re and re furnace | Lambert Plumbing & Heating
GP-2022-00622 | 2022-02-26 | 1842 E 11TH AVENUE, Vancouver, BC V5N 1Z1 | Gas Permit | Residential | Renovation | Completed | Residential - Replacement of old furnace with new high efficiency furnace | Samra Heating & Cooling Ltd
EP-2022-01731 | 2022-03-03 | 1842 E 11TH AVENUE, Vancouver, BC V5N 1Z1 | Electrical Permit | Residential | Tenant Improvement | Completed | Installation / Repair - Residential - Service upgrade from 30 amp to 100 amp | Blue Whale Electrical Ltd
GP-2023-00769 | 2023-03-04 | 1206 E 13TH AVENUE, Vancouver, BC V5T 2M1 | Gas Permit | Residential | Renovation - Dwelling Unit(s) only | Completed | Residential - Re and re hot water heater | Proflow Plumbing Heating Gas Limited
GP-2022-03372 | 2022-10-31 | 1240 E 13TH AVENUE, Vancouver, BC V5T 2M1 | Gas Permit | Residential | Renovation | Completed | Residential - RE&re Water heater (199000 btu) | Milani Plumbing Heating & Air Conditioning Ltd
EP-2022-04752 | 2022-06-20 | 1240 E 13TH AVENUE, Vancouver, BC V5T 2M1 | Electrical Permit | Residential | Addition | Completed | Installation / Repair - Residential - Panel Upgrade 100amps to 200 amps. Run wiring for Heat Pump. | JZ Electric Ltd
EP-2023-03197 | 2023-04-13 | 1252 E 13TH AVENUE, Vancouver, BC V5T 2M1 | Electrical Permit | Residential | Addition | Completed | Installation / Repair - Residential - OverHead Service Upgrade from 100 Amps to 200 Amps. | ROBERT LLOYD REDFORD
MP-2023-01017 | 2023-06-06 | 1252 E 13TH AVENUE, Vancouver, BC V5T 2M1 | Mechanical Permit | NULL | NULL | Completed | NULL | Green Mountain Solutions Inc
EP-2023-04869 | 2023-06-09 | 1252 E 13TH AVENUE, Vancouver, BC V5T 2M1 | Electrical Permit | Residential | Tenant Improvement | Completed | Installation / Repair - Residential - Install Wiring for Heat Pump 200 Amp Upgrade completed (EP-2023-03197) MP-2023-01017 | ROBERT LLOYD REDFORD
EP-2023-05444 | 2023-06-29 | 1322 E 13TH AVENUE, Vancouver, BC V5N 2B6 | Electrical Permit | Residential | New | Issued | Installation / Repair - Residential - Rough wire and finishing of duplex units >BP: To construct a 2 storey + crawlspace duplex ($770,195) with a detached accessory building (garage) at the rear providing 2 parking spaces, having vehicular access from the lane. 1. Mechanical unit proposed – Exterior component located in rear yard, Interior component located in second storey mechanical closet. 2. Schedule B: (J.J.S. Hui) P.Eng (778.319.3403) Structural & Geotechnical 3. HPO: Residential Builder - Anmol Holding Ltd. Note: This is a 2 storey building pursuant to the Zoning and Development By-Law | Hayat Electrical Ltd
PP-2023-02729 | 2023-08-01 | 1322 E 13TH AVENUE, Vancouver, BC V5N 2B6 | Plumbing Permit | Residential | New | Issued | Residential - 2FD - FRONT - 1322 E 13TH AV - #1 BACK - 1322 E 13TH AV - #2 Installing new plumbing fixtures inside the duplex >DB: To construct a 2 storey + crawlspace duplex with a detached accessory building (garage) at the rear providing 2 parking spaces, having vehicular access from the lane. 1. Mechanical unit proposed – Exterior component located in rear yard, Interior component located in second storey mechanical closet. ***This permit is issued under the VBBL 2019, with updated energy requirements as per bylaw # 12997 effective Jan 01, 2022.*** | SUNSHINE PLUMBING LTD
PP-2023-02263 | 2023-06-26 | 1322 E 13TH AVENUE, Vancouver, BC V5N 2B6 | Plumbing Permit | Residential | New | Completed | Residential - 2FD - installation of sump | J B Siteworks Inc
EP-2022-07659 | 2022-09-12 | 1322 E 13TH AVENUE, Vancouver, BC V5N 2B6 | Electrical Permit | Residential | New | Expired | Temporary Power - Residential - To provide temporary power. | Hayat Electrical Ltd
SP-2023-01589 | 2023-08-31 | 1322 E 13TH AVENUE, Vancouver, BC V5N 2B6 | Sprinkler Permit | Residential | New | Issued | Residential - Install sprinklers in duplex >BP: To construct a 2 storey + crawlspace duplex with a detached accessory building (garage) at the rear providing 2 parking spaces, having vehicular access from the lane. 1. Mechanical unit proposed – Exterior component located in rear yard, Interior component located in second storey mechanical closet. 2. Schedule B: (J.J.S. Hui) P.Eng (778.319.3403) Structural & Geotechnical 3. HPO: Residential Builder - Anmol Holding Ltd. | Gold Key Fire Protection Ltd
MP-2023-01607 | 2023-09-01 | 1322 E 13TH AVENUE, Vancouver, BC V5N 2B6 | Mechanical Permit | NULL | NULL | Issued | NULL | Ultra Mechanical Ltd
GP-2023-02509 | 2023-08-29 | 1322 E 13TH AVENUE, Vancouver, BC V5N 2B6 | Gas Permit | Residential | New | Issued | Residential - 2 Ranges, 1 BBQ's & 2 Fireplaces fireplace piping only >BP: To construct a 2 storey + crawlspace duplex | Symbolistic Heating Ltd
GP-2023-02507 | 2023-08-29 | 1322 E 13TH AVENUE, Vancouver, BC V5N 2B6 | Gas Permit | Residential | New | Issued | Residential - 2 Fireplaces Venting and hook up only >BP: To construct a 2 storey + crawlspace duplex | ORAY FIREPLACES LTD
EP-2023-07617 | 2023-08-23 | 1322 E 13TH AVENUE, Vancouver, BC V5N 2B6 | Electrical Permit | Residential | New | Issued | Installation / Repair - Residential - TV, telephone, security alarm prewire and complete installation. >BP: To construct a 2 storey + crawlspace duplex ($770,195) with a detached accessory building (garage) at the rear providing 2 parking spaces, having vehicular access from the lane. 1. Mechanical unit proposed – Exterior component located in rear yard, Interior component located in second storey mechanical closet. 2. Schedule B: (J.J.S. Hui) P.Eng (778.319.3403) Structural & Geotechnical 3. HPO: Residential Builder - Anmol Holding Ltd. Note: This is a 2 storey building pursuant to the Zoning and Development By-Law | Tvisha Technologies Ltd
EP-2023-01429 | 2023-02-21 | 1335 E 13TH AVENUE, Vancouver, BC V5N 2B5 | Electrical Permit | Residential | Renovation | Completed | Installation / Repair - Residential - Service upgrade from 100a-200a. New 200a panel, meter base and mast. | Hugh Ian Dercole
GP-2022-03464 | 2022-11-07 | 3054 E 17TH AVENUE, Vancouver, BC V5M 2N6 | Gas Permit | Residential | Renovation | Completed | Residential - HWT and Furnace RE&RE | Ferenc Nagy
GP-2022-03853 | 2022-12-04 | 2749 E 15TH AVENUE, Vancouver, BC V5M 2K2 | Gas Permit | Residential | Renovation - Dwelling Unit(s) only | Completed | Residential - BOIELR replacement | Heatco Furnace Services Ltd
GP-2022-02368 | 2022-08-11 | 2765 E 15TH AVENUE, Vancouver, BC V5M 2K2 | Gas Permit | Residential | Tenant Improvement | Completed | Residential - Re Re Furnace | Moore & Russell Heating Ltd
EP-2022-06530 | 2022-08-04 | 2765 E 15TH AVENUE, Vancouver, BC V5M 2K2 | Electrical Permit | Residential | Tenant Improvement | Completed | Installation / Repair - Residential - No change to existing service. Electrical installation for heat pump. BP not required Mechanical permit to be obtained - MP-2022-00075 | Moore And Russell Heating And Air Conditioning Ltd
MP-2022-00075 | 2022-08-04 | 2765 E 15TH AVENUE, Vancouver, BC V5M 2K2 | Mechanical Permit | NULL | NULL | Completed | NULL | Moore And Russell Heating And Air Conditioning Ltd
EP-2022-03609 | 2022-05-04 | 2772 E 15TH AVENUE, Vancouver, BC V5M 2K3 | Electrical Permit | Residential | Renovation | Completed | Installation / Repair - Residential - Upgrade services from 100amp to 200amp . | Gold Medal Electric Ltd
EP-2023-05858 | 2023-07-11 | 239 E 18TH AVENUE, Vancouver, BC V5V 1E5 | Electrical Permit | Residential | Addition | Completed | Installation / Repair - Residential - New owner of house. Upgrade OHS from 125A to 200A and add EV charger in garage. Install new main panel as existing has no space left. Check aluminium wiring at devices are pig-tailed properly. Client is planning to do a reno next year and remove the existing aluminium wire. House had suites in the basement and the new owner is removing them to take over the whole house. | ACE Integrated Systems Ltd
EP-2023-05809 | 2023-08-01 | 279 E 18TH AVENUE, Vancouver, BC V5V 1E5 | Electrical Permit | Residential | Addition | Issued | Installation / Repair - Residential - TO CONTINUE WORK STARTED BY OTHERS (EP-2022-09090) Complete renovation back to stud. Work to include lighting circuits and general-purpose receptacles, range circuits, dryer circuit, sub-panels, general lighting circuit in garage and suite wiring. >BP: Exterior and interior alterations and change of use to this existing Heritage B one family dwelling to one family dwelling with a secondary suite. The scope of work includes new addition to the rear of the basement and main floors. The entire building to be sprinklered to NFPA-13D Schedule A and architectural schedule B signed and sealed by Michael Lemon, 604.767.8812 Structural schedule B signed and sealed by Carlos Chiu, 604.737.9830 Geotechnical schedule B signed and sealed by P.K.L. Fong, 604.837.3205 Note: - No strata-titling permitted. - An annual Vancouver Business License must be obtained prior to the rental of this approved one-family dwelling and/or secondary suite on this site. - Dedicated 3'-0" wide firefighting access path with overhead clearance of 2m to be maintained at all times. - Smoke alarms to be installed in conformance with Vancouver Building Bylaw subsections 3.2.4 and 9.10.19. - CO Alarms to be installed in conformance with Vancouver Building Bylaw subsections 6.2.4 and 9.32.4. | Berts Electric (2001) Ltd
SP-2023-01057 | 2023-06-15 | 279 E 18TH AVENUE, Vancouver, BC V5V 1E5 | Sprinkler Permit | Residential | New | Issued | Residential - Installation of new fire sprinkler system >BP: Exterior and interior alterations and change of use to this existing Heritage B one family dwelling to one family dwelling with a secondary suite. The scope of work includes new addition to the rear of the basement and main floors. The entire building to be sprinklered to NFPA-13D Schedule A and architectural schedule B signed and sealed by Michael Lemon, 604.767.8812 Structural schedule B signed and sealed by Carlos Chiu, 604.737.9830 Geotechnical schedule B signed and sealed by P.K.L. Fong, 604.837.3205 Note: - No strata-titling permitted. - An annual Vancouver Business License must be obtained prior to the rental of this approved one-family dwelling and/or secondary suite on this site. - Dedicated 3'-0" wide firefighting access path with overhead clearance of 2m to be maintained at all times. - Smoke alarms to be installed in conformance with Vancouver Building Bylaw subsections 3.2.4 and 9.10.19. - CO Alarms to be installed in conformance with Vancouver Building Bylaw subsections 6.2.4 and 9.32.4. | Fire Busters Inc
PP-2022-04238 | 2022-11-24 | 279 E 18TH AVENUE, Vancouver, BC V5V 1E5 | Plumbing Permit | Residential | New | Issued | Residential - new construction plumbing Exterior and interior alterations and change of use to this existing Heritage B one family dwelling to one family dwelling with a secondary suite. The scope of work includes new addition to the rear of the basement and main floors. | BD Plumbing
GP-2022-03707 | 2022-11-24 | 279 E 18TH AVENUE, Vancouver, BC V5V 1E5 | Gas Permit | Residential | New | Issued | Residential - new construction 1 cooktop, 1 boiler AMEND: Nov 24/22 add 1 BBQ box BTU 60,000 >BP: Exterior and interior alterations and change of use to this existing Heritage B one family dwelling to one family dwelling with a secondary suite. The scope of work includes new addition to the rear of the basement and main floors. | BD Plumbing
PP-2022-04470 | 2022-12-14 | 279 E 18TH AVENUE, Vancouver, BC V5V 1E5 | Plumbing Permit | Residential | Addition | Issued | Residential - 1x outside gravity sump | J & R Excavation & Demolition Ltd.
EP-2022-09090 | 2022-10-26 | 279 E 18TH AVENUE, Vancouver, BC V5V 1E5 | Electrical Permit | Residential | Renovation | Completed | Installation / Repair - Residential - Renovation, upgrade electrical service -Complete new wiring of all areas of renovated single family home (including new 200A service) >BP: Exterior and interior alterations and change of use to this existing Heritage B one family dwelling to one family dwelling with a secondary suite. The scope of work includes new addition to the rear of the basement and main floors. The entire building to be sprinklered to NFPA-13D Schedule A and architectural schedule B signed and sealed by Michael Lemon, 604.767.8812 Structural schedule B signed and sealed by Carlos Chiu, 604.737.9830 Geotechnical schedule B signed and sealed by P.K.L. Fong, 604.837.3205 Note: - No strata-titling permitted. - An annual Vancouver Business License must be obtained prior to the rental of this approved one-family dwelling and/or secondary suite on this site. - Dedicated 3'-0" wide firefighting access path with overhead clearance of 2m to be maintained at all times. - Smoke alarms to be installed in conformance with Vancouver Building Bylaw subsections 3.2.4 and 9.10.19. - CO Alarms to be installed in conformance with Vancouver Building Bylaw subsections 6.2.4 and 9.32.4. | Kuban Electric Ltd
EP-2023-08379 | 2023-09-18 | 279 E 18TH AVENUE, Vancouver, BC V5V 1E5 | Electrical Permit | Residential | Renovation | Issued | Installation / Repair - Residential - Installation of Class II Circuits Low Voltage to include: Network, CCTV, Video. >BP: Exterior and interior alterations and change of use to this existing Heritage B one family dwelling to one family dwelling with a secondary suite. The scope of work includes new addition to the rear of the basement and main floors. The entire building to be sprinklered to NFPA-13D Schedule A and architectural schedule B signed and sealed by Michael Lemon, 604.767.8812 Structural schedule B signed and sealed by Carlos Chiu, 604.737.9830 Geotechnical schedule B signed and sealed by P.K.L. Fong, 604.837.3205 Note: - No strata-titling permitted. - An annual Vancouver Business License must be obtained prior to the rental of this approved one-family dwelling and/or secondary suite on this site. - Dedicated 3'-0" wide firefighting access path with overhead clearance of 2m to be maintained at all times. - Smoke alarms to be installed in conformance with Vancouver Building Bylaw subsections 3.2.4 and 9.10.19. - CO Alarms to be installed in conformance with Vancouver Building Bylaw subsections 6.2.4 and 9.32.4. | Pure Image Technology Solutions Ltd
EP-2022-03841 | 2022-05-10 | 279 E 18TH AVENUE, Vancouver, BC V5V 1E5 | Electrical Permit | Residential | New | Expired | Temporary Power - Residential - To provide temporary power. Amend: May 26, 2022 change this permit to a 200amp temp service. | Kuban Electric Ltd
EP-2024-00665 | NULL | 281 E 18TH AVENUE, Vancouver, BC V5V 1E5 | Electrical Permit | Residential | Tenant Improvement | Application Incomplete | Installation / Repair - Residential - and replace old knob and tube wiring. | Tim Baker
NULL | NULL | 285 E 18TH AVENUE, Vancouver, BC V5V 1E5 | Gas Permit | Residential | New | Withdrawn | Residential - new gas fireplace with vent & hook up | NULL
PP-2022-02545 | 2022-07-21 | 285 E 18TH AVENUE, Vancouver, BC V5V 1E5 | Plumbing Permit | Residential | New | Completed | Residential - backflow preventor for lawn irrigation | Oriental Landscaping & Home Improvement ltd
EP-2022-06092 | 2022-07-19 | 3085 E 18TH AVENUE, Vancouver, BC V5M 2R4 | Electrical Permit | Residential | New | Expired | Temporary Power - Residential - To provide temporary power. | Powerful Electric Ltd
PP-2023-02290 | 2023-06-28 | 3085 E 18TH AVENUE, Vancouver, BC V5M 2R4 | Plumbing Permit | Residential | New | Issued | Residential - install new 36 inch sump | Kara Holdings Ltd
PP-2023-02181 | 2023-06-20 | 3085 E 18TH AVENUE, Vancouver, BC V5M 2R4 | Plumbing Permit | Residential | New | Issued | Residential - LWH - #3 - Plumbing >DB: To construct a 1 storey laneway house building with an attached garage and 1 open parking pad, providing a total of 2 parking spaces, having vehicular access from the 20' Lane. 1. Covenant registered at the Land Title Office under CA9613762 2. No Strata Titling permitted 3. No A/C Unit proposed **THIS PERMIT HAS BEEN ISSUED UNDER THE REQUIREMENTS OF VBBL #12511 (2019) ** | PBW Development Ltd
SP-2023-01420 | 2023-08-03 | 3085 E 18TH AVENUE, Vancouver, BC V5M 2R4 | Sprinkler Permit | Residential | New | Issued | Residential - New sprinkler system >BP: Exterior and interior alterations to convert the existing one-family dwelling to a one-family dwelling with a secondary suite. The scope of work includes new additional second floor, revise the interior layout for all floors. The entire building to be sprinklered to NFPA-13D Structural schedule B signed and sealed by Frankie Xu, 778.895.0848 | Haven Fire Protection Ltd
PP-2023-00603 | 2023-02-21 | 3085 E 18TH AVENUE, Vancouver, BC V5M 2R4 | Plumbing Permit | Residential | Renovation | Issued | Residential - Renovation plumbing >BP: Exterior and interior alterations to convert the existing one-family dwelling to a one-family dwelling with a secondary suite. The scope of work includes new additional second floor, revise the interior layout for all floors. | PBW Development Ltd
EP-2023-03275 | 2023-04-25 | 3085 E 18TH AVENUE, Vancouver, BC V5M 2R4 | Electrical Permit | Residential | Renovation | Issued | Installation / Repair - Residential - ¦ 1FD + 1SS/ 100A SERVICE DISCONNECT/ RE-CONNECT ¦ Whole house re-wiring 200A service, 3 meters, 100A to the main house, 60A to the secondary suite and 100A to the new laneway house -Please include 4 camera and 6 TV cables for the low voltage >Permit Amendment Oct 13, 2023 -"Update the load calculation as per the District inspector requested" *Document(s) uploaded to "Application Documents" tab for Electrical Inspector review. Documents are at pending status at time of permit amendment approval >BP: Exterior and interior alterations to convert the existing one-family dwelling to a one-family dwelling with a secondary suite. The scope of work includes new additional second floor, revise the interior layout for all floors. The entire building to be sprinklered to NFPA-13D Structural schedule B signed and sealed by Frankie Xu, 778.895.0848 Note: - No strata-titling permitted. - An annual Vancouver Business License must be obtained prior to the rental of this approved one-family dwelling and/or secondary suite on this site. - Dedicated 3'-0" wide firefighting access path with overhead clearance of 2m to be maintained at all times. - Smoke alarms to be installed in conformance with Vancouver Building Bylaw subsections 3.2.4 and 9.10.19. - CO Alarms to be installed in conformance with Vancouver Building Bylaw subsections 6.2.4 and 9.32.4. - All unsafe guards and handrails to be upgraded to the satisfaction of the Chief Building Official. This permit has been issued under the requirements of VBBL 2019 | JIU DING ELECTRIC LTD
GP-2023-02453 | 2023-08-30 | 3085 E 18TH AVENUE, Vancouver, BC V5M 2R4 | Gas Permit | Residential | New | Issued | Residential - 1 Range & 1 Dryer New house gas >BP: Exterior and interior alterations to convert the existing one-family dwelling to a one-family dwelling with a secondary suite. | PBW Development Ltd
GP-2022-02245 | 2022-07-29 | 3095 E 18TH AVENUE, Vancouver, BC V5M 2R4 | Gas Permit | Residential | Tenant Improvement | Completed | Residential - Boiler Replacement | Wah Fai Plumbing & Heating Inc
EP-2023-06870 | 2023-08-11 | 3125 E 18TH AVENUE, Vancouver, BC V5M 2R6 | Electrical Permit | Residential | Addition | Completed | Installation / Repair - Residential - electrical wiring for AC mini split. -reference: MP-2023-00974 | Dormit X Enterprises Ltd
EP-2023-05255 | 2023-06-13 | 3125 E 18TH AVENUE, Vancouver, BC V5M 2R6 | Electrical Permit | Residential | Renovation - Dwelling Unit(s) only | Completed | Installation / Repair - Residential - Service upgrade overhead from 100a to 200a | Dormit X Enterprises Ltd
EP-2023-04765 | NULL | 3125 E 18TH AVENUE, Vancouver, BC V5M 2R6 | Electrical Permit | Residential | Addition | Withdrawn | Installation / Repair - Residential - Wiring of a heat pump power supply. | Vanpower Electrical Ltd.
MP-2023-00974 | 2023-06-01 | 3125 E 18TH AVENUE, Vancouver, BC V5M 2R6 | Mechanical Permit | NULL | NULL | Issued | NULL | Royal Vancouver Air Conditioning
NULL | NULL | 3125 E 18TH AVENUE, Vancouver, BC V5M 2R6 | Mechanical Permit | NULL | NULL | Withdrawn | NULL | NULL
EP-2023-07543 | 2023-08-18 | 3137 E 18TH AVENUE, Vancouver, BC V5M 2R6 | Electrical Permit | Residential | Addition | Issued | Installation / Repair - Residential - ¦ 1FD- 150A ¦ DISCONNECT/RECONNECT ¦ we will be refeeding the house power supply from the duplex meter base which will be connected to the new coach house in the back THIS PERMIT IS FOR A SINGLE FAMILY Dwelling ELECTRICAL SERVICE DISCONNECT/RECONNECT. | Mid-Knight Electrical Ltd
EP-2024-00159 | 2024-01-15 | 3137 E 18TH AVENUE, Vancouver, BC V5M 2R6 | Electrical Permit | Residential | Renovation | Issued | Installation / Repair - Residential - Panel upgrade 100amp to 150 amps with a ev charger >Permit Amendment Jan 17, 2024 -Document Review: Rejected ¦ -"Load calculations change please use this one instead" ¦ -Document(s) uploaded to "Application Documents" tab for Electrical Inspector review. Electrical contractor to request an electrical inspection online for the District Electrical Inspector to review document(s): https://plposweb.vancouver.ca/Public/Login.aspx ¦ Include "Document review only" in the requestor comments | Mid-Knight Electrical Ltd
GP-2022-02854 | 2022-09-22 | 2598 E 19TH AVENUE, Vancouver, BC V5M 2S3 | Gas Permit | Residential | Renovation | Completed | Residential - Replacement Re & Re gas range 93,200 BTU | Arjay Mechanical Inc
GP-2023-04211 | 2023-12-28 | 2604 E 19TH AVENUE, Vancouver, BC V5M 2S4 | Gas Permit | Residential | Tenant Improvement | Completed | Residential - FURNACE REPLACEMENT | Urban Plumbing & Heating Ltd
PP-2022-03392 | 2022-09-27 | 2605 E 19TH AVENUE, Vancouver, BC V5M 2S5 | Plumbing Permit | Residential | Renovation | Completed | Residential - Supply and install a dual PVC drainage system, including PVC draintile and PVC rain leader AMEND: OCT 5/2022 ADD SANITARY SEWER REPLACEMENT | Milani Plumbing Heating & Air Conditioning Ltd
GP-2023-04224 | 2023-12-28 | 2620 E 19TH AVENUE, Vancouver, BC V5M 2S4 | Gas Permit | Residential | Addition | Completed | Residential - Replacement of boiler system | BCRC Plumbing and Heating Ltd
EP-2023-05404 | 2023-06-27 | 2223 E 11TH AVENUE, Vancouver, BC V5N 1Z7 | Electrical Permit | Residential | Addition | Completed | Installation / Repair - Residential - New 200A overhead service upgrade from 100A. 2x dedicated heat pump circuits, MOCP 1x 35A + 1x 25A, make connections. | KOVAC ELECTRICAL GROUP LTD.
MP-2023-01179 | 2023-06-26 | 2223 E 11TH AVENUE, Vancouver, BC V5N 1Z7 | Mechanical Permit | NULL | NULL | Completed | NULL | Central Commercial & Residential Services
EP-2023-10192 | 2023-12-07 | 2244 E 11TH AVENUE, Vancouver, BC V5N 1Z6 | Electrical Permit | Residential | New | Issued | Temporary Power - Residential - To provide temporary power. NOTE: Work authorized by this permit is for placement of a temporary power pole only and does not authorize any site construction and/or excavation. A separate Building Permit will be required prior to commencement of any other work on this site. | E G ELECTRICAL LTD.
EP-2023-02613 | NULL | 2249 E 11TH AVENUE, Vancouver, BC V5N 1Z7 | Electrical Permit | Residential | Addition | Application Incomplete | Installation / Repair - Residential - A/C wiring | NULL
EP-2023-03215 | 2023-08-30 | 2249 E 11TH AVENUE, Vancouver, BC V5N 1Z7 | Electrical Permit | Residential | Addition | Completed | Installation / Repair - Residential - Heat pump installation -- Heat pump is located in North/West corner of house. - House has 1 - 100 amp panel in garage, Both Up-stair and down-stair has 1 combined panel. Load calculation sheet is attached. MP-2023-00270 -reference: MP-2023-00270 | Tek Climate Heating & Air Conditioning Ltd
MP-2023-00270 | 2023-02-28 | 2249 E 11TH AVENUE, Vancouver, BC V5N 1Z7 | Mechanical Permit | NULL | NULL | Completed | NULL | Tek Climate Heating & Air Conditioning Ltd
EP-2022-04486 | 2022-05-30 | 2249 E 11TH AVENUE, Vancouver, BC V5N 1Z7 | Electrical Permit | Residential | New | Expired | Installation / Repair - Residential - Installing an AC. Providing a breaker, wire run, disconnect and whip to the AC unit. The unit is to be placed at the rear of the property. Photos attached of the purposed location. | Gandy Installations Ltd
PP-2023-00615 | 2023-02-22 | 2252 E 11TH AVENUE, Vancouver, BC V5N 1Z6 | Plumbing Permit | Residential | New | Issued | Residential - Installing new plumbing fixtures inside the duplex >BP: To construct a two-storey two-family dwelling with a detached accessory building (garage) at the rear providing 2 parking spaces, having vehicular access from the lane. Note: This is a 2 storey building pursuant to the Zoning and Development By-Law 1. A/C units proposed in the rear yard 2. Schedule B: Julian Bozsik, P.Eng (604-431-0055) Struct. & Geo. 3. HPO: Residential Builder - TRG Construction Corp 4. The entire building to be sprinklered to 2XNFPA 13D. | SUNSHINE PLUMBING LTD
PP-2023-00716 | 2023-03-03 | 2252 E 11TH AVENUE, Vancouver, BC V5N 1Z6 | Plumbing Permit | Residential | New | Issued | Residential - 2FD - One sump no pump | Bhullar Excavating and Demolition
EP-2023-05699 | 2023-06-27 | 2252 E 11TH AVENUE, Vancouver, BC V5N 1Z6 | Electrical Permit | Residential | New | Issued | Installation / Repair - Residential - Install alarm, cable, data, intercom. >BP: To construct a two-storey two-family dwelling ($768,750.00) with a detached accessory building (garage) at the rear providing 2 parking spaces, having vehicular access from the lane. Note: This is a 2 storey building pursuant to the Zoning and Development By-Law 1. A/C units proposed in the rear yard 2. Schedule B: Julian Bozsik, P.Eng (604-431-0055) Struct. & Geo. 3. HPO: Residential Builder - TRG Construction Corp 4. The entire building to be sprinklered to 2XNFPA 13D. | Supertech Systems Ltd
SP-2023-01225 | 2023-07-12 | 2252 E 11TH AVENUE, Vancouver, BC V5N 1Z6 | Sprinkler Permit | Residential | New | Issued | Residential - Install sprinklers in Duplex -The entire building, INCLUDING THE ATTACHED GARAGE (if applicable), to be sprinklered to 2 x NFPA 13D. >BP: To construct a two-storey two-family dwelling ($768,750.00) with a detached accessory building (garage) at the rear providing 2 parking spaces, having vehicular access from the lane. Note: This is a 2 storey building pursuant to the Zoning and Development By-Law 1. A/C units proposed in the rear yard 2. Schedule B: Julian Bozsik, P.Eng (604-431-0055) Struct. & Geo. 3. HPO: Residential Builder - TRG Construction Corp 4. The entire building to be sprinklered to 2XNFPA 13D. ******THIS PERMIT HAS BEEN ISSUED UNDER THE REQUIREMENTS OF VBBL #12511 (2019)****** | Gold Key Fire Protection Ltd
GP-2023-01836 | 2023-06-16 | 2252 E 11TH AVENUE, Vancouver, BC V5N 1Z6 | Gas Permit | Residential | New | Issued | Residential - 2 boiler, 2 range & 2 fireplace fireplace piping only >BP: To construct a two-storey two-family dwelling | Symbolistic Heating Ltd
EP-2023-05462 | 2023-06-30 | 2252 E 11TH AVENUE, Vancouver, BC V5N 1Z6 | Electrical Permit | Residential | New | Issued | Installation / Repair - Residential - New Electrical 200 Amps service for Duplex each unit 125 Amps. All electrical rough wiring and finish for each unit *An approved mechanical permit is required for the installation of air conditioning or heat pump unit at the time of installation before an electrical inspection will be performed >BP: To construct a two-storey two-family dwelling ($768,750.00) with a detached accessory building (garage) at the rear providing 2 parking spaces, having vehicular access from the lane. Note: This is a 2 storey building pursuant to the Zoning and Development By-Law 1. A/C units proposed in the rear yard 2. Schedule B: Julian Bozsik, P.Eng (604-431-0055) Struct. & Geo. 3. HPO: Residential Builder - TRG Construction Corp 4. The entire building to be sprinklered to 2XNFPA 13D. | Boss Electric Ltd.
GP-2023-01802 | 2023-06-12 | 2252 E 11TH AVENUE, Vancouver, BC V5N 1Z6 | Gas Permit | Residential | New | Issued | Residential - 2 Fireplaces Venting and hook up only >BP: To construct a two-storey two-family dwelling | ORAY FIREPLACES LTD
MP-2023-00887 | 2023-05-19 | 2252 E 11TH AVENUE, Vancouver, BC V5N 1Z6 | Mechanical Permit | NULL | NULL | Issued | NULL | SUNSHINE PLUMBING LTD
EP-2023-00081 | 2023-01-04 | 2252 E 11TH AVENUE, Vancouver, BC V5N 1Z6 | Electrical Permit | Residential | New | Expired | Temporary Power - Residential - To provide temporary power. | Boss Electric Ltd.
EP-2022-07602 | 2022-09-12 | 1956 E 13TH AVENUE, Vancouver, BC V5N 2C2 | Electrical Permit | Residential | New | Expired | Temporary Power - Residential - To provide temporary power. NOTE: Work authorized by this permit is for placement of a temporary power pole only and does not authorize any site construction and/or excavation. A separate Building Permit will be required prior to commencement of any other work on this site. | 24/6 Electric Ltd
PP-2023-02085 | 2023-06-13 | 1956 E 13TH AVENUE, Vancouver, BC V5N 2C2 | Plumbing Permit | Residential | New | Issued | Residential - 2FD - Storm and sewer and sump | Mash Construction Ltd.
PP-2023-00957 | 2023-03-21 | 1956 E 13TH AVENUE, Vancouver, BC V5N 2C2 | Plumbing Permit | Residential | New | Issued | Residential - Plumbing >BP: To construct a two-storey two-family dwelling with a detached accessory building (garage) at the rear providing 2 parking spaces, having vehicular access from the lane. Note: This is a 2 storey building pursuant to the Zoning and Development By-Law 3. A/C units proposed in the rear yard and main and upper floors 4. Bar sinks not proposed 5. Schedule B: Carlos Chiu P. Eng. (604.737.9830) Structural 6. Schedule B: Roberto Avendano P. Eng. (604.439.0922) Geotechnical 7. HPO: Residential Builder - Laneside Homes Ltd. | G & D Hayer Plumbing Ltd
MP-2023-00613 | 2023-04-10 | 1956 E 13TH AVENUE, Vancouver, BC V5N 2C2 | Mechanical Permit | NULL | NULL | Issued | NULL | G & D Hayer Plumbing Ltd
EP-2023-09614 | 2023-10-24 | 1956 E 13TH AVENUE, Vancouver, BC V5N 2C2 | Electrical Permit | Residential | New | Issued | Temporary Power - Residential - To provide temporary power. | Powergen Electric Ltd
GP-2023-02541 | 2023-09-06 | 1956 E 13TH AVENUE, Vancouver, BC V5N 2C2 | Gas Permit | Residential | New | Issued | Residential - 2 Ranges, 2 BBQ's & 2 Boilers Complete >BP: To construct a two-storey two-family dwelling ($702,000) with a detached accessory building (garage) at the rear providing 2 parking spaces, having vehicular access from the lane. | G & D Hayer Plumbing Ltd
SP-2023-01649 | 2023-09-08 | 1956 E 13TH AVENUE, Vancouver, BC V5N 2C2 | Sprinkler Permit | Residential | New | Issued | Residential - 2FD - FRONT - 1956 E 13TH AV BACK - 1958 E 13TH AV DUPLEX WITH NEW SPRINKLERS >DB: To construct a two-storey two-family dwelling with a detached accessory building (garage) at the rear providing 2 parking spaces, having vehicular access from the lane. Note: This is a 2 storey building pursuant to the Zoning and Development By-Law 3. A/C units proposed in the rear yard and main and upper floors 4. Bar sinks not proposed ******THIS PERMIT HAS BEEN ISSUED UNDER THE REQUIREMENTS OF VBBL #12511 (2019)****** | BC Fire Sprinklers Ltd
EP-2023-08219 | 2023-09-12 | 1956 E 13TH AVENUE, Vancouver, BC V5N 2C2 | Electrical Permit | Residential | New | Issued | Installation / Repair - Residential - Security alarm, intercom, tel, data, tv, camera wiring and completion. >BP: To construct a two-storey two-family dwelling ($702,000) with a detached accessory building (garage) at the rear providing 2 parking spaces, having vehicular access from the lane. Note: This is a 2 storey building pursuant to the Zoning and Development By-Law 3. A/C units proposed in the rear yard and main and upper floors 4. Bar sinks not proposed 5. Schedule B: Carlos Chiu P. Eng. (604.737.9830) Structural 6. Schedule B: Roberto Avendano P. Eng. (604.439.0922) Geotechnical 7. HPO: Residential Builder - Laneside Homes Ltd. ******THIS PERMIT HAS BEEN ISSUED UNDER THE REQUIREMENTS OF VBBL #12511 (2019)****** | Repel Security Systems Ltd
EP-2023-08277 | 2023-09-26 | 1956 E 13TH AVENUE, Vancouver, BC V5N 2C2 | Electrical Permit | Residential | New | Issued | Installation / Repair - Residential - New construction duplex house 200 amp service and 125 amp going to each suite >BP: To construct a two-storey two-family dwelling ($702,000) with a detached accessory building (garage) at the rear providing 2 parking spaces, having vehicular access from the lane. Note: This is a 2 storey building pursuant to the Zoning and Development By-Law 3. A/C units proposed in the rear yard and main and upper floors 4. Bar sinks not proposed 5. Schedule B: Carlos Chiu P. Eng. (604.737.9830) Structural 6. Schedule B: Roberto Avendano P. Eng. (604.439.0922) Geotechnical 7. HPO: Residential Builder - Laneside Homes Ltd. ******THIS PERMIT HAS BEEN ISSUED UNDER THE REQUIREMENTS OF VBBL #12511 (2019)****** | Powergen Electric Ltd
MP-2023-01704 | 2023-09-19 | 1956 E 13TH AVENUE, Vancouver, BC V5N 2C2 | Mechanical Permit | NULL | NULL | Issued | NULL | Lumi HVAC Ltd
GP-2022-03709 | 2022-11-24 | 610 E 12TH AVENUE, Vancouver, BC V5T 2H8 | Gas Permit | Residential | Renovation | Completed | Residential - Re&re Tankless water heater | Milani Plumbing Heating & Air Conditioning Ltd
GP-2022-00678 | 2022-03-02 | 617 E 12TH AVENUE, Vancouver, BC V5T 2H7 | Gas Permit | Residential | Renovation | Completed | Residential - replace existing furnace with new | Reid Brothers Plumbing & Heating Ltd
EP-2022-04672 | 2022-07-15 | 636 E 12TH AVENUE, Vancouver, BC V5T 2H8 | Electrical Permit | Residential | Renovation | Completed | Installation / Repair - Residential - Dedicated Circuit for Heat Strip and AC Unit Install a DCC12 controller. Demand share is for the heat strips, otherwise it would be over the service limit We updated the load calc after it was requested to do so. Its 100a service/ used 86a. | Pacific Star Electric Inc
GP-2024-00143 | 2024-01-17 | 1363 E 13TH AVENUE, Vancouver, BC V5N 2B5 | Gas Permit | Residential | Renovation | Completed | Residential - Re&re Furnace | Milani Plumbing Heating & Air Conditioning Ltd
EP-2023-09632 | 2023-11-16 | 2929 E 17TH AVENUE, Vancouver, BC V5M 2N4 | Electrical Permit | Residential | Renovation | Issued | Installation / Repair - Residential - ¦ 1FD- 100A SERVICE DISCONNECT/ RE-CONNECT ¦ Service upgrade due to laneway Current service was a 100A. Proposed service will be 200A *Future heat pump. Client in house is wanting to do one later *An approved mechanical permit is required for the installation of air conditioning or heat pump unit at the time of installation before a final electrical inspection will be performed | MD White Electrical Ltd
PP-2023-01561 | 2023-05-03 | 2929 E 17TH AVENUE, Vancouver, BC V5M 2N4 | Plumbing Permit | Residential | New | Issued | Residential - LWH - #3 - Rough plumbing and finish plumbing for a laneway house Entire building to be sprinklered 13D >DB: To construct a 2 storey laneway house building with 1 open parking pad, providing a total of 1 parking spaces, having vehicular access from the 20' Lane. Note: This is a 1 ½ storey building pursuant to the Zoning & Development By-law. 1. Covenant not required with existing house 2. No Strata Titling permitted 3. Entire building to be sprinklered 13D 4. Heat Pump proposed – Exterior component located in rear yard, Interior component located in crawl space | Tri-City Plumbing & Heating Ltd
EP-2023-05901 | 2023-06-29 | 2995 E 17TH AVENUE, Vancouver, BC V5M 2N4 | Electrical Permit | Residential | New | Issued | Temporary Power - Residential - To provide temporary power. | STAT ELECTRICS LIMITED
PP-2023-02626 | 2023-07-24 | 2995 E 17TH AVENUE, Vancouver, BC V5M 2N4 | Plumbing Permit | Residential | New | Issued | Residential - sump installation NOTE: Engineering Assurance letter will be submitted to the Plumbing Inspector on the site. Letter shall conform to the requirements of Vancouver Bulletin 2000-008-EL/PL. | Kingsman Excavating Ltd.
SP-2023-01898 | 2023-10-16 | 2995 E 17TH AVENUE, Vancouver, BC V5M 2N4 | Sprinkler Permit | Residential | New | Issued | Residential - Install sprinklers in Duplex >BP: To construct a two-storey two-family dwelling with two secondary suites located in the basement, with a detached accessory building (garage) and open parking space at the rear providing 3 parking spaces, having vehicular access from the lane. Note: This is a 2 storey building pursuant to the Zoning and Development By-Law 1. Covenant registered at the Land Title Office under CB641761 2. external mechanical units proposed in front & back yard 3. Schedule B: Jason Hui, P. Eng (778-319-3403) Structural & Geotechnical 4. HPO: Avani Homes Ltd. | Gold Key Fire Protection Ltd
EP-2023-09319 | 2023-10-16 | 2995 E 17TH AVENUE, Vancouver, BC V5M 2N4 | Electrical Permit | Residential | New | Issued | Installation / Repair - Residential - Pre wiring rough & Finish: Security systems, cameras,TV, Tel, Data. >BP: To construct a two-storey two-family dwelling with two secondary suites located in the basement, with a detached accessory building (garage) and open parking space at the rear providing 3 parking spaces, having vehicular access from the lane. Note: This is a 2 storey building pursuant to the Zoning and Development By-Law 1. Covenant registered at the Land Title Office under CB641761 2. external mechanical units proposed in front & back yard 3. Schedule B: Jason Hui, P. Eng (778-319-3403) Structural & Geotechnical 4. HPO: Avani Homes Ltd. Exit protection is required to be provided in accordance with Articles 9.9.4.4., 9.9.4.6., and/or 9.37.2.8. of the 2019 VBBL.”? The entire building, to be sprinklered to 2 x NFPA 13D. ******THIS PERMIT HAS BEEN ISSUED UNDER THE REQUIREMENTS OF VBBL #12511 (2019)****** | Charanjit Singh
GP-2023-03091 | 2023-10-17 | 2995 E 17TH AVENUE, Vancouver, BC V5M 2N4 | Gas Permit | Residential | New | Issued | Residential - 4 Ranges, 4 Dryers & 2 Fireplaces fireplace piping only >BP: To construct a two-storey two-family dwelling with two secondary suites located in the basement, with a detached accessory building (garage) and open parking space at the rear providing 3 parking spaces, having vehicular access from the lane. | Symbolistic Heating Ltd
EP-2023-09072 | 2023-10-27 | 2995 E 17TH AVENUE, Vancouver, BC V5M 2N4 | Electrical Permit | Residential | New | Issued | Installation / Repair - Residential - Rough in and finishing of duplex. >BP: To construct a two-storey two-family dwelling with two secondary suites located in the basement, with a detached accessory building (garage) and open parking space at the rear providing 3 parking spaces, having vehicular access from the lane. Note: This is a 2 storey building pursuant to the Zoning and Development By-Law 1. Covenant registered at the Land Title Office under CB641761 2. external mechanical units proposed in front & back yard 3. Schedule B: Jason Hui, P. Eng (778-319-3403) Structural & Geotechnical 4. HPO: Avani Homes Ltd. ***This permit is issued under the VBBL 2019, with updated energy requirements as per bylaw # 12997 effective Jan 01, 2022.*** ******THIS PERMIT HAS BEEN ISSUED UNDER THE REQUIREMENTS OF VBBL #12511 (2019)****** | STAT ELECTRICS LIMITED
GP-2023-03264 | 2023-10-27 | 2995 E 17TH AVENUE, Vancouver, BC V5M 2N4 | Gas Permit | Residential | New | Issued | Residential - 2 Fireplaces Venting and hookup only | REAL LIGHTING & FIREPLACES LTD
MP-2023-01583 | 2023-08-29 | 2995 E 17TH AVENUE, Vancouver, BC V5M 2N4 | Mechanical Permit | NULL | NULL | Issued | NULL | SUNSHINE PLUMBING LTD
PP-2023-02893 | 2023-08-16 | 2995 E 17TH AVENUE, Vancouver, BC V5M 2N4 | Plumbing Permit | Residential | New | Issued | Residential - Installing new plumbing fixtures inside the duplex >BP: To construct a two-storey two-family dwelling with two secondary suites located in the basement, with a detached accessory building (garage) and open parking space at the rear providing 3 parking spaces, having vehicular access from the lane. Note: This is a 2 storey building pursuant to the Zoning and Development By-Law 1. Covenant registered at the Land Title Office under CB641761 2. external mechanical units proposed in front & back yard 3. Schedule B: Jason Hui, P. Eng (778-319-3403) Structural & Geotechnical 4. HPO: Avani Homes Ltd. | SUNSHINE PLUMBING LTD
GP-2022-00839 | 2022-03-18 | 1626 E 13TH AVENUE, Vancouver, BC V5N 2B8 | Gas Permit | Residential | Renovation | Completed | Residential - INSTALLING 60000 BTU FURNACE R AND R | Eaton's Heating Ltd
GP-2023-01525 | 2023-05-12 | 356 E 18TH AVENUE, Vancouver, BC V5V 1E8 | Gas Permit | Residential | Renovation | Completed | Residential - Furnace re and re | Sunrise Heating and Cooling Ltd
EP-2023-08078 | 2023-09-15 | 2870 E 15TH AVENUE, Vancouver, BC V5M 2K5 | Electrical Permit | Residential | Renovation | Completed | Installation / Repair - Residential - ¦ 1FD- 200A SERVICE UPGRADE ¦ *No EV; AC /HP is being added under this permit Electrical service upgrade from 100A 120/240V 1 phase 3 wires to 200A 120/240V 1 phase 3 wires Re-connect existing circuits to the new panel | SNG Electric Ltd
EP-2023-09965 | 2023-11-23 | 2870 E 15TH AVENUE, Vancouver, BC V5M 2K5 | Electrical Permit | Residential | Renovation | Completed | Installation / Repair - Residential - Electrical work for renovation project, poer for dishwasher Frige , GFCI Receptacles, Install lighting and smoke alarm , Re-connect existing power circuit to the new electrical panel CF-2023-011212 | SNG Electric Ltd
MP-2023-01646 | 2023-09-08 | 450 E 18TH AVENUE, Vancouver, BC V5V 1G1 | Mechanical Permit | NULL | NULL | Issued | NULL | Thomson Industries Ltd
EP-2023-07093 | 2023-08-16 | 450 E 18TH AVENUE, Vancouver, BC V5V 1G1 | Electrical Permit | Residential | Renovation | Completed | Installation / Repair - Residential - Dedicated circuit for heat pump *An approved mechanical permit is required for the installation of air conditioning or heat pump unit at the time of installation before an electrical inspection will be performed | Pacific Star Electric Inc
PP-2022-00101 | 2022-01-14 | 469 E 18TH AVENUE, Vancouver, BC V5V 1E9 | Plumbing Permit | Residential | Renovation | Completed | Residential - We are putting drain tiles around the house . Exterior alterations to repair the foundations of this existing one family dwelling with a secondary suite by installing 37 push piers on the perimeter. | Superstar Plumbing Heating & Sprinkler Supplies Ltd
GP-2022-00299 | 2022-01-31 | 471 E 18TH AVENUE, Vancouver, BC V5V 1E9 | Gas Permit | Residential | Renovation | Completed | Residential - Decommission, remove and recycle gas furnace and install ducted heat pump | Ashton Service Group/Ashton Mechanical Ltd.
SP-2023-01339 | 2023-07-24 | 518 E 18TH AVENUE, Vancouver, BC V5V 1G3 | Sprinkler Permit | Residential | New | Issued | Residential - New sprinkler system >BP: To construct a two and a half-storey two-family dwelling with a detached accessory building (garage) at the rear providing 2 parking spaces, having vehicular access from the lane. The entire building, to be sprinklered to 2 x NFPA 13D. Note: This is a 2.5 storey building pursuant to the Zoning and Development By-Law 1. No Covenant required 2. A/C units proposed in front yard, rear yard and second floors 3. No bar sinks proposed 4. Schedule B: Ke Jian, Ma P.Eng (604.599.8890) Structural 5. Schedule B: Jian Zhong Jin, P.Eng (604.362.7021) Geotechnical 6. HPO: Residential Builder - WLK Homes Corp. - 385394 | Haven Fire Protection Ltd
EP-2023-05309 | 2023-07-05 | 518 E 18TH AVENUE, Vancouver, BC V5V 1G3 | Electrical Permit | Residential | New | Issued | Installation / Repair - Residential - All Electrical rough-in & finishing work for new construction duplex. -BCH connection request #4936232 already initiated. Request for 400A main service pre-approved *An approved mechanical permit is required for the installation of air conditioning or heat pump unit at the time of installation before an electrical inspection will be performed >BP: To construct a two and a half-storey two-family dwelling with a detached accessory building (garage) at the rear providing 2 parking spaces, having vehicular access from the lane. The entire building, to be sprinklered to 2 x NFPA 13D. Note: This is a 2.5 storey building pursuant to the Zoning and Development By-Law 1. No Covenant required 2. A/C units proposed in front yard, rear yard and second floors 3. No bar sinks proposed 4. Schedule B: Ke Jian, Ma P.Eng (604.599.8890) Structural 5. Schedule B: Jian Zhong Jin, P.Eng (604.362.7021) Geotechnical 6. HPO: Residential Builder - WLK Homes Corp. - 385394 | Ozz Electric BC Inc
PP-2023-01209 | 2023-04-06 | 518 E 18TH AVENUE, Vancouver, BC V5V 1G3 | Plumbing Permit | Residential | New | Issued | Residential - One sump outside >BP: To construct a two and a half-storey two-family dwelling with a detached accessory building (garage) at the rear providing 2 parking spaces, having vehicular access from the lane. The entire building, to be sprinklered to 2 x NFPA 13D. | WEST DEMOLITION SERVICE LTD
PP-2023-01169 | 2023-04-03 | 518 E 18TH AVENUE, Vancouver, BC V5V 1G3 | Plumbing Permit | Residential | New | Issued | Residential - 2FD - FRONT - 518 E 18TH AV - #1 BACK - 518 E 18TH AV - #2 Installation of plumbing fixtures, installation of potable water system and drainage system. >DB: To construct a two and a half-storey two-family dwelling with a detached accessory building (garage) at the rear providing 2 parking spaces, having vehicular access from the lane. The entire building, to be sprinklered to 2 x NFPA 13D. Note: This is a 2.5 storey building pursuant to the Zoning and Development By-Law 1. No Covenant required 2. A/C units proposed in front yard, rear yard and second floors 3. No bar sinks proposed | Dilbagh Singh Sidhu
EP-2023-00004 | 2023-01-02 | 518 E 18TH AVENUE, Vancouver, BC V5V 1G3 | Electrical Permit | Residential | New | Expired | Temporary Power - Residential - To provide temporary power. | Roop Electric Co Ltd
GP-2023-02634 | 2023-09-11 | 518 E 18TH AVENUE, Vancouver, BC V5V 1G3 | Gas Permit | Residential | New | Issued | Residential - To install 2 range 2 BBQ >BP: To construct a two and a half-storey two-family dwelling with a detached accessory building (garage) at the rear providing 2 parking spaces, having vehicular access from the lane. The entire building, to be sprinklered to 2 x NFPA 13D. | JOT MECHANICAL LTD
PP-2024-00041 | 2024-01-05 | 518 E 18TH AVENUE, Vancouver, BC V5V 1G3 | Plumbing Permit | Residential | Addition | Completed | Residential - Lawn Irrigation | M&M Industries Ltd
NULL | NULL | 1356 E 17TH AVENUE, Vancouver, BC V5V 1C8 | Gas Permit | Residential | Renovation - Dwelling Unit(s) only | Withdrawn | Residential - Furnace replacement | NULL
GP-2023-01870 | 2023-06-21 | 1356 E 17TH AVENUE, Vancouver, BC V5V 1C8 | Gas Permit | Residential | Renovation | Completed | Residential - Replaced old furnace with a high-efficiency furnace | Alliance Total Solution Inc
PP-2023-02771 | 2023-08-04 | 1360 E 17TH AVENUE, Vancouver, BC V5V 1C8 | Plumbing Permit | Residential | New | Issued | Residential - New plumbing work >BP: To construct a two and half storey two-family dwelling designed to CHBA Net Zero standards with a detached accessory building (garage) at the rear providing two parking spaces and one surface parking space at the rear, all having vehicular access from the lane. The entire building to be sprinklered to 2x NFPA 13D. Note: This is a 2 storey building pursuant to the Zoning and Development By-Law ******THIS PERMIT HAS BEEN ISSUED UNDER THE REQUIREMENTS OF VBBL 2019****** This permit is issued under the VBBL 2019, with updated energy requirements as per bylaw # 12997 effective Jan 01, 2022. 1. No A/C units proposed 2. Schedule B Beerinder Sidhu M.Eng P.Eng (604-339-0034) Structural and Geotechnical 3. Schedule B Jian Zhong P.Eng (604-362-7021) Geotechnical 4. BC Housing Vanleader construction & Development Ltd. | Bison Plumbing & Heating Ltd
PP-2023-02004 | 2023-06-06 | 1360 E 17TH AVENUE, Vancouver, BC V5V 1C8 | Plumbing Permit | Residential | New | Issued | Residential - 2FD - one sump with pump | Bhullar Excavating and Demolition
EP-2023-02265 | 2023-03-17 | 1360 E 17TH AVENUE, Vancouver, BC V5V 1C8 | Electrical Permit | Residential | New | Issued | Temporary Power - Residential - To provide temporary power. NOTE: Work authorized by this permit is for placement of a temporary power pole only and does not authorize any site construction and/or excavation. A separate Building Permit will be required prior to commencement of any other work on this site. | Ample Star Electrical Ltd.
SP-2023-02206 | 2023-12-11 | 1360 E 17TH AVENUE, Vancouver, BC V5V 1C8 | Sprinkler Permit | Residential | New | Issued | Residential - 2FD - FRONT - 1360 E 17TH AV BACK - 1362 E 17TH AV Install fire sprinkler system in Duplex >BP: To construct a two and half storey two-family dwelling designed to CHBA Net Zero standards with a detached accessory building (garage) at the rear providing two parking spaces and one surface parking space at the rear, all having vehicular access from the lane. The entire building to be sprinklered to 2x NFPA 13D. Note: This is a 2 storey building pursuant to the Zoning and Development By-Law ******THIS PERMIT HAS BEEN ISSUED UNDER THE REQUIREMENTS OF VBBL 2019****** This permit is issued under the VBBL 2019, with updated energy requirements as per bylaw # 12997 effective Jan 01, 2022. 1. No A/C units proposed | Max Fire Pro Ltd
EP-2023-11026 | 2023-12-08 | 1360 E 17TH AVENUE, Vancouver, BC V5V 1C8 | Electrical Permit | Residential | New | Issued | Installation / Repair - Residential - Wiring and finishing of extra low voltage To construct a two and half storey two-family dwelling designed to CHBA Net Zero standards with a detached accessory building (garage) at the rear providing two parking spaces and one surface parking space at the rear, all having vehicular access from the lane | Creative Security Solutions Ltd
EP-2023-08387 | 2023-11-03 | 1360 E 17TH AVENUE, Vancouver, BC V5V 1C8 | Electrical Permit | Residential | New | Issued | Installation / Repair - Residential - ¦ 2FD- 200A ¦ THIS IS DUPLEX HOUSE WE ARE DOING ROUGH WIRING AND FINISHING AND 200 amp OVEHEAD SERVICE and also back 2 detached garage wiring and finshing *An approved mechanical permit is required for the installation of air conditioning or heat pump unit at the time of installation before a final electrical inspection will be performed >BP: To construct a two and half storey two-family dwelling designed to CHBA Net Zero standards with a detached accessory building (garage) at the rear providing two parking spaces and one surface parking space at the rear, all having vehicular access from the lane. This Building Permit will remain in a suspended status until the associated (green) Demolition Permit BP-2022-03120 is completed. The entire building to be sprinklered to 2x NFPA 13D. Note: This is a 2 storey building pursuant to the Zoning and Development By-Law ******THIS PERMIT HAS BEEN ISSUED UNDER THE REQUIREMENTS OF VBBL 2019****** This permit is issued under the VBBL 2019, with updated energy requirements as per bylaw # 12997 effective Jan 01, 2022. 1. No A/C units proposed 2. Schedule B Beerinder Sidhu M.Eng P.Eng (604-339-0034) Structural and Geotechnical 3. Schedule B Jian Zhong P.Eng (604-362-7021) Geotechnical 4. BC Housing Vanleader construction & Development Ltd. All rooms adjacent to East and West exposing building face shall be sprinklered. "Combustible projections or roof soffits on an exposing building face shall not project to less than .45m from the property line and shall be in compliance with VBBL 2019 9.10.15.5.(9)" | Ample Star Electrical Ltd.
MP-2023-01662 | 2023-09-13 | 1360 E 17TH AVENUE, Vancouver, BC V5V 1C8 | Mechanical Permit | NULL | NULL | Issued | NULL | Century Twenty One Gas & Heating Co. Ltd
GP-2023-02679 | 2023-09-13 | 1360 E 17TH AVENUE, Vancouver, BC V5V 1C8 | Gas Permit | Residential | New | Issued | Residential - 2 Range, 2 BBQ's & 2 Dryers Install >BP: To construct a two and half storey two-family dwelling designed to CHBA Net Zero standards with a detached accessory building (garage) at the rear providing two parking spaces and one surface parking space at the rear, all having vehicular access from the lane. ***Amendment- September 27, 2023 - Added 2 Dryers ***Amendment - October 13, 2023 - Removed 2 Dryers | Century Twenty One Gas & Heating Co. Ltd
EP-2023-09905 | 2023-11-20 | 1360 E 17TH AVENUE, Vancouver, BC V5V 1C8 | Electrical Permit | Residential | New | Issued | Installation / Repair - Residential - ¦ 2FD- SOLAR ¦ 2x Net-Zero Solar arrays. Front Address (1360) will consist of a 9.72KW solar pv system and the rear address (1362) will consist of 9.315KW solar PV system. -Please see screenshot of BCHYdro net-metering approval. Please note that it's auto accepted now on the customer's portal The 2x Solaredge inverters will be mounted directly next to the BCH meters on the outside of the garage wall. They have a built-in (and fully compliant) rapid shutdown disconnect switch, therefore there is no requirement for a separate switch next to the meter for rapid shutdown >BP: To construct a two and half storey two-family dwelling designed to CHBA Net Zero standards with a detached accessory building (garage) at the rear providing two parking spaces and one surface parking space at the rear, all having vehicular access from the lane. The entire building to be sprinklered to 2x NFPA 13D. Note: This is a 2 storey building pursuant to the Zoning and Development By-Law ******THIS PERMIT HAS BEEN ISSUED UNDER THE REQUIREMENTS OF VBBL 2019****** This permit is issued under the VBBL 2019, with updated energy requirements as per bylaw # 12997 effective Jan 01, 2022. 1. No A/C units proposed 2. Schedule B Beerinder Sidhu M.Eng P.Eng (604-339-0034) Structural and Geotechnical 3. Schedule B Jian Zhong P.Eng (604-362-7021) Geotechnical 4. BC Housing Vanleader construction & Development Ltd. "Combustible projections or roof soffits on an exposing building face shall not project to less than .45m from the property line and shall be in compliance with VBBL 2019 9.10.15.5.(9)" | Vancouver Solar And Electrical Ltd
EP-2022-03936 | 2022-05-12 | 1433 E 17TH AVENUE, Vancouver, BC V5N 2G8 | Electrical Permit | Residential | New | Expired | Temporary Power - Residential - To provide temporary power. | BRITECH ELECTRIC LTD
MP-2023-00407 | 2023-03-17 | 1433 E 17TH AVENUE, Vancouver, BC V5N 2G8 | Mechanical Permit | NULL | NULL | Completed | NULL | DHESI PLUMBING LTD
EP-2023-03466 | 2023-05-05 | 1433 E 17TH AVENUE, Vancouver, BC V5N 2G8 | Electrical Permit | Residential | New | Completed | Installation / Repair - Residential - 200 amp service for electrical installations. >BP: To construct a 2-storey two-family dwelling with a secondary suite located in the Basement with a detached accessory building (garage) at the rear providing 2 parking spaces and a surface parking, having vehicular access from the lane. The entire building to be sprinklered to 2x NFPA 13D. 1. Covenant registered at the Land Title Office under CB13340-CB13341 2. No strata titling permitted 3. A/C units proposed in rear yard 4. Schedule B Md. Shahidul Alam P.Eng (604-653-7475) Structural and Geotechnical 5. BC Housing Vanquish Homes Ltd | BRITECH ELECTRIC LTD
PP-2023-00801 | 2023-03-09 | 1433 E 17TH AVENUE, Vancouver, BC V5N 2G8 | Plumbing Permit | Residential | New | Completed | Residential - Plumbing throughout the duplex >B: To construct a 2-storey two-family dwelling with a secondary suite located in the Basement with a detached accessory building (garage) at the rear providing 2 parking spaces and a surface parking, having vehicular access from the lane. The entire building to be sprinklered to 2x NFPA 13D. NOTE: To achieve the required FSR a floor space exclusion of 2% has been applied to this application as per section 10.11.1 of the district schedule, to accommodate improved building performance. 1. Covenant registered at the Land Title Office under CB13340-CB13341 2. No strata titling permitted 3. A/C units proposed in rear yard 4. Schedule B Md. Shahidul Alam P.Eng (604-653-7475) Structural and Geotechnical 5. BC Housing Vanquish Homes Ltd | DHESI PLUMBING LTD
SP-2023-00980 | 2023-06-05 | 1433 E 17TH AVENUE, Vancouver, BC V5N 2G8 | Sprinkler Permit | Residential | New | Issued | Residential - Install sprinklers in duplex >BP: To construct a 2-storey two-family dwelling with a secondary suite located in the Basement with a detached accessory building (garage) at the rear providing 2 parking spaces and a surface parking, having vehicular access from the lane. The entire building to be sprinklered to 2x NFPA 13D. NOTE: To achieve the required FSR a floor space exclusion of 2% has been applied to this application as per section 10.11.1 of the district schedule, to accommodate improved building performance. 1. Covenant registered at the Land Title Office under CB13340-CB13341 2. No strata titling permitted 3. A/C units proposed in rear yard 4. Schedule B Md. Shahidul Alam P.Eng (604-653-7475) Structural and Geotechnical 5. BC Housing Vanquish Homes Ltd | Gold Key Fire Protection Ltd
GP-2023-01648 | 2023-05-26 | 1433 E 17TH AVENUE, Vancouver, BC V5N 2G8 | Gas Permit | Residential | New | Completed | Residential - 2 Fireplaces Venting and hook up only >BP: To construct a 2-storey two-family dwelling with a secondary suite | ORAY FIREPLACES LTD
EP-2023-04154 | 2023-05-12 | 1433 E 17TH AVENUE, Vancouver, BC V5N 2G8 | Electrical Permit | Residential | New | Issued | Installation / Repair - Residential - Tv, telephone, alarm prewire and complete. >BP: To construct a 2-storey two-family dwelling with a secondary suite located in the Basement with a detached accessory building (garage) at the rear providing 2 parking spaces and a surface parking, having vehicular access from the lane. The entire building to be sprinklered to 2x NFPA 13D. NOTE: To achieve the required FSR a floor space exclusion of 2% has been applied to this application as per section 10.11.1 of the district schedule, to accommodate improved building performance. 1. Covenant registered at the Land Title Office under CB13340-CB13341 2. No strata titling permitted 3. A/C units proposed in rear yard 4. Schedule B Md. Shahidul Alam P.Eng (604-653-7475) Structural and Geotechnical 5. BC Housing Vanquish Homes Ltd Note: This is a 2 storey building pursuant to the Zoning and Development By-Law ******THIS PERMIT HAS BEEN ISSUED UNDER THE REQUIREMENTS OF VBBL 2019****** "Combustible projections or roof soffits on an exposing building face shall not project to less than .45m from the property line and shall be in compliance with VBBL 2019 9.10.15.5.(9)" | Tvisha Technologies Ltd
GP-2023-01500 | 2023-05-09 | 1433 E 17TH AVENUE, Vancouver, BC V5N 2G8 | Gas Permit | Residential | New | Completed | Residential - 2 Boiler & 2 Range Gas lines throughout duplex >BP: To construct a 2-storey two-family dwelling with a secondary suite | DHESI PLUMBING LTD
PP-2022-04521 | 2022-12-21 | 1433 E 17TH AVENUE, Vancouver, BC V5N 2G8 | Plumbing Permit | Residential | New | Completed | Residential - Sumps NOTE: Engineering Assurance letter will be submitted to the Plumbing Inspector on the site. Letter shall conform to the requirements of Vancouver Bulletin 2000-008-EL/PL. >>Amend: Nov. 17th -to add corrected DB-2022-00106 | J B Siteworks Inc
EP-2022-08980 | 2022-10-21 | 1438 E 17TH AVENUE, Vancouver, BC V5N 2G8 | Electrical Permit | Residential | New | Completed | Installation / Repair - Residential - tv,telephone,alarm prewire and complete - Complete Security Alarm System >BP: To construct a two-storey two-family dwelling with two secondary suites located in the basement, with a detached accessory building (garage) at the rear and two open parking pad providing 4 parking spaces, having vehicular access from the lane. | Tvisha Technologies Ltd
SP-2022-01481 | 2022-09-13 | 1438 E 17TH AVENUE, Vancouver, BC V5N 2G8 | Sprinkler Permit | Residential | New | Completed | Residential - New sprinkler system for: >BP: To construct a two-storey two-family dwelling with two secondary suites located in the basement, with a detached accessory building (garage) at the rear and two open parking pad providing 4 parking spaces, having vehicular access from the lane. This is a 2 storey building pursuant to the Zoning and Development By-Law. 1. No strata titling permitted 2. A/C units proposed in rear yard. 3. Schedule B: Shambhu N. Biswas, P.Eng.(604.250.8666) Structural & Geotechnical 4. HPO: Modern Styles Home Ltd. **The entire building, to be sprinklered to 2 x NFPA 13D. | ACME PLUMBING HEATING & GAS LTD.
GP-2022-02789 | 2022-09-21 | 1438 E 17TH AVENUE, Vancouver, BC V5N 2G8 | Gas Permit | Residential | New | Completed | Residential - to install 2 boilers, 2 cooktops and rough in piping only for 2 BBQ >BP: To construct a two-storey two-family dwelling with two secondary suites located in the basement, with a detached accessory building (garage) at the rear and two open parking pad providing 4 parking spaces, having vehicular access from the lane. | ACME PLUMBING HEATING & GAS LTD.
PP-2022-02864 | 2022-08-17 | 1438 E 17TH AVENUE, Vancouver, BC V5N 2G8 | Plumbing Permit | Residential | New | Completed | Residential - 2FD+2SS - WEST - 1438 E 17TH AV - #1 & #2 EAST - 1440 E 17TH AV - #1 & #2 to install new plumbing fixtures To construct a two-storey two-family dwelling with two secondary suites located in the basement, with a detached accessory building (garage) at the rear and two open parking pad providing 4 parking spaces, having vehicular access from the lane. This is a 2 storey building pursuant to the Zoning and Development By-Law. 1. No strata titling permitted 2. A/C units proposed in rear yard. | ACME PLUMBING HEATING & GAS LTD.
MP-2022-00133 | 2022-08-21 | 1438 E 17TH AVENUE, Vancouver, BC V5N 2G8 | Mechanical Permit | NULL | NULL | Completed | NULL | ACME PLUMBING HEATING & GAS LTD.
EP-2022-05814 | 2022-07-21 | 1438 E 17TH AVENUE, Vancouver, BC V5N 2G8 | Electrical Permit | Residential | New | Completed | Installation / Repair - Residential - New duplex with basement Main services:200 amp Phase:1 phase 3 wires Volt:120/240 Main panel each unit :125 amp >BP: To construct a two-storey two-family dwelling with two secondary suites located in the basement, with a detached accessory building (garage) at the rear and two open parking pad providing 4 parking spaces, having vehicular access from the lane. This is a 2 storey building pursuant to the Zoning and Development By-Law. 1. No strata titling permitted 2. A/C units proposed in rear yard. 3. Schedule B: Shambhu N. Biswas, P.Eng.(604.250.8666) Structural & Geotechnical 4. HPO: Modern Styles Home Ltd. Combustible projections or roof soffits on an exposing building face shall not project to less than .45m from the property line and shall be in compliance with VBBL 2019 9.10.15.5.(9) The entire building, to be sprinklered to 2 x NFPA 13D. ******THIS PERMIT HAS BEEN ISSUED UNDER THE REQUIREMENTS OF VBBL #12511 (2019)****** | Samreet Electrical Services Ltd
PP-2022-02419 | 2022-07-13 | 1438 E 17TH AVENUE, Vancouver, BC V5N 2G8 | Plumbing Permit | Residential | New | Completed | Residential - Sump NOTE: Engineering Assurance letter will be submitted to the Plumbing Inspector on the site. Letter shall conform to the requirements of Vancouver Bulletin 2000-008-EL/PL. | Kingsman Excavating Ltd.
EP-2022-03147 | 2022-04-19 | 1438 E 17TH AVENUE, Vancouver, BC V5N 2G8 | Electrical Permit | Residential | New | Expired | Temporary Power - Residential - To provide temporary power. Amend: Apr 22, 2022 Can you do 125 amp to 100 amp main service….we need change to main service 125 to 100 amp | Samreet Electrical Services Ltd
EP-2023-11066 | 2023-12-18 | 1303 E 19TH AVENUE, Vancouver, BC V5V 1L4 | Electrical Permit | Residential | Renovation | Issued | Installation / Repair - Residential - Re-feed existing house service from new 200amp -Reconnect existing 100 amp service to new 200 amp service on laneway | RBM Electric Ltd
EP-2023-11388 | 2024-01-09 | 1338 E 19TH AVENUE, Vancouver, BC V5V 1L5 | Electrical Permit | Residential | Renovation | Completed | Installation / Repair - Residential - electric supply for electric heat pump hot water tank. MP-2023-02281 | Milani Electric Limited
GP-2023-04186 | 2023-12-22 | 1338 E 19TH AVENUE, Vancouver, BC V5V 1L5 | Gas Permit | Residential | Renovation | Issued | Residential - gas hot water tank decommissioning | Milani Plumbing Heating & Air Conditioning Ltd
MP-2023-02281 | 2023-12-21 | 1338 E 19TH AVENUE, Vancouver, BC V5V 1L5 | Mechanical Permit | NULL | NULL | Issued | NULL | Milani Plumbing Heating & Air Conditioning Ltd
EP-2022-00367 | 2022-01-24 | 1345 E 19TH AVENUE, Vancouver, BC V5V 1L4 | Electrical Permit | Residential | New | Completed | Installation / Repair - Residential - Electrical finish on house and infill house Continue work from (EP-2019-07095) To alter and convert this existing two-storey, one-family heritage dwelling to a two-storey, one-family dwelling with secondary suite, and to construct a one-family Infill dwelling with attached two-car garage at the rear (under BP-2018-01999) having vehicular access from the lane. | Village Electrical Inc
EP-2023-07553 | 2023-08-29 | 761 E 13TH AVENUE, Vancouver, BC V5T 2L2 | Electrical Permit | Residential | Renovation | Issued | Installation / Repair - Residential - 1. Install EV charger circuit 2. Install heat pump 3. Install HRV and air handler circuits 4. Replace pot lights 5. Replace receptacles 6. Install home automation devices *MP-2023-01374: Issued (Heating and Cooling) | Nelcan Electric Ltd
MP-2023-01374 | 2023-07-27 | 761 E 13TH AVENUE, Vancouver, BC V5T 2L2 | Mechanical Permit | NULL | NULL | Completed | NULL | Airstream Heating & Air Conditioning Inc
GP-2024-00059 | 2024-01-10 | 962 E 13TH AVENUE, Vancouver, BC V5T 2L6 | Gas Permit | Residential | Renovation | Issued | Residential - 1 Water Heater, 4 Ranges & 2 BBQ's New appliance installation >BP: Exterior and interior alterations to provide improvements due to flooding and to change the use to a multiple conversion dwelling with three units on this site. Scope of work includes new walls and doors. New kitchen and washroom in the basement. Repair of existing fire escape. 2019 VBBL | Star Heating and Cooling Ltd.
PP-2024-00063 | 2024-01-09 | 962 E 13TH AVENUE, Vancouver, BC V5T 2L6 | Plumbing Permit | Commercial | Renovation | Issued | Commercial - Plumbing >BP: CF-2023-004303 Exterior and interior alterations to provide improvements due to flooding and to change the use to a multiple conversion dwelling with three units on this site. Scope of work includes new walls and doors. New kitchen and washroom in the basement. Repair of existing fire escape. 2019 VBBL | STARGATE PLUMBING & HEATING
EP-2023-02882 | 2023-04-03 | 2075 E 12TH AVENUE, Vancouver, BC V5N 2A9 | Electrical Permit | Commercial | Tenant Improvement | Completed | Installation / Repair - Commercial - Electric Vehicle Charging Infrastructure. Installation of new sub service and infrastructure for future EV charging stations. the service is not being effected. Just a new metered panel is being added from the existing service. >Permit Amendment Sep 06, 2023 -"Install low voltage cabling installed for future EV management system as per clients request" *Document(s) uploaded to "Application Documents" tab for Electrical Inspector review. Documents are at pending status at time of permit amendment approval | Power Pros Electrical Ltd
GP-2023-00926 | 2023-03-15 | 2233 E 12TH AVENUE, Vancouver, BC V5N 2B2 | Gas Permit | Residential | Renovation | Completed | Residential - Supply & Install a Navien Combi boiler | MCKIM MECHANICAL
EP-2022-08101 | 2022-09-28 | 2241 E 12TH AVENUE, Vancouver, BC V5N 2B2 | Electrical Permit | Residential | Renovation | Completed | Installation / Repair - Residential - Electrical work for attic renovation that will include lighting, receptacles, and baseboard heat. >DB: Alteration to add 2 symmetrical dormers to the top floor adding 3-pc bathroom and increasing the size of existing bedroom of this existing one family dwelling with secondary suite. | Ryan Charles Pagnossin
PP-2022-04062 | 2022-12-13 | 2241 E 12TH AVENUE, Vancouver, BC V5N 2B2 | Plumbing Permit | Residential | Addition | Completed | Residential - on the the top floor we add one complete washroom 1 sink 1 toilet and 1 bathtub >>BP: Alteration to add 2 symmetrical dormers to the top floor adding 3-pc bathroom and increasing the size of existing bedroom of this existing one family dwelling with secondary suite. Structural Schedule B submitted by: Jason Hui, P.Eng 778-319-3403 REUP submitted by: Toa Xue 778-898-3296 QP Declaration submitted by: REVIEWED UNDER VBBL 2019. | Ringaway Plumbing Heating and Drainage Ltd
PP-2022-00963 | 2022-03-23 | 1629 E 13TH AVENUE, Vancouver, BC V5N 2B7 | Plumbing Permit | Residential | Renovation | Completed | Residential - Renovations to the basement Interior and exterior alterations to provide improvements to all floors of this existing one- family dwelling. Exterior renovations are limited to replace existing windows, add new rear windows and a new skylight, and relocate rear exterior doors. Scope of work includes removing unauthorized kitchen in the basement level. | Zappone Plumbing & Heating
EP-2022-01783 | 2022-03-07 | 1629 E 13TH AVENUE, Vancouver, BC V5N 2B7 | Electrical Permit | Residential | Renovation | Completed | Installation / Repair - Residential - Basement renovation. -Basement only complete rewire, fittings and fixtures, tel/tv outlets. >BP: Interior and exterior alterations to provide improvements to all floors of this existing one- family dwelling. Exterior renovations are limited to replace existing windows, add new rear windows and a new skylight, and relocate rear exterior doors. Scope of work includes removing unauthorized kitchen in the basement level. OK for field review as per Eun Jeon, February 27, 2020 Schedule B (Structural & Geotechnical) by Henry S.N Hsu, 604-322-7158 Note: 1. OK to process as DB for exterior alterations as per Hamid Shayan, February 26, 2020 2. Minor increase to deck area for functionality per Revision #1 OK per A.Wroblewski, May 12, 2020 | Newmac Electric Ltd
EP-2022-03844 | 2022-05-20 | 1630 E 13TH AVENUE, Vancouver, BC V5N 2B8 | Electrical Permit | Residential | Renovation | Completed | Installation / Repair - Residential - Add 240v 40amp heat pump connection to new panel. - LOAD CALCS UPLOADED AMEND: JULY 7/2022 CHANGE AMPS BACK TO 100 AMPS. HEAT PUMP STILL TO BE INSTALLED. AMEND: JAN 26/2023 Please add a Service upgrade from 100 - 200amps. The property requires a owner pole on property. | Black Water Electric Ltd
GP-2022-02187 | 2022-07-26 | 1630 E 13TH AVENUE, Vancouver, BC V5N 2B8 | Gas Permit | Residential | Renovation | Completed | Residential - replacing furnace | Ashton Service Group/Ashton Mechanical Ltd.
EP-2023-01951 | NULL | 1630 E 13TH AVENUE, Vancouver, BC V5N 2B8 | Electrical Permit | Residential | Renovation | Withdrawn | Installation / Repair - Residential - Add circuit for heat pump | Douglas Millington o/a Moose Electric
GP-2023-01871 | 2023-06-20 | 1649 E 13TH AVENUE, Vancouver, BC V5N 2B7 | Gas Permit | Residential | Renovation | Issued | Residential - 1 natural gas fireplace insert | Vancouver Gas Fireplaces Ltd
EP-2023-04725 | 2023-06-12 | 1652 E 13TH AVENUE, Vancouver, BC V5N 2B8 | Electrical Permit | Residential | Renovation | Completed | Installation / Repair - Residential - Upgrade 100 amp underground 120/240v electrical service to 200 amp -Heat Pump Electrical Installation -Additional Loads: 1,150 W dryer/ 93.75W washer/ 187.5W fridges/ total: 1431W ( 5725 @ 25%) *MP-2023-00984: Issued (Heating and Cooling) >Permit Amendment Sep 22, 2023 -Change to Underground Service + private pole | Kato Electrical Inc
MP-2023-00984 | 2023-06-02 | 1652 E 13TH AVENUE, Vancouver, BC V5N 2B8 | Mechanical Permit | NULL | NULL | Completed | NULL | Western Pacific Mechanical Ltd
GP-2022-01811 | 2022-06-14 | 1821 E 12TH AVENUE, Vancouver, BC V5N 2A4 | Gas Permit | Residential | Renovation | Completed | Residential - Re/re of natural gas water heater with tankless water heater | 1236318 BC Ltd DBA Aquatech Vancouver
EP-2022-04103 | 2022-05-27 | 1842 E 16TH AVENUE, Vancouver, BC V5N 2G6 | Electrical Permit | Residential | Renovation | Issued | Installation / Repair - Residential - 200 amp service upgrade Amend: Dec 16, 2022 work scope change to interior renovation new lighting receptacles circuit separation of lower suite and upper floor | Canadian Electrical Services Ltd
GP-2023-00290 | 2023-01-25 | 1843 E 16TH AVENUE, Vancouver, BC V5N 2G7 | Gas Permit | Residential | Renovation | Completed | Residential - Freestanding Gas stove installation | Vaglio Fireplace LTD
PP-2022-02877 | 2022-08-18 | 1851 E 16TH AVENUE, Vancouver, BC V5N 2G7 | Plumbing Permit | Residential | Renovation | Completed | Residential - Install a new shower valve & schluter shower drain body in place of the existing tub in basement. >BP: Interior alterations to improving main floor by re-re bathroom/kitchen and upper floor by adding 3-pc bathroom of this existing one family dwelling. Scope of work to validate the 3pc bathroom & 1 bar sink on the lower floor and adding additional floor area on the east elevation by removing exterior stairs to main floor and enclosing it. Letters of assurance rcvd S Chung 604.358.7006 Energy efficiency upgrade to be in conformance with Table 11.2.1.4. of the Vancouver Building By-law Revision #1 Remove existing inactive chimney Revise main stairs to basement New drywall/insulation/vapour barrier installed on all exterior walls Relocate one window on west elevation New roof assembly Rev #2 Repair of subfloor and sleepers, Repair of drywall cut out at 2ft level, Installation of built-in cabinetry, baseboards and trim, Refinishing of bathroom including rub replacement and tiling, and Painting of walls and trim Rev #2 work value: $19,000 Total Project value: $175,000 + $19,000 = $194,000 Note: existing nonconforming floor area reviewed and noted per S. Erichsen, Feb 25, 2022 | Link Plumbing & Heating Ltd
EP-2022-07406 | 2022-09-02 | 1851 E 16TH AVENUE, Vancouver, BC V5N 2G7 | Electrical Permit | Residential | Addition | Completed | Installation / Repair - Residential - Provide GFCI protection to (2) bar sink receptacles in the basement | Novawest Electrical Services Ltd
GP-2022-00759 | 2022-03-09 | 1851 E 16TH AVENUE, Vancouver, BC V5N 2G7 | Gas Permit | Residential | Renovation | Completed | Residential - install new gas piping to BBQ box and to new water heater. Interior alterations to improving main floor by re-re bathroom/kitchen and upper floor by adding 3-pc bathroom of this existing one family dwelling. Scope of work to validate the 3pc bathroom & 1 bar sink on the lower floor and adding additional floor area on the east elevation by removing exterior stairs to main floor and enclosing it. | Mainland Plumbing & Heating
EP-2022-00385 | 2022-01-20 | 558 E 18TH AVENUE, Vancouver, BC V5V 1G3 | Electrical Permit | Residential | Renovation | Expired | Temporary Power - Residential - To provide temporary power. (Reference Expired: EP-2021-00057) | Coast Current Electric Ltd
EP-2022-00444 | 2022-01-27 | 558 E 18TH AVENUE, Vancouver, BC V5V 1G3 | Electrical Permit | Residential | Renovation | Issued | Installation / Repair - Residential - Full Rewiring including new service to detached single family home -NEW EVSE >BP: Addition/Alteration to an existing single family character house. To retain character and bring up to current safety requirements. Scope of work to include replacing foundation, moving house forward, new front porch, rear deck, new roof, basement to be lowered, change of exterior cladding and re and re windows. Sprinkler NFPA 13D Structural schedule B submitted by: Tarek El-Amoury 604-336-5080 Geotechnical schedule B submitted by: Ben Davies, P.Eng 604-395-2300 Renovation Upgrade proposal submitted by: Peter Cho of City Green Home 778-316-9053 Qualified Declaration submitted by: Perter R. Van Bakel, CRM, CRSP of BCQP Consultants Inc Scope of work to include energy and building upgrades in accordance with Article 11.2.1.4 of the 2014 Vancouver Building By-law and as required by the District Building Inspector. This includes air sealing, attic insulation upgrade, and as required by the Energy Upgrade Proposal. ALL NEW WORK TO MEET VBBL 2014. | Coast Current Electric Ltd
GP-2022-02533 | 2022-08-25 | 558 E 18TH AVENUE, Vancouver, BC V5V 1G3 | Gas Permit | Residential | Renovation | Issued | Residential - Re-install one zero clearance natural gas fireplace. >BP: Addition/Alteration to an existing single family character house. To retain character and bring up to current safety requirements. Scope of work to include replacing foundation, moving house forward, new front porch, rear deck, new roof, basement to be lowered, change of exterior cladding and re and re windows. Sprinkler NFPA 13D | Vancouver Gas Fireplaces Ltd
EP-2022-10666 | 2022-12-20 | 605 E 18TH AVENUE, Vancouver, BC V5V 1G5 | Electrical Permit | Residential | New | Completed | Installation / Repair - Residential - Relocaton of service Due to new lane way of Main house 605 E18 Th Ave | AULAKH ELECTRICAL CORPORATION
GP-2023-04248 | 2023-12-31 | 733 E 18TH AVENUE, Vancouver, BC V5V 1G6 | Gas Permit | Residential | Renovation | Issued | Residential - re/re hwt with tankless water heater | 1236318 BC Ltd DBA Aquatech Vancouver
GP-2023-00215 | 2023-01-17 | 743 E 18TH AVENUE, Vancouver, BC V5V 1G6 | Gas Permit | Residential | Renovation | Completed | Residential - Re/re of water heater with tankless water heater | 1236318 BC Ltd DBA Aquatech Vancouver
EP-2023-08988 | 2023-10-06 | 3130 E 16TH AVENUE, Vancouver, BC V5M 2M6 | Electrical Permit | Residential | Tenant Improvement | Issued | Installation / Repair - Residential - ¦ 1FD- 125A/ SERVICE DISCONNECT/ RE-CONNECT ¦ Main house #1-3130 W 16th -Main house service reconnection | VS Electric Ltd
EP-2023-02940 | 2023-04-05 | 3135 E 16TH AVENUE, Vancouver, BC V5M 2M7 | Electrical Permit | Residential | Tenant Improvement | Issued | Installation / Repair - Residential - Overhead service upgrade from 100A to 200A. | Bright Ocean Electric Ltd
MP-2024-00083 | 2024-01-18 | 928 E 17TH AVENUE, Vancouver, BC V5V 1C2 | Mechanical Permit | NULL | NULL | Issued | NULL | Ashton Service Group/Ashton Mechanical Ltd.
EP-2022-10759 | 2023-01-11 | 939 E 17TH AVENUE, Vancouver, BC V5V 1C1 | Electrical Permit | Residential | Renovation | Completed | Installation / Repair - Residential - 200A service upgrade in new location -previous service 30A | Nelcan Electric Ltd
GP-2022-03541 | 2022-11-17 | 950 E 17TH AVENUE, Vancouver, BC V5V 1C2 | Gas Permit | Residential | Renovation | Completed | Residential - install navien hot water on demand unit run gas to fire >BP: Exterior and interior alterations to this one family dwelling building on this site. Exterior work to infill a window on the west elevation, new windows and doors on the north and south elevations. Scope of work includes new insulation in the attic and main floor, reconfiguring the interior layout, replacing the fireplace and new lighting throughout. Bedroom in the basement to be validated. **Amend 11/23/2022** Fire Place - piping only Range - complete Water Heater - complete | Reactive Plumbing & Heating Ltd
GP-2022-03467 | 2022-11-07 | 950 E 17TH AVENUE, Vancouver, BC V5V 1C2 | Gas Permit | Residential | Renovation | Completed | Residential - Installation of 1 gas fireplace - venting and hookup only >>BP: Exterior and interior alterations to this one family dwelling building on this site. Exterior work to infill a window on the west elevation, new windows and doors on the north and south elevations. Scope of work includes new insulation in the attic and main floor, reconfiguring the interior layout, replacing the fireplace and new lighting throughout. Bedroom in the basement to be validated. | Urban Fireplaces Ltd
EP-2022-06965 | 2022-08-18 | 950 E 17TH AVENUE, Vancouver, BC V5V 1C2 | Electrical Permit | Residential | Renovation | Completed | Installation / Repair - Residential - Complete renovation of upper floor of house. Scope of work to include new 200 amp service upgrade, LED lighting and all new wiring throughout. >BP: Exterior and interior alterations to this one family dwelling building on this site. Exterior work to infill a window on the west elevation, new windows and doors on the north and south elevations. Scope of work includes new insulation in the attic and main floor, reconfiguring the interior layout, replacing the fireplace and new lighting throughout. Bedroom in the basement to be validated. OK for Field Review per W.Wong Notes: - This building is not sprinklered. - Schedule B, Structural, Li Qing Shi, 778-772-7508. - REUP Submitted by Doug Martin, 604-614-7985. Scope of work to include energy upgrade in accordance with Article 11.2.1.4 of the 2019 Vancouver Building By-law and as per the Energy Efficiency Upgrade Details noted in the Energuide Report. - Install interconnected, hardwired, 120 volt smoke alarms with a carbon monoxide detection, battery back-up and silencing feature in accordance with 9.10.19. of VBBL 2019. *Mar 30, 2023 Amendment: "Scope of work altered to include installation of sub panel in garage" | Wagman Electrical Systems Inc
PP-2022-03170 | 2022-09-13 | 950 E 17TH AVENUE, Vancouver, BC V5V 1C2 | Plumbing Permit | Residential | Renovation | Completed | Residential - renovation of house, adding one bathroom, re doing one bathroom, kitchen and laundry, re piping with pex >BP: Exterior and interior alterations to this one family dwelling building on this site. Exterior work to infill a window on the west elevation, new windows and doors on the north and south elevations. Scope of work includes new insulation in the attic and main floor, reconfiguring the interior layout, replacing the fireplace and new lighting throughout. Bedroom in the basement to be validated. OK for Field Review per W.Wong Notes: - This building is not sprinklered. - Schedule B, Structural, Li Qing Shi, 778-772-7508. - REUP Submitted by Doug Martin, 604-614-7985. Scope of work to include energy upgrade in accordance with Article 11.2.1.4 of the 2019 Vancouver Building By-law and as per the Energy Efficiency Upgrade Details noted in the Energuide Report. - Install interconnected, hardwired, 120 volt smoke alarms with a carbon monoxide detection, battery back-up and silencing feature in accordance with 9.10.19. of VBBL 2019. >>>>>>>>>> Amend: Nov. 14, 2022 - floor drain and the washing machine to the basement floo | Reactive Plumbing & Heating Ltd
GP-2023-00712 | 2023-02-28 | 956 E 17TH AVENUE, Vancouver, BC V5V 1C2 | Gas Permit | Residential | Tenant Improvement | Completed | Residential - removed old hot water tank and installed a on demand system | High Mark Mechanical Services Ltd
EP-2022-06504 | 2022-08-08 | 1431 E 19TH AVENUE, Vancouver, BC V5N 2H9 | Electrical Permit | Residential | Renovation | Completed | Installation / Repair - Residential - EV charger installation in carport. 8/3 teck cable will be ran from main panel along side of house to carport. Tesla EV charger will be hardwired. -Just want to mention the EV charger will be protected by a 50 amp breaker. EV charger out put: 9600watts, 40 amps. | WCS Electrical
GP-2022-04047 | 2022-12-19 | 1447 E 19TH AVENUE, Vancouver, BC | Gas Permit | Residential | Renovation | Completed | Residential - re and re gas dryer | Coal Harbour Mechanical Ltd
EP-2023-02140 | 2023-03-14 | 1447 E 19TH AVENUE, Vancouver, BC | Electrical Permit | Residential | Renovation - Dwelling Unit(s) only | Completed | Installation / Repair - Residential - 200 A Service Relocation to the Garage. Amend: Apr 3rd, 2023 show AS THE PRIMARY ADDRESS Parcel ID 013- 104- 659 Address 1447 E 19th AVENUE, Vancouver , B.C. Folio Number 694-230-47-0000 | Emanuel Electrical Inc
GP-2022-03218 | 2022-12-01 | 3066 E 17TH AVENUE, Vancouver, BC V5M 2N6 | Gas Permit | Residential | Renovation - Dwelling Unit(s) only | Completed | Residential - BOILER REPLACEMENT | CoStar Home Energy Ltd
EP-2023-11232 | 2023-12-18 | 257 E 19TH AVENUE, Vancouver, BC V5V 1J3 | Electrical Permit | Residential | New | Issued | Temporary Power - Residential - To provide temporary power. | Aidea Solutions Ltd
PP-2023-04156 | 2023-11-24 | 280 E 19TH AVENUE, Vancouver, BC V5V 1J2 | Plumbing Permit | Residential | New | Issued | Residential - One Sump No Pump | Canadian Excavating Ltd
EP-2023-06950 | 2023-07-31 | 280 E 19TH AVENUE, Vancouver, BC V5V 1J2 | Electrical Permit | Residential | New | Issued | Temporary Power - Residential - To provide temporary power. | Roop Electric Co Ltd
EP-2024-00417 | NULL | 282 E 19TH AVENUE, Vancouver, BC V5V 1J2 | Electrical Permit | Residential | New | Application Incomplete | Installation / Repair - Residential - Installation of security system | ADT Security Services Canada Inc
GP-2023-04078 | 2023-12-19 | 108 E 20TH AVENUE, Vancouver, BC V5V 1L9 | Gas Permit | Residential | Addition | Issued | Residential - Furnace and water heater Replacement | GROVE MECHANICAL LTD
GP-2021-04292 | 2022-01-19 | 117 E 20TH AVENUE, Vancouver, BC V5V 1L8 | Gas Permit | Residential | Addition | Completed | Residential - Gas fireplace installation Amend: Mar 2, 2022 change the address for this permit to 117 East 20th Avenue | Vaglio Fireplace LTD
EP-2022-02663 | 2022-05-06 | 118 E 20TH AVENUE, Vancouver, BC V5V 1L9 | Electrical Permit | Residential | Addition | Completed | Installation / Repair - Residential - Install the 6.12 KW Solar PV system to generate the electricity | Stardust Solar Technologies Inc
MP-2023-02118 | 2023-11-30 | 127 E 20TH AVENUE, Vancouver, BC V5V 1L8 | Mechanical Permit | NULL | NULL | Issued | NULL | JJ&A Mechanical LTD
EP-2023-08194 | 2023-09-20 | 127 E 20TH AVENUE, Vancouver, BC V5V 1L8 | Electrical Permit | Residential | Addition | Issued | Installation / Repair - Residential - ¦ 1FD- 200A SERVICE UPGRADE/ HP ¦ Service upgrade to 200A from 100A. Installation of 30A heat pump *An approved mechanical permit is required for the installation of air conditioning or heat pump unit at the time of installation before an electrical inspection will be performed | Bros Electric Ltd
EP-2022-01569 | 2022-03-04 | 141 E 20TH AVENUE, Vancouver, BC V5V 1L8 | Electrical Permit | Residential | Tenant Improvement | Completed | Installation / Repair - Residential - 2x AC units to be installed - 1 unit at the front of the house approximately 2m away from gas meter, 1 unit at the back of the house underneath stairwell | MJR Electric Ltd
EP-2023-01392 | 2023-02-17 | 381 E 19TH AVENUE, Vancouver, BC V5V 1J4 | Electrical Permit | Residential | New | Completed | Installation / Repair - Residential - security, intercom, tel, tv, data, camera rough-in& completion >BP: To construct a two-storey two-family dwelling , with a detached accessory building (garage) at the rear providing 2 parking spaces, having vehicular access from the lane. 1. No strata titling permitted. 2. A/C units proposed in rear yard. 3. Bar sinks proposed in main floor. 4. Schedule B: Alan Prahalad,P.ENG (604.831.1431)- Structural & Geotechnical 5. HPO: Asanti Development Limited | Repel Security Systems Ltd
GP-2023-00583 | 2023-02-17 | 381 E 19TH AVENUE, Vancouver, BC V5V 1J4 | Gas Permit | Residential | New | Completed | Residential - 2FD - FRONT - 381 E 19TH AV - #1 BACK - 381 E 19TH AV - #2 Main house fireplace ltd >DB: To construct a two-storey two-family dwelling , with a detached accessory building (garage) at the rear providing 2 parking spaces, having vehicular access from the lane. 1. No strata titling permitted. 2. A/C units proposed in rear yard. 3. Bar sinks proposed in main floor. The entire building, to be sprinklered to 2 x NFPA 13D. | Canadian Fireplace Ltd
SP-2023-00239 | 2023-02-09 | 381 E 19TH AVENUE, Vancouver, BC V5V 1J4 | Sprinkler Permit | Residential | New | Completed | Residential - 2FD - FRONT - 381 E 19TH AV - #1 BACK - 381 E 19TH AV - #2 New sprinkler system >DB: To construct a two-storey two-family dwelling , with a detached accessory building (garage) at the rear providing 2 parking spaces, having vehicular access from the lane. 1. No strata titling permitted. 2. A/C units proposed in rear yard. 3. Bar sinks proposed in main floor. The entire building, to be sprinklered to 2 x NFPA 13D. | Haven Fire Protection Ltd
GP-2023-00528 | 2023-02-15 | 381 E 19TH AVENUE, Vancouver, BC V5V 1J4 | Gas Permit | Residential | New | Completed | Residential - Install 2 ranges, 2 fireplaces & 2 BBQ's Pipping for 2 fireplaces >BP: To construct a two-storey two-family dwelling , with a detached accessory building (garage) at the rear providing 2 parking spaces, having vehicular access from the lane. ***Amendment - September 29, 2023 - Both BBQ Box are now complete | JOT MECHANICAL LTD
MP-2023-00485 | 2023-03-24 | 381 E 19TH AVENUE, Vancouver, BC V5V 1J4 | Mechanical Permit | NULL | NULL | Completed | NULL | Ultimate Choice Air Conditioning & Renovations Ltd
MP-2023-00445 | NULL | 381 E 19TH AVENUE, Vancouver, BC V5V 1J4 | Mechanical Permit | NULL | NULL | Withdrawn | NULL | Parm Plumbing & heating Ltd
PP-2022-03809 | 2022-10-24 | 381 E 19TH AVENUE, Vancouver, BC V5V 1J4 | Plumbing Permit | Residential | New | Completed | Residential - sump | Kingsman Excavating Ltd.
EP-2022-08608 | 2022-10-14 | 381 E 19TH AVENUE, Vancouver, BC V5V 1J4 | Electrical Permit | Residential | New | Completed | Installation / Repair - Residential - Wiring of new duplex construction >Permit Amendment Oct 06, 2023 -"Updated load calculation" *Document(s) uploaded to "Application Documents" tab for Electrical Inspector review. Documents are at pending status at time of permit amendment approval >BP: To construct a two-storey two-family dwelling , with a detached accessory building (garage) at the rear providing 2 parking spaces, having vehicular access from the lane. 1. No strata titling permitted. 2. A/C units proposed in rear yard. 3. Bar sinks proposed in main floor. 4. Schedule B: Alan Prahalad,P.ENG (604.831.1431)- Structural & Geotechnical 5. HPO: Asanti Development Limited ******THIS PERMIT HAS BEEN ISSUED UNDER THE REQUIREMENTS OF VBBL #12511 (2019)****** Combustible projections or roof soffits on an exposing building face shall not project to less than .45m from the property line and shall be in compliance with VBBL 2019 9.10.15.5.(9) The entire building, to be sprinklered to 2 x NFPA 13D. | JR ELECTRIC LTD.
PP-2022-03992 | 2022-11-04 | 381 E 19TH AVENUE, Vancouver, BC V5V 1J4 | Plumbing Permit | Residential | New | Completed | Residential - Rough In and Install fixtures >BP: To construct a two-storey two-family dwelling , with a detached accessory building (garage) at the rear providing 2 parking spaces, having vehicular access from the lane. 1. No strata titling permitted. 2. A/C units proposed in rear yard. 3. Bar sinks proposed in main floor. 4. Schedule B: Alan Prahalad,P.ENG (604.831.1431)- Structural & Geotechnical 5. HPO: Asanti Development Limited ******THIS PERMIT HAS BEEN ISSUED UNDER THE REQUIREMENTS OF VBBL #12511 (2019)****** | Parm Plumbing & heating Ltd
EP-2022-06164 | 2022-07-21 | 381 E 19TH AVENUE, Vancouver, BC V5V 1J4 | Electrical Permit | Residential | New | Expired | Temporary Power - Residential - To provide temporary power. | JR ELECTRIC LTD.
GP-2022-00473 | 2022-02-12 | 2267 E 12TH AVENUE, Vancouver, BC V5N 2B2 | Gas Permit | Residential | Addition | Completed | Residential - Furnace re/re 70,000 BTU | HAMZEH GERAMI Dba Nation Heating & Cooling
SP-2023-01453 | 2023-08-09 | 2533 E 10TH AVENUE, Vancouver, BC V5M 4T7 | Sprinkler Permit | Commercial | Renovation - Dwelling Unit(s) only | Issued | Commercial - ADD (4) NEW SPRINKLERS -EXTERIOR SPRINKLER WORK ONLY >BP: 2533 E 10th Avenue – Building F4: Building Permit for BP-2022-04326 (Site Permit) for exterior alterations for building envelope remediation to this existing 2-storey multiple dwelling building on this site. Scope of work includes: 1) Installation of glass canopies throughout the site at various buildings. Only select units will have glass canopies installed. 2) Replacement of existing fences and gates. Fence height is to comply with Section 10.9 of the Zoning and Development By-law. 3) No change in building height, and roof slopes are proposed. 4) Removal of unauthorized roof extension at Building D at #PH2 - 2588 E Broadway (SL 58) 5) Removal of unauthorized construction at Building D at PH3 - 2533 Penticton Street (SL43) Notes: 1. Work is for exterior repairs only. 2. No electrical or interior work proposed. 3. Application approved under VBBL 2019 (#12511) 4. Building envelope professional: Jameson Vong at 604.454.0402 *****This application does not include any of the following: 1. Not more than 20 sprinklers (add, relocate, or remove), 2. hydraulic calculations, 3. change in occupancy and /or hazard classification, 4. warehouse storage arrangements, 5. mobile compact storage arrangements, 6. alternative solutions, 7. changes to the sprinkler system supply piping (e.g. valves, mains, cross-mains, branch-lines, etc.), or 8. flexible sprinkler pipe. | Community Fire Prevention Ltd
SP-2023-01454 | 2023-08-09 | 2583 E 10TH AVENUE, Vancouver, BC V5M 4T7 | Sprinkler Permit | Commercial | Renovation - Dwelling Unit(s) only | Issued | Commercial - ADD (2) NEW SPRINKLERS -EXTERIOR SPRINKLER WORK ONLY >BP: 2583 E 10th Avenue – Building F5: Building Permit for BP-2022-04326 (Site Permit) for exterior alterations for building envelope remediation to this existing 2-storey multiple dwelling building on this site. Scope of work includes: 1) Installation of glass canopies throughout the site at various buildings. Only select units will have glass canopies installed. 2) Replacement of existing fences and gates. Fence height is to comply with Section 10.9 of the Zoning and Development By-law. 3) No change in building height, and roof slopes are proposed. 4) Removal of unauthorized roof extension at Building D at #PH2 - 2588 E Broadway (SL 58) 5) Removal of unauthorized construction at Building D at PH3 - 2533 Penticton Street (SL43) Notes: 1. Work is for exterior repairs only. 2. No electrical or interior work proposed. 3. Application approved under VBBL 2019 (#12511) 4. Building envelope professional: Jameson Vong at 604.454.0402 >>1. Not more than 20 sprinklers (add, relocate, or remove), 2. hydraulic calculations, 3. change in occupancy and /or hazard classification, 4. warehouse storage arrangements, 5. mobile compact storage arrangements, 6. alternative solutions, 7. changes to the sprinkler system supply piping (e.g. valves, mains, cross-mains, branch-lines, etc.), or 8. flexible sprinkler pipe. | Community Fire Prevention Ltd
NULL | NULL | 43 E 11TH AVENUE, Vancouver, BC V5T 2B9 | Gas Permit | Commercial | Renovation | Draft | Commercial - re re commercial boilers | NULL
PP-2022-00990 | 2022-03-24 | 90 E 11TH AVENUE, Vancouver, BC V5T 2B8 | Plumbing Permit | Residential | Tenant Improvement | Completed | Residential - Replacement of the Domestic Water System in an Multi-Unit Apartment Building | Cambridge Plumbing Systems Ltd
PP-2022-00885 | 2022-03-17 | 115 E 11TH AVENUE, Vancouver, BC V5T 2C1 | Plumbing Permit | Commercial | New | Completed | Commercial - Add new Backflow Device | Hillcrest Plumbing & Heating (1991) Ltd
EP-2023-06584 | 2023-07-20 | 3060 E 14TH AVENUE, Vancouver, BC V5M 2J2 | Electrical Permit | Residential | New | Issued | Temporary Power - Residential - To provide temporary power. | G G S ELECTRICAL LTD
EP-2023-05610 | 2023-07-07 | 3060 E 14TH AVENUE, Vancouver, BC V5M 2J2 | Electrical Permit | Residential | New | Issued | Installation / Repair - Residential - ¦ 2FD + 2SS/ 200A ¦ ROUGH WIRING, SERVICE AND FINISHING *Building permit DB-2021-06566 indicates "No A/C units proposed" ¦ An approved mechanical permit is required for the installation of air conditioning or heat pump unit at the time of installation before an electrical inspection will be performed >BP: To construct a two-storey two-family dwelling with two secondary suites ($953,250) located in the basement, with a detached accessory building (garage) at the rear providing 2 parking spaces, having vehicular access from the lane. 1. Covenant registered at the Land Title Office under CB27740 2. No strata titling permitted 3. No A/C units proposed 4. No Bar sinks proposed 5. Schedule B: Dr. Ning (Alex) Liu, Structural & Geotechnical 6. HPO: Residential Builder - PBW Development Ltd | G G S ELECTRICAL LTD
MP-2023-01002 | 2023-06-05 | 3060 E 14TH AVENUE, Vancouver, BC V5M 2J2 | Mechanical Permit | NULL | NULL | Issued | NULL | PBW Development Ltd
NULL | NULL | 3060 E 14TH AVENUE, Vancouver, BC V5M 2J2 | Sprinkler Permit | Residential | New | Draft | Residential - fixture | East West Plumbing (2007) Ltd
SP-2023-01056 | 2023-06-15 | 3060 E 14TH AVENUE, Vancouver, BC V5M 2J2 | Sprinkler Permit | Residential | New | Issued | Residential - fixture >BP: To construct a two-storey two-family dwelling with two secondary suites ($953,250) located in the basement, with a detached accessory building (garage) at the rear providing 2 parking spaces, having vehicular access from the lane. 1. Covenant registered at the Land Title Office under CB27740 2. No strata titling permitted 3. No A/C units proposed 4. No Bar sinks proposed 5. Schedule B: Dr. Ning (Alex) Liu, Structural & Geotechnical 6. HPO: Residential Builder - PBW Development Ltd | East West Plumbing (2007) Ltd
EP-2022-05429 | 2022-06-24 | 3060 E 14TH AVENUE, Vancouver, BC V5M 2J2 | Electrical Permit | Residential | New | Expired | Temporary Power - Residential - To provide temporary power. | G G S ELECTRICAL LTD
PP-2023-00179 | 2023-01-18 | 3060 E 14TH AVENUE, Vancouver, BC V5M 2J2 | Plumbing Permit | Residential | New | Issued | Residential - 2FD+2SS - EAST - 3060 E 14TH AV #1 & #2 WEST - 3058 E 14TH AV #1 & #2 new house >DB: To construct a two-storey two-family dwelling with two secondary suites located in the basement, with a detached accessory building (garage) at the rear providing 2 parking spaces, having vehicular access from the lane. 1. Covenant registered at the Land Title Office under CB27740 2. No strata titling permitted 3. No A/C units proposed 4. No Bar sinks proposed | PBW Development Ltd
GP-2023-02806 | 2023-09-26 | 3060 E 14TH AVENUE, Vancouver, BC V5M 2J2 | Gas Permit | Residential | New | Issued | Residential - 2 Ranges & 2 Boilers New gas line main and 2nd floor >BP: To construct a two-storey two-family dwelling with two secondary suites ($953,250) located in the basement, with a detached accessory building (garage) at the rear providing 2 parking spaces, having vehicular access from the lane. | PBW Development Ltd
NULL | NULL | 3060 E 14TH AVENUE, Vancouver, BC V5M 2J2 | Electrical Permit | Residential | New | Draft | Installation / Repair - Residential - dara, doorbell, cameras, service feeds | One Stop Alarm Systems Ltd
EP-2023-07960 | 2023-10-03 | 3060 E 14TH AVENUE, Vancouver, BC V5M 2J2 | Electrical Permit | Residential | New | Issued | Installation / Repair - Residential - Installation of data, doorbell, cameras. >BP: To construct a two-storey two-family dwelling with two secondary suites ($953,250) located in the basement, with a detached accessory building (garage) at the rear providing 2 parking spaces, having vehicular access from the lane. 1. Covenant registered at the Land Title Office under CB27740 2. No strata titling permitted 3. No A/C units proposed 4. No Bar sinks proposed 5. Schedule B: Dr. Ning (Alex) Liu, Structural & Geotechnical 6. HPO: Residential Builder - PBW Development Ltd ******THIS PERMIT HAS BEEN ISSUED UNDER THE REQUIREMENTS OF VBBL #12511 (2019)****** | One Stop Alarm Systems Ltd
MP-2023-02110 | 2023-12-01 | 2062 E 41ST AVENUE, Vancouver, BC V5P 1L4 | Mechanical Permit | NULL | NULL | Issued | NULL | Titanium HVAC Inc
GP-2023-03782 | 2023-11-29 | 2062 E 41ST AVENUE, Vancouver, BC V5P 1L4 | Gas Permit | Residential | Renovation - Dwelling Unit(s) only | Issued | Residential - Re-locate gas connection for kitchen stove. | Costello and Co. Plumbing Inc
PP-2023-04193 | 2023-11-29 | 2062 E 41ST AVENUE, Vancouver, BC V5P 1L4 | Plumbing Permit | Residential | Renovation - Dwelling Unit(s) only | Issued | Residential - Full plumbing reno >BP: Exterior and interior alterations to remove the unauthorized work and restore to a Single Detached House on this site. Related to CF-2022-008175 Letter of assurance provided by: Schedule B (structural): Jeff Allestar, P.Eng, 604-228-0518 Scope of work includes: - Remove and replace stairs to all floors Basement Floor - Remove unpermitted basement addition to rear (Bathroom and a rec room) - Remove a bedroom, the kitchen and the powder room - Add a new bathroom and laundry room Main floor: - Interior alteration - Remove the unpermitted deck and deck cover - Alteration to the Kitchen and create an island - New powder room Upper floor: - Remove powder room - Alter bathroom | Costello and Co. Plumbing Inc
EP-2022-09718 | 2022-12-23 | 2062 E 41ST AVENUE, Vancouver, BC V5P 1L4 | Electrical Permit | Residential | Renovation | Issued | Installation / Repair - Residential - repairs and suite oven removal (CF-2022-008170) (CF-2022-007721) | Ward Electric Ltd
GP-2022-03321 | 2022-10-27 | 3332 E 3RD AVENUE, Vancouver, BC V5M 1J6 | Gas Permit | Residential | Renovation | Completed | Residential - re re boiler | Thomson Industries Ltd
EP-2022-05336 | 2022-06-24 | 3372 E 3RD AVENUE, Vancouver, BC V5M 1J6 | Electrical Permit | Residential | New | Completed | Installation / Repair - Residential - Service relocation from Main House to new LWH (#3- 3372 E 3rd Ave) | SUNSTONE ELECTRIC LTD
EP-2022-03890 | 2022-05-12 | 1791 E 41ST AVENUE, Vancouver, BC V5P 1K8 | Electrical Permit | Residential | Renovation | Completed | Installation / Repair - Residential - Repair items from power check list including: - add gas bonding - change all breakers in panel -fix grounding -relocate dryer plug | AJ's Electrical Contractors LTD
GP-2022-01781 | 2022-06-10 | 1796 E 41ST AVENUE, Vancouver, BC V5P 1K6 | Gas Permit | Residential | Renovation | Completed | Residential - re/re Furnace | Lambert Plumbing & Heating Ltd
EP-2024-00551 | 2024-01-22 | 1850 E 41ST AVENUE, Vancouver, BC V5P 1K9 | Electrical Permit | Commercial | Renovation | Issued | Temporary Power - Commercial - To provide temporary power. | Novawest Electrical Services Ltd
EP-2022-04233 | 2022-05-20 | 3561 E 48TH AVENUE, Vancouver, BC V5S 1H8 | Electrical Permit | Residential | New | Expired | Temporary Power - Residential - To provide temporary power. | H.L. ELECTRICAL LTD
PP-2022-02750 | 2022-08-10 | 3561 E 48TH AVENUE, Vancouver, BC V5S 1H8 | Plumbing Permit | Residential | New | Issued | Residential - SUMPS | Hans Demolition and Excavating Ltd.
PP-2022-04082 | 2022-11-15 | 3561 E 48TH AVENUE, Vancouver, BC V5S 1H8 | Plumbing Permit | Residential | New | Issued | Residential - Plumbing >>BP: To construct a 2 storey two-family dwelling with 2 secondary suites located in the Basement ($1,318,750.00) with a detached accessory building (garage) and 1 open parking at the rear providing a total of 3 parking spaces, having vehicular access from the lane. 1. Covenant registered at the Land Title Office under CA9794731 2. A/C proposed – Exterior components located in East yard (contained in building envelope), Interior components located in second floor closets. 3. Bar sink not proposed. 4. Schedule B: (ALAN PRAHALAD, P.Eng, 604-831-1431) Structural & Geotechnical. 5. HPO: Residential Builder- (CYANIC DEVVELOPMENTS INC) **THIS PERMIT HAS BEEN ISSUED UNDER THE REQUIREMENTS OF VBBL #12511 (2019)** | HKR Plumbing Ltd
MP-2022-00682 | 2022-12-10 | 3561 E 48TH AVENUE, Vancouver, BC V5S 1H8 | Mechanical Permit | NULL | NULL | Issued | NULL | HKR Plumbing Ltd
EP-2023-02424 | 2023-03-22 | 3561 E 48TH AVENUE, Vancouver, BC V5S 1H8 | Electrical Permit | Residential | New | Issued | Installation / Repair - Residential - Duplex house all rough wiring and finishing, 400 amp main service 2x 200 amp for each unit >BP: To construct a 2 storey two-family dwelling with 2 secondary suites located in the Basement ($1,318,750.00) with a detached accessory building (garage) and 1 open parking at the rear providing a total of 3 parking spaces, having vehicular access from the lane. 1. Covenant registered at the Land Title Office under CA9794731 2. A/C proposed – Exterior components located in East yard (contained in building envelope), Interior components located in second floor closets. 3. Bar sink not proposed. 4. Schedule B: (ALAN PRAHALAD, P.Eng, 604-831-1431) Structural & Geotechnical. 5. HPO: Residential Builder- (CYANIC DEVVELOPMENTS INC) Note: This is a 2 storey building pursuant to the Zoning and Development By-Law **THIS PERMIT HAS BEEN ISSUED UNDER THE REQUIREMENTS OF VBBL #12511 (2019)** | H.L. ELECTRICAL LTD
EP-2023-02411 | 2023-03-22 | 3561 E 48TH AVENUE, Vancouver, BC V5S 1H8 | Electrical Permit | Residential | New | Issued | Installation / Repair - Residential - Extra Low Voltage. Data/Voice/TV Cable, Security Camera, Alarm Prewire, Door Bell.Centra Vacuum Prewire. >BP: To construct a 2 storey two-family dwelling with 2 secondary suites located in the Basement ($1,318,750.00) with a detached accessory building (garage) and 1 open parking at the rear providing a total of 3 parking spaces, having vehicular access from the lane. 1. Covenant registered at the Land Title Office under CA9794731 2. A/C proposed – Exterior components located in East yard (contained in building envelope), Interior components located in second floor closets. 3. Bar sink not proposed. 4. Schedule B: (ALAN PRAHALAD, P.Eng, 604-831-1431) Structural & Geotechnical. 5. HPO: Residential Builder- (CYANIC DEVVELOPMENTS INC) Note: This is a 2 storey building pursuant to the Zoning and Development By-Law **THIS PERMIT HAS BEEN ISSUED UNDER THE REQUIREMENTS OF VBBL #12511 (2019)** | SECUTECH DEVELOPMENT LTD.
SP-2023-00596 | 2023-04-11 | 3561 E 48TH AVENUE, Vancouver, BC V5S 1H8 | Sprinkler Permit | Residential | New | Issued | Residential - New sprinkler system >BP: To construct a 2 storey two-family dwelling with 2 secondary suites located in the Basement with a detached accessory building (garage) and 1 open parking at the rear providing a total of 3 parking spaces, having vehicular access from the lane. 1. Covenant registered at the Land Title Office under CA9794731 2. A/C proposed – Exterior components located in East yard (contained in building envelope), Interior components located in second floor closets. 3. Bar sink not proposed. 4. Schedule B: (ALAN PRAHALAD, P.Eng, 604-831-1431) Structural & Geotechnical. 5. HPO: Residential Builder- (CYANIC DEVVELOPMENTS INC) | Haven Fire Protection Ltd
GP-2023-01188 | 2023-04-14 | 3561 E 48TH AVENUE, Vancouver, BC V5S 1H8 | Gas Permit | Residential | New | Issued | Residential - 2FD+2SS - FRONT - 3561 E 48TH AV - #1 & #2 BACK - 3559 E 48TH AV - #1 & #2 ROUGH IN The entire building to be sprinklered to 2 x NFPA 13D >DB: To construct a 2 storey two-family dwelling with 2 secondary suites located in the Basement with a detached accessory building (garage) and 1 open parking at the rear providing a total of 3 parking spaces, having vehicular access from the lane. 1. Covenant registered at the Land Title Office under CA9794731 2. A/C proposed – Exterior components located in East yard (contained in building envelope), Interior components located in second floor closets. 3. Bar sink not proposed. | FOCUS MECHANICAL LTD.
EP-2022-00176 | 2022-01-11 | 256 E 44TH AVENUE, Vancouver, BC V5W 1V9 | Electrical Permit | Residential | New | Expired | Temporary Power - Residential - To provide temporary power. | H.L. ELECTRICAL LTD
PP-2023-01318 | 2023-04-17 | 256 E 44TH AVENUE, Vancouver, BC V5W 1V9 | Plumbing Permit | Residential | New | Completed | Residential - 2FD+2SS - 3/4" DCVA backflow preventer for lawn irrigation | Yue Jin Qiu
EP-2023-00295 | 2023-01-13 | 256 E 44TH AVENUE, Vancouver, BC V5W 1V9 | Electrical Permit | Residential | New | Completed | Installation / Repair - Residential - tv,telephone,alarm prewire and complete >BP: To construct a 2-storey two-family dwelling with 2 secondary suites located in the Basement with a detached accessory building (garage) at the rear providing 2 parking spaces and 2 surface parking having vehicular access from the lane. The entire building to be sprinklered to 2x NFPA 13D. 1. Covenant registered at the Land Title Office under CA9570537 2. No strata titling permitted for the secondary suites 3. A/C units proposed in rear yard 4. Schedule B Yatendra Kumar Sharma P.Eng (778-863-7076) Architectural, Structural and Geotechnical 5. BC Housing Stadium Homes Ltd | Tvisha Technologies Ltd
GP-2023-00169 | 2023-01-16 | 256 E 44TH AVENUE, Vancouver, BC V5W 1V9 | Gas Permit | Residential | New | Completed | Residential - 2FD+2SS - WEST - 256 E 44TH AV - #1 & #2 EAST - 258 E 44TH AV - #1 & #2 to install 2 boilers, rough in only for 4 ranges,2 BBQs and 2 fireplace To construct a 2-storey two-family dwelling with 2 secondary suites located in the Basement with a detached accessory building (garage) at the rear providing 2 parking spaces and 2 surface parking having vehicular access from the lane. The entire building to be sprinklered to 2x NFPA 13D. 1. Covenant registered at the Land Title Office under CA9570537 2. No strata titling permitted for the secondary suites 3. A/C units proposed in rear yard | ACME PLUMBING HEATING & GAS LTD.
EP-2023-00362 | 2023-01-24 | 256 E 44TH AVENUE, Vancouver, BC V5W 1V9 | Electrical Permit | Residential | New | Completed | Installation / Repair - Residential - 200 amp main service 125 amp for each unit >BP: To construct a 2-storey two-family dwelling with 2 secondary suites located in the Basement with a detached accessory building (garage) at the rear providing 2 parking spaces and 2 surface parking having vehicular access from the lane. The entire building to be sprinklered to 2x NFPA 13D. 1. Covenant registered at the Land Title Office under CA9570537 2. No strata titling permitted for the secondary suites 3. A/C units proposed in rear yard 4. Schedule B Yatendra Kumar Sharma P.Eng (778-863-7076) Architectural, Structural and Geotechnical 5. BC Housing Stadium Homes Ltd Note: This is a 2 storey building pursuant to the Zoning and Development By-Law "Combustible projections or roof soffits on an exposing building face shall not project to less than .45m from the property line and shall be in compliance with VBBL 2019 9.10.15.5.(9)" ******THIS PERMIT HAS BEEN ISSUED UNDER THE REQUIREMENTS OF VBBL 2019****** | H.L. ELECTRICAL LTD
SP-2023-00001 | 2023-01-04 | 256 E 44TH AVENUE, Vancouver, BC V5W 1V9 | Sprinkler Permit | Residential | New | Completed | Residential - to install a new sprinkler system in the Duplex >BP: To construct a 2-storey two-family dwelling with 2 secondary suites located in the Basement with a detached accessory building (garage) at the rear providing 2 parking spaces and 2 surface parking having vehicular access from the lane. The entire building to be sprinklered to 2x NFPA 13D. 1. Covenant registered at the Land Title Office under CA9570537 2. No strata titling permitted for the secondary suites 3. A/C units proposed in rear yard 4. Schedule B Yatendra Kumar Sharma P.Eng (778-863-7076) Architectural, Structural and Geotechnical 5. BC Housing Stadium Homes Ltd Note: This is a 2 storey building pursuant to the Zoning and Development By-Law "Combustible projections or roof soffits on an exposing building face shall not project to less than .45m from the property line and shall be in compliance with VBBL 2019 9.10.15.5.(9)" ******THIS PERMIT HAS BEEN ISSUED UNDER THE REQUIREMENTS OF VBBL 2019****** | ACME PLUMBING HEATING & GAS LTD.
PP-2022-03910 | 2022-10-31 | 256 E 44TH AVENUE, Vancouver, BC V5W 1V9 | Plumbing Permit | Residential | New | Completed | Residential - New Plumbing for: >BP: To construct a 2-storey two-family dwelling with 2 secondary suites located in the Basement with a detached accessory building (garage) at the rear providing 2 parking spaces and 2 surface parking having vehicular access from the lane. | ACME PLUMBING HEATING & GAS LTD.
MP-2022-00524 | 2022-11-06 | 256 E 44TH AVENUE, Vancouver, BC V5W 1V9 | Mechanical Permit | NULL | NULL | Completed | NULL | ACME PLUMBING HEATING & GAS LTD.
PP-2022-03198 | 2022-09-14 | 256 E 44TH AVENUE, Vancouver, BC V5W 1V9 | Plumbing Permit | Residential | New | Completed | Residential - SUMPS | J B Siteworks Inc
GP-2022-03113 | 2022-10-12 | 303 E 44TH AVENUE, Vancouver, BC V5W 1W1 | Gas Permit | Residential | Renovation | Completed | Residential - Re & re of gas hot water tank | Milani Plumbing Heating & Air Conditioning Ltd
NULL | NULL | 33 E 47TH AVENUE, Vancouver, BC V5W 2A4 | Gas Permit | Residential | Tenant Improvement | Withdrawn | Residential - Client had another company install a heat pump and they want us to Decommission their old boiler and cap off the gas. | Lambert Plumbing & Heating Ltd
EP-2022-07926 | 2022-09-23 | 33 E 47TH AVENUE, Vancouver, BC V5W 2A4 | Electrical Permit | Residential | Renovation | Completed | Installation / Repair - Residential - Dedicated Circuit for AC Install & Load Share Device Related to MP-2022-00235 | Pacific Star Electric Inc
MP-2022-00235 | 2022-09-16 | 33 E 47TH AVENUE, Vancouver, BC V5W 2A4 | Mechanical Permit | NULL | NULL | Completed | NULL | Thomson Industries Ltd
NULL | NULL | 111 E 47TH AVENUE, Vancouver, BC V5W 2A6 | Plumbing Permit | Residential | Renovation | Withdrawn | Residential - Relocation of the main floor kitchen, new kitchen in the basement, two new 3-piece bathrooms, combo boiler | Sodhi Development Ltd
PP-2022-04195 | 2022-12-08 | 111 E 47TH AVENUE, Vancouver, BC V5W 2A6 | Plumbing Permit | Residential | Renovation | Completed | Residential - relocation of main floor kitchen, new kitchen in basement, 2 new 3 piece washrooms >Interior alterations to both floors and to change the use from one-family dwelling to one-family dwelling with secondary suite. Scope of work includes: removal and reconfiguring of interior walls on both floors, relocation of the main floor kitchen, new kitchen in the basement, two new 3-piece bathrooms, removal of the interconnecting stairs, and relocating the furnace and hot water tank. CF-2022-009073 Ok for field review per A. Patterson - Oct 20/22 Notes: - Schedule B, Structural, Julian Bozsik, P.Eng, 604-431-0055. - REUP Submitted by Bobbin Gill, 604-505-7837. Scope of work to include energy upgrade in accordance with Article 11.2.1.4 of the 2019 Vancouver Building By-law and as per the Energy Efficiency Upgrade Details noted in the Energuide Report. *Selected upgrades: air sealing bathroom exhaust fans on timers - Interconnected smoke alarms to be installed on each storey including basements, in each sleeping room and in a location between the sleeping room and the remainder of the storey and if the sleeping room is served by a hallway, the smoke alarm to be located in the hallway. Installed by permanent connections to an electrical circuit in conformance with 9.10.19. Provided with battery backup and manual silencing devices which will silence the alarm in conformance with 9.10.19.6. - Carbon Monoxide detectors to be provided in accordance with 9.32.4.2. - No strata titling will be permitted. - Dedicated 3' wide firefighter access path with overhead clearance of 2m to be maintained at all times. - An annual Vancouver Business Licence must be obtained prior to the rental of this approved one family dwelling and/or secondary suite on this site. | Sodhi Development Ltd
GP-2022-03664 | 2022-11-21 | 111 E 47TH AVENUE, Vancouver, BC V5W 2A6 | Gas Permit | Residential | Renovation | Completed | Residential - upgrade boiler | Sodhi Development Ltd
SP-2022-01945 | 2022-12-08 | 111 E 47TH AVENUE, Vancouver, BC V5W 2A6 | Sprinkler Permit | Residential | Renovation | Completed | Residential - new sprinkler installation >Interior alterations to both floors and to change the use from one-family dwelling to one-family dwelling with secondary suite. Scope of work includes: removal and reconfiguring of interior walls on both floors, relocation of the main floor kitchen, new kitchen in the basement, two new 3-piece bathrooms, removal of the interconnecting stairs, and relocating the furnace and hot water tank. CF-2022-009073 Ok for field review per A. Patterson - Oct 20/22 Notes: - Schedule B, Structural, Julian Bozsik, P.Eng, 604-431-0055. - REUP Submitted by Bobbin Gill, 604-505-7837. Scope of work to include energy upgrade in accordance with Article 11.2.1.4 of the 2019 Vancouver Building By-law and as per the Energy Efficiency Upgrade Details noted in the Energuide Report. *Selected upgrades: air sealing bathroom exhaust fans on timers - Interconnected smoke alarms to be installed on each storey including basements, in each sleeping room and in a location between the sleeping room and the remainder of the storey and if the sleeping room is served by a hallway, the smoke alarm to be located in the hallway. Installed by permanent connections to an electrical circuit in conformance with 9.10.19. Provided with battery backup and manual silencing devices which will silence the alarm in conformance with 9.10.19.6. - Carbon Monoxide detectors to be provided in accordance with 9.32.4.2. - No strata titling will be permitted. - Dedicated 3' wide firefighter access path with overhead clearance of 2m to be maintained at all times. - An annual Vancouver Business Licence must be obtained prior to the rental of this approved one family dwelling and/or secondary suite on this site. Amend: Jan 11, 2023 docs uploaded | Sodhi Development Ltd
EP-2022-09987 | 2022-12-08 | 111 E 47TH AVENUE, Vancouver, BC V5W 2A6 | Electrical Permit | Residential | Renovation | Completed | Installation / Repair - Residential - Apply permit for Legal suite and add smoke alarms in the all house and add new light fixtures, change switches plugs , add new sub panel (CF-2022-009073) >BP: Interior alterations to both floors and to change the use from one-family dwelling to one-family dwelling with secondary suite. Scope of work includes: removal and reconfiguring of interior walls on both floors, relocation of the main floor kitchen, new kitchen in the basement, two new 3-piece bathrooms, removal of the interconnecting stairs, and relocating the furnace and hot water tank. CF-2022-009073 Ok for field review per A. Patterson - Oct 20/22 | Samreet Electrical Services Ltd
EP-2023-02948 | 2023-04-17 | 111 E 47TH AVENUE, Vancouver, BC V5W 2A6 | Electrical Permit | Residential | Renovation | Completed | Installation / Repair - Residential - Run new tek cable to house from service meter and new laneway construction -CF-2022-009073 | Samreet Electrical Services Ltd
EP-2023-00566 | 2023-01-24 | 111 E 47TH AVENUE, Vancouver, BC V5W 2A6 | Electrical Permit | Residential | Renovation | Completed | Installation / Repair - Residential - The main House power wire damage by Garage demolition guys near the service weather head..and inspect and reconnect | Samreet Electrical Services Ltd
EP-2023-06390 | 2023-07-28 | 111 E 47TH AVENUE, Vancouver, BC V5W 2A6 | Electrical Permit | Residential | Renovation | Completed | Installation / Repair - Residential - Install emergency light in the main house. -with reference to IA-2023-00100 (no BP required) -Mandatory Electrical work #1 - #7 -Need to install emergency light Need to check all fire smoke alarms Take out second suite wires And clerance near the sub panel Check all the house wires and tested before inspections | Samreet Electrical Services Ltd
GP-2022-00247 | 2022-01-26 | 2539 E 3RD AVENUE, Vancouver, BC V5M 1H1 | Gas Permit | Residential | Renovation | Completed | Residential - hwt re and re | Sunrise Heating and Cooling Ltd
GP-2023-01494 | 2023-05-09 | 2646 E 3RD AVENUE, Vancouver, BC V5M 1H2 | Gas Permit | Residential | New | Issued | Residential - 2 BBQ & 1 Range Gas piping with black iron pipes installation >BP:" To construct a 2 storey + basement one-family dwelling with a secondary suite | AQUIFER MECHANICAL
EP-2023-00934 | 2023-02-03 | 2646 E 3RD AVENUE, Vancouver, BC V5M 1H2 | Electrical Permit | Residential | New | Issued | Installation / Repair - Residential - Rough in and plating of security, tv, network, intercom >BP: To construct a 2 storey + basement one-family dwelling with a secondary suite ($1,025,500) located in the basement. Note: Parking for the site has been provided under DB-2021-06406 (Laneway House). Note: This is a 2 storey building pursuant to the Zoning and Development By-Law. 1- Covenant registered at the Land Title Office under CA9817912 2- No strata titling permitted 3- Bar sink not proposed 4- A/C unit proposed in the rear yard 5- Schedule B: MD. SHAHIDUL ALAM 604-653-7475 Structural & Geotechnical 6- BC Housing Residential Builder - Lamai Homes Ltd. >Amend: June 21st, 2023 -The address is the main house. 2646 E 3rd. There's no #3 in the address. -also changed the building permit to match above address | Tuong Su
SP-2023-00438 | 2023-03-14 | 2646 E 3RD AVENUE, Vancouver, BC V5M 1H2 | Sprinkler Permit | Residential | New | Issued | Residential - New sprinkler system >BP: To construct a 2 storey + basement one-family dwelling with a secondary suite located in the basement. Note: Parking for the site has been provided under DB-2021-06406 (Laneway House). Note: This is a 2 storey building pursuant to the Zoning and Development By-Law. 1- Covenant registered at the Land Title Office under CA9817912 2- No strata titling permitted 3- Bar sink not proposed 4- A/C unit proposed in the rear yard 5- Schedule B: MD. SHAHIDUL ALAM 604-653-7475 Structural & Geotechnical 6- BC Housing Residential Builder - Lamai Homes Ltd. | Haven Fire Protection Ltd
PP-2023-01170 | 2023-04-03 | 2646 E 3RD AVENUE, Vancouver, BC V5M 1H2 | Plumbing Permit | Residential | New | Issued | Residential - 1FD+SS - #1 & #2 - DWV and waterlines The entire building, INCLUDING THE ATTACHED GARAGE (if applicable), to be sprinklered to NFPA 13D. >DB: To construct a 2 storey + basement one-family dwelling with a secondary suite located in the basement. Note: Parking for the site has been provided under DB-2021-06406 (Laneway House). Note: This is a 2 storey building pursuant to the Zoning and Development By-Law. 1- Covenant registered at the Land Title Office under CA9817912 2- No strata titling permitted 3- Bar sink not proposed 4- A/C unit proposed in the rear yard AMEND: APR 6/2023 Change from 2646 East 4th avenue to 2646 East 3rd avenue | AQUIFER MECHANICAL
EP-2023-03330 | 2023-05-25 | 2646 E 3RD AVENUE, Vancouver, BC V5M 1H2 | Electrical Permit | Residential | New | Issued | Installation / Repair - Residential - rough wire ,service ,underground and finishing. *Service Change ¦ 1- 400A to 2 x 200A Services¦ 1- 200A: 1FD ¦ 1- 200A: SS + LWH >Permit Amendment Oct 13, 2023 -Service Change ¦ 1- 400A to 2 x 200A Services¦ 1- 200A: 1FD ¦ 1- 200A: SS + LWH -"bc hydro do not accept 200 amps double drop . so we have changed to two 200 amps separate services. 200 for main house and 200 amps for secondary suite and laneway house -"Attaching new copy of load calculation" *Document(s) uploaded to "Application Documents" tab for Electrical Inspector review. Documents are at pending status at time of permit amendment approval *An approved mechanical permit is required for the installation of air conditioning or heat pump unit at the time of installation before an electrical inspection will be performed >BP: To construct a 2 storey + basement one-family dwelling with a secondary suite ($1,025,500) located in the basement. Note: Parking for the site has been provided under DB-2021-06406 (Laneway House). Note: This is a 2 storey building pursuant to the Zoning and Development By-Law. 1- Covenant registered at the Land Title Office under CA9817912 2- No strata titling permitted 3- Bar sink not proposed 4- A/C unit proposed in the rear yard 5- Schedule B: MD. SHAHIDUL ALAM 604-653-7475 Structural & Geotechnical 6- BC Housing Residential Builder - Lamai Homes Ltd. ******THIS PERMIT HAS BEEN ISSUED UNDER THE REQUIREMENTS OF VBBL #12511 (2019)****** | Kaler Electrical Ltd
PP-2022-04271 | 2022-11-29 | 2646 E 3RD AVENUE, Vancouver, BC V5M 1H2 | Plumbing Permit | Residential | New | Issued | Residential - DWV and waterline tubs showers >BP: To construct a 2 storey + basement one-family dwelling with a secondary suite ($1,025,500) located in the basement. 1- Covenant registered at the Land Title Office under CA9817912 2- No strata titling permitted 3- Bar sink not proposed 4- A/C unit proposed in the rear yard 5- Schedule B: MD. SHAHIDUL ALAM 604-653-7475 Structural & Geotechnical 6- BC Housing Residential Builder - Lamai Homes Ltd. ******THIS PERMIT HAS BEEN ISSUED UNDER THE REQUIREMENTS OF VBBL #12511 (2019)****** | AQUIFER MECHANICAL
MP-2023-00032 | 2023-01-13 | 2646 E 3RD AVENUE, Vancouver, BC V5M 1H2 | Mechanical Permit | NULL | NULL | Issued | NULL | AQUIFER MECHANICAL
PP-2022-03477 | 2022-10-03 | 2646 E 3RD AVENUE, Vancouver, BC V5M 1H2 | Plumbing Permit | Residential | New | Issued | Residential - SUMP | Van-City Excavating Ltd
EP-2022-06906 | 2022-08-16 | 2646 E 3RD AVENUE, Vancouver, BC V5M 1H2 | Electrical Permit | Residential | New | Expired | Temporary Power - Residential - To provide temporary power. | Kaler Electrical Ltd
EP-2023-07613 | 2023-08-21 | 2646 E 3RD AVENUE, Vancouver, BC V5M 1H2 | Electrical Permit | Residential | New | Issued | Temporary Power - Residential - To provide temporary power. | Kaler Electrical Ltd
EP-2023-07682 | 2023-09-08 | 2662 E 3RD AVENUE, Vancouver, BC V5M 1H2 | Electrical Permit | Residential | New | Issued | Installation / Repair - Residential - ¦ 1FD + 1SS ¦ MAIN HOUSE full wiring *An approved mechanical permit is required for the installation of air conditioning or heat pump unit at the time of installation before an electrical inspection will be performed >Permit Amendment Dec 11, 2023 Service Details Amended: MAIN SERVICE: 1- 400A TO 2- 200A SERVICES LWH: 1- 200A 1FD + 1SS: 1- 200A *Document(s) uploaded to "Application Documents" tab for Electrical Inspector review. Documents are at pending status at time of permit amendment approval -Electrical contractor to request an electrical inspection online for the District Electrical Inspector to review document(s) >BP: To construct a 2 storey + basement one-family dwelling with a secondary suite ($998,025.00) located in the basement with 2 parking spaces, having vehicular access from the lane. Note: This is a 2 storey building pursuant to the Zoning and Development By-Law 1- Covenant registered at the Land Title Office under CA9091867 2- No strata titling permitted 3- Bar sink proposed in the basement 4- A/C unit proposed in the rear yard 5- Schedule B: Tsung-Hua Yang, P. Eng. (604-729-0585) Structural & Geotechnical 6- HPO: Residential Builder – Liban Property Management & Construction Co Ltd. 7- The entire building, INCLUDING THE ATTACHED GARAGE (if applicable), to be sprinklered to NFPA 13D. | Amco & Harp Electric Ltd
SP-2023-01564 | 2023-08-25 | 2662 E 3RD AVENUE, Vancouver, BC V5M 1H2 | Sprinkler Permit | Residential | New | Issued | Residential - To Install 39 sprinkler heads >BP: To construct a 2 storey + basement one-family dwelling with a secondary suite located in the basement with 2 parking spaces, having vehicular access from the lane. Note: This is a 2 storey building pursuant to the Zoning and Development By-Law 1- Covenant registered at the Land Title Office under CA9091867 2- No strata titling permitted 3- Bar sink proposed in the basement 4- A/C unit proposed in the rear yard 5- Schedule B: Tsung-Hua Yang, P. Eng. (604-729-0585) Structural & Geotechnical 6- HPO: Residential Builder – Liban Property Management & Construction Co Ltd. 7- The entire building, INCLUDING THE ATTACHED GARAGE (if applicable), to be sprinklered to NFPA 13D. | General Sprinkler Systems Ltd
EP-2023-00601 | 2023-01-25 | 2662 E 3RD AVENUE, Vancouver, BC V5M 1H2 | Electrical Permit | Residential | New | Expired | Temporary Power - Residential - To provide temporary power. | Amco & Harp Electric Ltd
NULL | NULL | 2662 E 3RD AVENUE, Vancouver, BC V5M 1H2 | Electrical Permit | Residential | New | Withdrawn | Temporary Power - Residential - To provide temporary power. | NULL
PP-2022-04132 | 2023-01-18 | 2662 E 3RD AVENUE, Vancouver, BC V5M 1H2 | Plumbing Permit | Residential | New | Issued | Residential - Sump | Van-City Excavating Ltd
MP-2023-00966 | 2023-05-30 | 2662 E 3RD AVENUE, Vancouver, BC V5M 1H2 | Mechanical Permit | NULL | NULL | Issued | NULL | J&YMechanical Ltd
PP-2023-01765 | 2023-05-18 | 2662 E 3RD AVENUE, Vancouver, BC V5M 1H2 | Plumbing Permit | Residential | New | Issued | Residential - 1FD+SS - #1 & #2 - new build house The entire building, INCLUDING THE ATTACHED GARAGE (if applicable), to be sprinklered to NFPA 13D. >DB: To construct a 2 storey + basement one-family dwelling with a secondary suite ($998,025.00) located in the basement with 2 parking spaces, having vehicular access from the lane. Note: This is a 2 storey building pursuant to the Zoning and Development By-Law 1- Covenant registered at the Land Title Office under CA9091867 2- No strata titling permitted 3- Bar sink proposed in the basement 4- A/C unit proposed in the rear yard 7- The entire building, INCLUDING THE ATTACHED GARAGE (if applicable), to be sprinklered to NFPA 13D. | J&YMechanical Ltd
GP-2023-02121 | 2023-07-17 | 2662 E 3RD AVENUE, Vancouver, BC V5M 1H2 | Gas Permit | Residential | New | Issued | Residential - 1 Range, 1 Boiler & 1 BBQ >BP: To construct a 2 storey + basement one-family dwelling with a secondary suite | J&YMechanical Ltd
EP-2023-06175 | 2023-07-10 | 2662 E 3RD AVENUE, Vancouver, BC V5M 1H2 | Electrical Permit | Residential | New | Issued | Installation / Repair - Residential - Installation of extra low voltage: alarm, voice, data, cable, cctv. >BP: To construct a 2 storey + basement one-family dwelling with a secondary suite ($998,025.00) located in the basement with 2 parking spaces, having vehicular access from the lane. Note: This Building Permit will remain in a suspended status until the associated (green) Demolition Permit BP-2021-05299 is completed. Note: This is a 2 storey building pursuant to the Zoning and Development By-Law 1- Covenant registered at the Land Title Office under CA9091867 2- No strata titling permitted 3- Bar sink proposed in the basement 4- A/C unit proposed in the rear yard 5- Schedule B: Tsung-Hua Yang, P. Eng. (604-729-0585) Structural & Geotechnical 6- HPO: Residential Builder – Liban Property Management & Construction Co Ltd. 7- The entire building, INCLUDING THE ATTACHED GARAGE (if applicable), to be sprinklered to NFPA 13D. ******THIS PERMIT HAS BEEN ISSUED UNDER THE REQUIREMENTS OF VBBL #12511 (2019)****** | Digimax Solutions Ltd
GP-2023-00672 | 2023-02-28 | 2711 E 3RD AVENUE, Vancouver, BC V5M 1H3 | Gas Permit | Residential | Renovation | Completed | Residential - Gas fireplace installation CF-2022-008913 | Vaglio Fireplace LTD
NULL | NULL | 1783 E 37TH AVENUE, Vancouver, BC V5P 1E7 | Plumbing Permit | Residential | Renovation | Draft | Residential - re/re - hwt | Resilient Plumbing & Heating Inc
GP-2022-01860 | 2022-06-21 | 1783 E 37TH AVENUE, Vancouver, BC V5P 1E7 | Gas Permit | Residential | Renovation | Completed | Residential - rere of hwt | Resilient Plumbing & Heating Inc
GP-2022-03844 | 2022-12-02 | 1826 E 37TH AVENUE, Vancouver, BC V5P 1G1 | Gas Permit | Residential | Renovation | Completed | Residential - re/re of furnace | Resilient Plumbing & Heating Inc
EP-2023-00452 | 2023-02-10 | 1836 E 37TH AVENUE, Vancouver, BC V5P 1G1 | Electrical Permit | Residential | New | Completed | Installation / Repair - Residential - rough wiring, service and finishing of new house main service; 200 amps main house; 150 amps LWH; 125 amps >BP: To construct a 2 storey + basement one-family dwelling with a secondary suite ($579,750) located in the basement with a detached accessory building (laneway house), at the rear providing 1 parking spaces, having vehicular access from the lane. Note: This is a 2 storey building pursuant to the Zoning and Development By-Law 1- Covenant registered at the Land Title Office under CA9029912 2- No strata titling permitted 3- Bar sink proposed 4- A/C unit proposed 5- Schedule B: KE JIAN MA P Eng (604) 599-8890. Structural 6. Schedule B: ZHAO GUAN P Eng (778)-868-5635.Geotechnical 7- HPO: Residential Builder – MINHAS HOLDINGS INC, 32053. 8- Entire Building to have NFPA 13-D ****ALL PROJECT COORDINATOR NOTES HAS BEEN ACCEPTED BY THE APPLICANT**** ******THIS PERMIT HAS BEEN ISSUED UNDER THE REQUIREMENTS OF VBBL #12511 (2019)****** | OPTIMUM ELECTRICAL LTD
SP-2023-00053 | 2023-01-13 | 1836 E 37TH AVENUE, Vancouver, BC V5P 1G1 | Sprinkler Permit | Residential | New | Completed | Residential - New sprinkler system. >BP: To construct a 2 storey + basement one-family dwelling with a secondary suite ($579,750) located in the basement with a detached accessory building (laneway house), at the rear providing 1 parking spaces, having vehicular access from the lane. Note: This is a 2 storey building pursuant to the Zoning and Development By-Law 1- Covenant registered at the Land Title Office under CA9029912 2- No strata titling permitted 3- Bar sink proposed 4- A/C unit proposed 5- Schedule B: KE JIAN MA P Eng (604) 599-8890. Structural 6. Schedule B: ZHAO GUAN P Eng (778)-868-5635.Geotechnical 7- HPO: Residential Builder – MINHAS HOLDINGS INC, 32053. 8- Entire Building to have NFPA 13-D ****ALL PROJECT COORDINATOR NOTES HAS BEEN ACCEPTED BY THE APPLICANT**** ******THIS PERMIT HAS BEEN ISSUED UNDER THE REQUIREMENTS OF VBBL #12511 (2019)****** | Haven Fire Protection Ltd
EP-2022-09705 | 2022-11-16 | 1836 E 37TH AVENUE, Vancouver, BC V5P 1G1 | Electrical Permit | Residential | New | Expired | Temporary Power - Residential - To provide temporary power. | OPTIMUM ELECTRICAL LTD
PP-2022-03955 | 2022-11-02 | 1836 E 37TH AVENUE, Vancouver, BC V5P 1G1 | Plumbing Permit | Residential | New | Completed | Residential - 1FD+SS - #1 & #2 - sump placing | Metro Contracting Ltd
NULL | NULL | 1836 E 37TH AVENUE, Vancouver, BC V5P 1G1 | Mechanical Permit | NULL | NULL | Withdrawn | NULL | Oceanside Plumbing & Heating Ltd
NULL | NULL | 1836 E 37TH AVENUE, Vancouver, BC V5P 1G1 | Mechanical Permit | NULL | NULL | Withdrawn | NULL | Oceanside Plumbing & Heating Ltd
MP-2022-00323 | 2022-10-04 | 1836 E 37TH AVENUE, Vancouver, BC V5P 1G1 | Mechanical Permit | NULL | NULL | Completed | NULL | Oceanside Plumbing & Heating Ltd
PP-2022-03196 | 2022-09-15 | 1836 E 37TH AVENUE, Vancouver, BC V5P 1G1 | Plumbing Permit | Residential | New | Completed | Residential - Plumbing for: >BP: To construct a 2 storey + basement one-family dwelling with a secondary suite ($579,750) located in the basement with a detached accessory building (laneway house), at the rear providing 1 parking spaces, having vehicular access from the lane. | MINHAS HOLDINGS INC
GP-2023-00588 | 2023-02-21 | 1836 E 37TH AVENUE, Vancouver, BC V5P 1G1 | Gas Permit | Residential | New | Completed | Residential - Install boiler piping for gas range and bbq >BP: To construct a 2 storey + basement one-family dwelling with a secondary suite located in the basement with a detached accessory building (laneway house), at the rear providing 1 parking spaces, having vehicular access from the lane. Note: This is a 2 storey building pursuant to the Zoning and Development By-Law 1- Covenant registered at the Land Title Office under CA9029912 2- No strata titling permitted 3- Bar sink proposed 4- A/C unit proposed 5- Schedule B: KE JIAN MA P Eng (604) 599-8890. Structural 6. Schedule B: ZHAO GUAN P Eng (778)-868-5635.Geotechnical 7- HPO: Residential Builder – MINHAS HOLDINGS INC, 32053. 8- Entire Building to have NFPA 13-D | JOT MECHANICAL LTD
EP-2023-00906 | 2023-02-02 | 1836 E 37TH AVENUE, Vancouver, BC V5P 1G1 | Electrical Permit | Residential | New | Completed | Installation / Repair - Residential - tv,telephone,alarm prewire and complete >BP: To construct a 2 storey + basement one-family dwelling with a secondary suite ($579,750) located in the basement with a detached accessory building (laneway house), at the rear providing 1 parking spaces, having vehicular access from the lane. Note: This is a 2 storey building pursuant to the Zoning and Development By-Law 1- Covenant registered at the Land Title Office under CA9029912 2- No strata titling permitted 3- Bar sink proposed 4- A/C unit proposed 5- Schedule B: KE JIAN MA P Eng (604) 599-8890. Structural 6. Schedule B: ZHAO GUAN P Eng (778)-868-5635.Geotechnical 7- HPO: Residential Builder – MINHAS HOLDINGS INC, 32053. 8- Entire Building to have NFPA 13-D ****ALL PROJECT COORDINATOR NOTES HAS BEEN ACCEPTED BY THE APPLICANT**** ******THIS PERMIT HAS BEEN ISSUED UNDER THE REQUIREMENTS OF VBBL #12511 (2019)****** | Tvisha Technologies Ltd
MP-2024-00008 | 2024-01-03 | 1836 E 37TH AVENUE, Vancouver, BC V5P 1G1 | Mechanical Permit | NULL | NULL | Completed | NULL | Advance Air Solutions Ltd
EP-2023-07471 | 2023-08-29 | 3387 E 3RD AVENUE, Vancouver, BC V5M 1J5 | Electrical Permit | Residential | Addition | Completed | Installation / Repair - Residential - ¦ 1FD- SERVICE DISCONNECT/ RE-CONNECT ¦ Service change to Laneway | Maple Leaf Electrical Ltd
EP-2023-03246 | 2023-04-20 | 3387 E 3RD AVENUE, Vancouver, BC V5M 1J5 | Electrical Permit | Residential | New | Issued | Installation / Repair - Residential - Hydro conductors need to be re-located. Move to pole installed in back ally. | Maple Leaf Electrical Ltd
EP-2023-06182 | 2023-07-09 | 3445 E 3RD AVENUE, Vancouver, BC V5M 1J7 | Electrical Permit | Residential | New | Issued | Temporary Power - Residential - To provide temporary power. Amend: July 11, 2023 Main service amps will be 60 amps instead of 100 amps | AMJ ELECTRIC SERVICES INC
EP-2023-07881 | 2023-10-06 | 3445 E 3RD AVENUE, Vancouver, BC V5M 1J7 | Electrical Permit | Residential | New | Issued | Installation / Repair - Residential - ¦ 1FD + 1SS- 100A ¦ NEW ELECTRICAL WIRING WILLNE INSTALL,BRANCH CIRCUITS ,NEW 2OO AMPS SERVICE WITH DUPLEX METER WILL BE INSTALL ,HEAT PUMP WIRING *An approved mechanical permit is required for the installation of air conditioning or heat pump unit at the time of installation before an electrical inspection will be performed >BP: To construct a 2 storey single detached house with a secondary suite located in the Cellar ($724,000) with an open parking pad, providing 1 parking space, having vehicular access from the 20' Lane. 1. Covenant registered at the Land Title Office under CB596361 2. Mechanical unit proposed – Exterior component located in rear yard, Interior component located in second floor mechanical room. 3. Schedule B: (V. Suresh) P.Eng (778.885.0551) Structural & Geotechnical 4. HPO: Residential Builder- Zone 2 Zone Custom Homes Ltd. Note: The entire building, INCLUDING THE ATTACHED GARAGE (if applicable), to be sprinklered to NFPA 13D | AMJ ELECTRIC SERVICES INC
PP-2023-03069 | 2023-09-01 | 3445 E 3RD AVENUE, Vancouver, BC V5M 1J7 | Plumbing Permit | Residential | New | Issued | Residential - Sump for 3445 E Single Family Brand New Home Sept 1/2023-AMEND permit applicant changed from owner to Bison Excavating (see uploaded letter) | Bison Excavation & Demolition
PP-2023-03945 | 2023-11-14 | 3445 E 3RD AVENUE, Vancouver, BC V5M 1J7 | Plumbing Permit | Residential | New | Issued | Residential - 1FD+SS - #1 & #2 - Plumbing >DB: To construct a 2 storey single detached house with a secondary suite located in the Cellar with an open parking pad, providing 1 parking space, having vehicular access from the 20' Lane. 1. Covenant registered at the Land Title Office under CB596361 2. Mechanical unit proposed – Exterior component located in rear yard, Interior component located in second floor mechanical room. Note: The entire building, INCLUDING THE ATTACHED GARAGE (if applicable), to be sprinklered to NFPA 13D "As shown by the asterisk (*) on the building permit floor plans and/or elevations, exit protection is required to be provided in accordance with Articles 9.9.4.4., 9.9.4.6., and/or 9.37.2.8. of the 2019 VBBL." Note: This is a 2 storey building pursuant to the Zoning and Development By-Law ***This permit is issued under the VBBL 2019, with updated energy requirements as per bylaw # 12997 effective Jan 01, 2022.*** | Down Town Plumbing & Heating Ltd
NULL | NULL | 3445 E 3RD AVENUE, Vancouver, BC V5M 1J7 | Plumbing Permit | Residential | New | Draft | Residential | NULL
GP-2024-00046 | 2024-01-08 | 3445 E 3RD AVENUE, Vancouver, BC V5M 1J7 | Gas Permit | Residential | New | Issued | Residential - One Fireplace, One Stove and One BBQ Piping Only >BP: To construct a 2 storey single detached house with a secondary suite located in the Cellar ($724,000) with an open parking pad, providing 1 parking space, having vehicular access from the 20' Lane. | Ultra Mechanical Ltd
MP-2023-02079 | 2023-11-24 | 3445 E 3RD AVENUE, Vancouver, BC V5M 1J7 | Mechanical Permit | NULL | NULL | Issued | NULL | Down Town Plumbing & Heating Ltd
SP-2023-02217 | 2023-12-08 | 3445 E 3RD AVENUE, Vancouver, BC V5M 1J7 | Sprinkler Permit | Residential | New | Issued | Residential - 1FD+SS - #1 & #2 - New sprinkler system >DB: To construct a 2 storey single detached house with a secondary suite located in the Cellar with an open parking pad, providing 1 parking space, having vehicular access from the 20' Lane. 1. Covenant registered at the Land Title Office under CB596361 2. Mechanical unit proposed – Exterior component located in rear yard, Interior component located in second floor mechanical room. Note: The entire building, INCLUDING THE ATTACHED GARAGE (if applicable), to be sprinklered to NFPA 13D ***This permit is issued under the VBBL 2019, with updated energy requirements as per bylaw # 12997 effective Jan 01, 2022.*** | Haven Fire Protection Ltd
EP-2022-08285 | 2022-10-03 | 2845 E 3RD AVENUE, Vancouver, BC V5M 1H5 | Electrical Permit | Residential | Renovation | Completed | Installation / Repair - Residential - upgrade the existing 100 amp electrical service to 200 amp | Buddy Electric Ltd
SP-2022-01337 | 2022-08-19 | 1918 E 39TH AVENUE, Vancouver, BC V5P 1H4 | Sprinkler Permit | Residential | New | Completed | Residential - 1FD+SS - #1 & #2 - new sprinkler installation To construct a 2 storey one-family dwelling with a secondary suite located in the Basement with 1 open parking over gravel, providing 1 parking space, having vehicular access from the 20' Lane. 1. Covenant registered at the Land Title Office CA9073000 2. No Strata Titling permitted 3. A/C Unit proposed in rear yard AMEND: SEPT 7/2022 SIGNED AND SEALED DRAWINGS UPLOADED | Real Tech Fire Protection Ltd
GP-2022-02601 | 2022-09-02 | 1918 E 39TH AVENUE, Vancouver, BC V5P 1H4 | Gas Permit | Residential | New | Completed | Residential - installation of 3 gas appliances >BP: To construct a 2 storey one-family dwelling with a secondary suite located in the Basement ($769,797.50) with 1 open parking over gravel, providing 1 parking space, having vehicular access from the 20' Lane. 1. Covenant registered at the Land Title Office CA9073000 2. No Strata Titling permitted 3. A/C Unit proposed in rear yard 4. Schedule B: (Shambhu N. Biswas) P.Eng (604.250.8666) Structural & Geotechnical 5. BC Housing (Liwa Enterprises Ltd) | KDD Plumbing & Heating Ltd
EP-2021-09553 | 2022-01-05 | 1918 E 39TH AVENUE, Vancouver, BC V5P 1H4 | Electrical Permit | Residential | New | Completed | Installation / Repair - Residential - Installation of fixtures, receptacles and power distribution in new 1FD With second suite. >BP: To construct a 2 storey one-family dwelling with a secondary suite located in the Basement ($769,797.50) with 1 open parking over gravel, providing 1 parking space, having vehicular access from the 20' Lane. 1. Covenant registered at the Land Title Office CA9073000 2. No Strata Titling permitted 3. A/C Unit proposed in rear yard 4. Schedule B: (Shambhu N. Biswas) P.Eng (604.250.8666) Structural & Geotechnical 5. BC Housing (Liwa Enterprises Ltd) Addressing Note: #1-1918 E 39th Av - One Family Dwelling (1st & 2nd floor) #2-1918 E 39th Av - Secondary Suite (basement) Address and suite numbers assigned as per approved plans for Fire and Emergency response. The address number is to be posted to the building to be visible from the street and the suite numbers are to be posted at the suite entries in accordance with the Building By-law prior to final inspection. ******THIS PERMIT HAS BEEN ISSUED UNDER THE REQUIREMENTS OF VBBL 2019****** | Allone Electric Ltd
PP-2022-00439 | 2022-02-09 | 1918 E 39TH AVENUE, Vancouver, BC V5P 1H4 | Plumbing Permit | Residential | New | Completed | Residential - 1FD+SS - SUMP WITHOUT PUMP To construct a 2 storey one-family dwelling with a secondary suite located in the Basement with 1 open parking over gravel, providing 1 parking space, having vehicular access from the 20' Lane. 1. Covenant registered at the Land Title Office CA9073000 2. No Strata Titling permitted 3. A/C Unit proposed in rear yard | Bhullar Excavating and Demolition
PP-2022-00843 | 2022-03-11 | 1918 E 39TH AVENUE, Vancouver, BC V5P 1H4 | Plumbing Permit | Residential | New | Completed | Residential - 1FD+SS - #1 & #2 - Installation of Plumbing Fixtures To construct a 2 storey one-family dwelling with a secondary suite located in the Basement with 1 open parking over gravel, providing 1 parking space, having vehicular access from the 20' Lane. 1. Covenant registered at the Land Title Office CA9073000 2. No Strata Titling permitted 3. A/C Unit proposed in rear yard | Century Twenty One Gas & Heating Co. Ltd
GP-2022-02649 | 2022-09-02 | 2672 E 41ST AVENUE, Vancouver, BC V5R 2W7 | Gas Permit | Residential | Renovation | Completed | Residential - Remove existing heaters and install 19 new gas furnaces. | Slopeside Mechanical Systems Ltd
PP-2022-02970 | 2022-08-30 | 2681 E 41ST AVENUE, Vancouver, BC V5R 2W6 | Plumbing Permit | Residential | New | Completed | Residential - TO CONTINUE WORK STARTED BY OTHERS (PP-2017-04862) PLUMBING AND HEATING >BP: To construct a 2-storey two-family dwelling ($720,000) with a detached accessory building (garage) at the rear providing 2 parking spaces, having vehicular access from the lane. Note: This is a 2 storey building pursuant to the Zoning and Development By-Law Address Note: 2681 E 41st Av - cellar, 1st & 2nd storey (front unit) 2683 E 41st Av - cellar, 1st & 2nd storey (rear unit) 1. No A/C units proposed 2. Bar sinks (2) proposed in bar rooms on basement floor 3. B1/B2 S.N.BISWAS (604.250.8666) Structural & Geotechnical 4. HPO - 1022724 BC Ltd ( Ishoni Development 604-767-1232) ******THIS PERMIT HAS BEEN ISSUED UNDER THE REQUIREMENTS OF VBBL 2007 AND THE GREEN HOMES PROGRAM****** | BC Best Plumbing and Heating Ltd
EP-2022-06458 | 2022-08-04 | 2681 E 41ST AVENUE, Vancouver, BC V5R 2W6 | Electrical Permit | Residential | New | Expired | Installation / Repair - Residential - To continue work started by others (EP-2015-02654) safety check both sides >BP: To construct a 2-storey two-family dwelling ($720,000) with a detached accessory building (garage) at the rear providing 2 parking spaces, having vehicular access from the lane. Note: This is a 2 storey building pursuant to the Zoning and Development By-Law Address Note: 2681 E 41st Av - cellar, 1st & 2nd storey (front unit) 2683 E 41st Av - cellar, 1st & 2nd storey (rear unit) 1. No A/C units proposed 2. Bar sinks (2) proposed in bar rooms on basement floor 3. B1/B2 S.N.BISWAS (604.250.8666) Structural & Geotechnical 4. HPO - 1022724 BC Ltd ( Ishoni Development 604-767-1232) ******THIS PERMIT HAS BEEN ISSUED UNDER THE REQUIREMENTS OF VBBL 2007 AND THE GREEN HOMES PROGRAM****** | THE PRIME TIME ELECTRIC LTD
GP-2019-03489 | 2022-07-28 | 2681 E 41ST AVENUE, Vancouver, BC V5R 2W6 | Gas Permit | Residential | New | Issued | Residential - HOOKUP AND VENTING FOR ONE FIREPLACE | Galaxy Fireplaces Ltd
GP-2022-02645 | 2022-09-02 | 2682 E 41ST AVENUE, Vancouver, BC | Gas Permit | Residential | Renovation | Completed | Residential - Remove existing heaters and install 19 new gas furnaces. | Slopeside Mechanical Systems Ltd
EP-2023-03772 | 2023-05-02 | 646 E 44TH AVENUE, Vancouver, BC V5W 1W5 | Electrical Permit | Commercial | Tenant Improvement | Completed | Installation / Repair - Commercial - Remove and Replace (2) CP200 DC fastbchargers and (1) Dual port CT4000 pedestal. Replace with (2) DS-60 DC fast chargers and (2) level 2 AC EV chargers. DS-60 DCFC to be derated internally to 57 KW output Removal of ChargePoint EV chargers • x2 existing DCFC – ( 70 amps, 480 volts, 3 phase) = 116 Kw • x1 dual port – (32 amps, 208 volt, 1 phase(x2)) = 14 Kw Installation of New Phihong Chargers • x2 new DCFC – derated to 57 Kw + 114 Kw • x2 new AC32 - (32 amps, 208 volt, 1 phase(x2)) = 14 Kw | Power Pros Electrical Ltd
GP-2022-03772 | 2022-11-29 | 459 E 47TH AVENUE, Vancouver, BC V5W 2B3 | Gas Permit | Residential | Renovation | Completed | Residential - RE AND RE FURNACE | Samra Heating & Cooling Ltd
PP-2022-00753 | 2022-03-04 | 475 E 47TH AVENUE, Vancouver, BC V5W 2B3 | Plumbing Permit | Residential | New | Completed | Residential - 1FD+SS - #1 & #2 - To install piping and fixtures for a new single family house. To construct a 2 storey one-family dwelling with a secondary suite located in the Basement with an 1 open parking pad, providing a total of 2 parking spaces, having vehicular access from the 20' Lane. 1. Covenant registered at the Land Title Office under CA9205962 2. No Strata Titling permitted 3. A/C proposed – Exterior component located in rear yard, Interior component located in closet on second floor. 4. Bar sink located in basement | Skyway Plumbing & gas Ltd
EP-2022-03079 | 2022-04-26 | 475 E 47TH AVENUE, Vancouver, BC V5W 2B3 | Electrical Permit | Residential | New | Completed | Installation / Repair - Residential - Complete prewiring and finishing. Main service-200 amp Main house meter-125 amp Laneway house meter-100 amp >BP: To construct a 2 storey one-family dwelling with a secondary suite located in the Basement ($702,175.00) with an 1 open parking pad, providing a total of 2 parking spaces, having vehicular access from the 20' Lane. 1. Covenant registered at the Land Title Office under CA9205962 2. No Strata Titling permitted 3. A/C proposed – Exterior component located in rear yard, Interior component located in closet on second floor. 4. Bar sink located in basement 5. Schedule B: (JASON HUI) P.Eng (778-319-3403) Structural & Geotechnical 6. HPO: Residential Builder- (ROHTAB GARCHA HOME DEVELOPMENT LTD.) Note: - This is a 2 storey building pursuant to the Zoning and Development By-Law - Parking for the site has been provided under DB-2021-03568 (Laneway House) Address Information: Building 1: Principal Dwelling: #1-475 E 47th Av (1st & 2nd floor, west portion of basement) Secondary Suite: #2-475 E 47th Av (east portion of basement) Building 2: Laneway home: #3-475 E 47th Av Address and suite numbers assigned as per approved plans for Fire and Emergency response. The address number is to be posted to the building to be visible from the street and the suite numbers are to be posted at the suite entries in accordance with the Building By-law prior to final inspection. **THIS PERMIT HAS BEEN ISSUED UNDER THE REQUIREMENTS OF VBBL #12511 (2019) ** | SUNSTONE ELECTRIC LTD
EP-2022-03003 | 2022-04-13 | 475 E 47TH AVENUE, Vancouver, BC V5W 2B3 | Electrical Permit | Residential | New | Completed | Installation / Repair - Residential - Pre wire and completion of alarm,Telus,tv,internet,cctv ,vacuum and speakers >BP: To construct a 2 storey one-family dwelling with a secondary suite located in the Basement ($702,175.00) with an 1 open parking pad, providing a total of 2 parking spaces, having vehicular access from the 20' Lane. 1. Covenant registered at the Land Title Office under CA9205962 2. No Strata Titling permitted 3. A/C proposed – Exterior component located in rear yard, Interior component located in closet on second floor. 4. Bar sink located in basement 5. Schedule B: (JASON HUI) P.Eng (778-319-3403) Structural & Geotechnical 6. HPO: Residential Builder- (ROHTAB GARCHA HOME DEVELOPMENT LTD.) Note: - This is a 2 storey building pursuant to the Zoning and Development By-Law - Parking for the site has been provided under DB-2021-03568 (Laneway House) Address Information: Building 1: Principal Dwelling: #1-475 E 47th Av (1st & 2nd floor, west portion of basement) Secondary Suite: #2-475 E 47th Av (east portion of basement) Building 2: Laneway home: #3-475 E 47th Av Address and suite numbers assigned as per approved plans for Fire and Emergency response. The address number is to be posted to the building to be visible from the street and the suite numbers are to be posted at the suite entries in accordance with the Building By-law prior to final inspection. **THIS PERMIT HAS BEEN ISSUED UNDER THE REQUIREMENTS OF VBBL #12511 (2019) ** | Pioneer Security and Communications Ltd
SP-2022-00732 | 2022-05-10 | 475 E 47TH AVENUE, Vancouver, BC V5W 2B3 | Sprinkler Permit | Residential | New | Completed | Residential - Install sprinklers in Sfd To construct a 2 storey one-family dwelling with a secondary suite located in the Basement with an 1 open parking pad, providing a total of 2 parking spaces, having vehicular access from the 20' Lane. 1. Covenant registered at the Land Title Office under CA9205962 2. No Strata Titling permitted 3. A/C proposed – Exterior component located in rear yard, Interior component located in closet on second floor. 4. Bar sink located in basement 5. Schedule B: (JASON HUI) P.Eng (778-319-3403) Structural & Geotechnical 6. HPO: Residential Builder- (ROHTAB GARCHA HOME DEVELOPMENT LTD.) | Gold Key Fire Protection Ltd
GP-2022-01425 | 2022-05-11 | 475 E 47TH AVENUE, Vancouver, BC V5W 2B3 | Gas Permit | Residential | New | Completed | Residential - To install piping and appliances for a new single family house. All appliances complete installation except Fireplace is piping only. | Skyway Plumbing & gas Ltd
PP-2022-00241 | 2022-01-26 | 475 E 47TH AVENUE, Vancouver, BC V5W 2B3 | Plumbing Permit | Residential | New | Completed | Residential - 1FD+SS - #1 & #2 - sump without pump To construct a 2 storey one-family dwelling with a secondary suite located in the Basement with an 1 open parking pad, providing a total of 2 parking spaces, having vehicular access from the 20' Lane. 1. Covenant registered at the Land Title Office under CA9205962 2. No Strata Titling permitted 3. A/C proposed – Exterior component located in rear yard, Interior component located in closet on second floor. 4. Bar sink located in basement | Bhullar Excavating and Demolition
EP-2022-03825 | 2022-05-10 | 1758 E 35TH AVENUE, Vancouver, BC V5P 1B4 | Electrical Permit | Residential | New | Completed | Installation / Repair - Residential - Wiring and service. >BP: To construct a 2 storey two-family dwelling with Basement ($648,200.00) with a detached accessory building (garage) at the rear providing 2 parking spaces, having vehicular access from the lane. 1. A/C proposed – Exterior component located in Front Yard & Rear Yard. Interior component located in closets on second floor. 2. Schedule B: XUE LI CHEN, P.ENG 778-235-5447 - Structural, Geotechnical, Architectural Item 1.5 3. HPO: Residential Builder- (0761778 BC LTD.) Note: This is a 2 storey building pursuant to the Zoning and Development By-Law Address Information: FRONT UNIT 1758 E 35th Av - One Family Dwelling (north portion of basement, 1st-2nd floor) BACK UNIT 1760 E 35th Av - One Family Dwelling (south portion of basement, 1st-2nd floor) Address numbers assigned as per approved plans for Fire and Emergency response. The address numbers are to be posted to the building to be visible from the street and in accordance with the Building By-law prior to final inspection. **THIS PERMIT HAS BEEN ISSUED UNDER THE REQUIREMENTS OF VBBL #12511 (2019)** | G.S.G. Electric Ltd.
PP-2022-01651 | 2022-05-13 | 1758 E 35TH AVENUE, Vancouver, BC V5P 1B4 | Plumbing Permit | Residential | New | Completed | Residential - sump >BP: To construct a 2 storey two-family dwelling with Basement ($648,200.00) with a detached accessory building (garage) at the rear providing 2 parking spaces, having vehicular access from the lane. 1. A/C proposed – Exterior component located in Front Yard & Rear Yard. Interior component located in closets on second floor. 2. Schedule B: XUE LI CHEN, P.ENG 778-235-5447 - Structural, Geotechnical, Architectural Item 1.5 3. HPO: Residential Builder- (0761778 BC LTD.) Note: This is a 2 storey building pursuant to the Zoning and Development By-Law Address Information: FRONT UNIT 1758 E 35th Av - One Family Dwelling (north portion of basement, 1st-2nd floor) BACK UNIT 1760 E 35th Av - One Family Dwelling (south portion of basement, 1st-2nd floor) Address numbers assigned as per approved plans for Fire and Emergency response. The address numbers are to be posted to the building to be visible from the street and in accordance with the Building By-law prior to final inspection. **THIS PERMIT HAS BEEN ISSUED UNDER THE REQUIREMENTS OF VBBL #12511 (2019)** | K P Excavating & Demolition Ltd
PP-2022-02018 | 2022-06-13 | 1758 E 35TH AVENUE, Vancouver, BC V5P 1B4 | Plumbing Permit | Residential | New | Completed | Residential - Plumbing >To construct a 2 storey two-family dwelling with Basement ($648,200.00) with a detached accessory building (garage) at the rear providing 2 parking spaces, having vehicular access from the lane. 1. A/C proposed – Exterior component located in Front Yard & Rear Yard. Interior component located in closets on second floor. 2. Schedule B: XUE LI CHEN, P.ENG 778-235-5447 - Structural, Geotechnical, Architectural Item 1.5 3. HPO: Residential Builder- (0761778 BC LTD.) Note: This is a 2 storey building pursuant to the Zoning and Development By-Law Address Information: FRONT UNIT 1758 E 35th Av - One Family Dwelling (north portion of basement, 1st-2nd floor) BACK UNIT 1760 E 35th Av - One Family Dwelling (south portion of basement, 1st-2nd floor) Address numbers assigned as per approved plans for Fire and Emergency response. The address numbers are to be posted to the building to be visible from the street and in accordance with the Building By-law prior to final inspection. **THIS PERMIT HAS BEEN ISSUED UNDER THE REQUIREMENTS OF VBBL #12511 (2019)** Amend: Apr 11, 2023 Add1 shower 1 floor 1 auto was 1 floor 1 auto was 1 floor | Lally Plumbing & Heating Ltd
GP-2022-03107 | 2022-10-13 | 1758 E 35TH AVENUE, Vancouver, BC V5P 1B4 | Gas Permit | Residential | New | Completed | Residential - Gas | Lally Plumbing & Heating Ltd
SP-2022-01553 | 2022-10-11 | 1758 E 35TH AVENUE, Vancouver, BC V5P 1B4 | Sprinkler Permit | Residential | New | Completed | Residential - Install sprinkler heads To construct a 2 storey two-family dwelling with Basement ($648,200.00) with a detached accessory building (garage) at the rear providing 2 parking spaces, having vehicular access from the lane. 1. A/C proposed – Exterior component located in Front Yard & Rear Yard. Interior component located in closets on second floor. 2. Schedule B: XUE LI CHEN, P.ENG 778-235-5447 - Structural, Geotechnical, Architectural Item 1.5 3. HPO: Residential Builder- (0761778 BC LTD.) Amend: Apr 3rd, 2023 Floor Test Letter Amend: Apr 11, 2023 Schedule B | RAHELU PLUMBING & HEATING LTD.
EP-2022-07960 | 2022-09-23 | 1758 E 35TH AVENUE, Vancouver, BC V5P 1B4 | Electrical Permit | Residential | New | Completed | Installation / Repair - Residential - Low Voltage Wiring & complete Security Alarm System Installation >BP: To construct a 2 storey two-family dwelling with Basement ($648,200.00) with a detached accessory building (garage) at the rear providing 2 parking spaces, having vehicular access from the lane. 1. A/C proposed – Exterior component located in Front Yard & Rear Yard. Interior component located in closets on second floor. 2. Schedule B: XUE LI CHEN, P.ENG 778-235-5447 - Structural, Geotechnical, Architectural Item 1.5 3. HPO: Residential Builder- (0761778 BC LTD.) | Armax Integrated Systems Ltd
GP-2022-00503 | 2022-02-16 | 1780 E 35TH AVENUE, Vancouver, BC V5P 1B4 | Gas Permit | Residential | Renovation | Completed | Residential - Furnace Replacement Basement Up flow low pressure | General Heating Ltd
EP-2022-08314 | 2022-10-03 | 1941 E 35TH AVENUE, Vancouver, BC V5P 1B7 | Electrical Permit | Residential | New | Completed | Installation / Repair - Residential - 100 AMP SERVICE RELOCATION FROM HOUSE TO LANEWAY | Indy Electrical Ltd
EP-2022-03105 | NULL | 1951 E 35TH AVENUE, Vancouver, BC V5P 1B7 | Electrical Permit | Residential | Addition | Application Incomplete | Installation / Repair - Residential - install 40 A car charger | Quinn D Pearson
GP-2022-01045 | 2022-04-05 | 1951 E 35TH AVENUE, Vancouver, BC V5P 1B7 | Gas Permit | Residential | Renovation | Completed | Residential - Remove the old natural gas boiler and hot water tank and install a new Navien NFC 250/175F combination boiler. | D-Luxe Plumbing & Heating Ltd
EP-2023-10508 | 2023-12-05 | 1961 E 35TH AVENUE, Vancouver, BC V5P 1B7 | Electrical Permit | Residential | Renovation | Completed | Installation / Repair - Residential - Service Upgrade from 100-200 amps | Frimae Electric Ltd
EP-2022-08777 | 2022-11-03 | 2033 E 35TH AVENUE, Vancouver, BC V5P 1B8 | Electrical Permit | Residential | New | Issued | Installation / Repair - Residential - Electrical wiring for new duplex home -All stoves are gas and heat is radiant heat in main dwelling and suite for both sides. >BP: To construct a 2 storey two-family dwelling with 2 secondary suites located in the Basement ($850,000) with a detached accessory building (garage) and 1 open parking at the rear providing 3 parking spaces, having vehicular access from the lane. 1. Covenant registered at the Land Title Office under CA9446263 2. A/C proposed – Exterior component located in Rear, Interior component located in Upper Floor 3. Schedule B: P.Eng Peter Yee (604.255-3868) Structural & Geotechnical 4. Schedule B: P.Eng Peter Yee (604.255-3868) Structural- Glass Guard 5. HPO: Residential Builder- Zorawer Sandhar Note: This is a 2 storey building pursuant to the Zoning and Development By-Law **THIS PERMIT HAS BEEN ISSUED UNDER THE REQUIREMENTS OF VBBL #12511 (2019)** | Kraftsman Electric Ltd
EP-2022-09143 | 2022-10-27 | 2033 E 35TH AVENUE, Vancouver, BC V5P 1B8 | Electrical Permit | Residential | New | Issued | Installation / Repair - Residential - Security alarm, tv cables, telephone and door chime >BP: To construct a 2 storey two-family dwelling with 2 secondary suites located in the Basement ($850,000) with a detached accessory building (garage) and 1 open parking at the rear providing 3 parking spaces, having vehicular access from the lane. 1. Covenant registered at the Land Title Office under CA9446263 2. A/C proposed – Exterior component located in Rear, Interior component located in Upper Floor 3. Schedule B: P.Eng Peter Yee (604.255-3868) Structural & Geotechnical 4. Schedule B: P.Eng Peter Yee (604.255-3868) Structural- Glass Guard 5. HPO: Residential Builder- Zorawer Sandhar Note: This is a 2 storey building pursuant to the Zoning and Development By-Law Address Information: Principle Dwelling (West): 2033 E 35th Av Principle Dwelling (East): 2035 E 35th Av Address and suite numbers assigned as per approved plans for Fire and Emergency response. The address numbers are to be posted to the building to be visible from the street and the suite numbers are to be posted at the suite entries in accordance with the Building By-law prior to final inspection. **THIS PERMIT HAS BEEN ISSUED UNDER THE REQUIREMENTS OF VBBL #12511 (2019)** | A B L SECURITY SYSTEMS LTD.
MP-2022-00583 | 2022-11-18 | 2033 E 35TH AVENUE, Vancouver, BC V5P 1B8 | Mechanical Permit | NULL | NULL | Issued | NULL | Bison Plumbing & Heating Ltd
GP-2023-00087 | 2023-01-10 | 2033 E 35TH AVENUE, Vancouver, BC V5P 1B8 | Gas Permit | Residential | New | Issued | Residential - 2033 w35 ave to install 1 boiler 2 range 1 bbq 2035 w35 ave to install 1 boiler 2 range 1 bbq >BP: To construct a 2 storey two-family dwelling with 2 secondary suites located in the Basement ($850,000) with a detached accessory building (garage) and 1 open parking at the rear providing 3 parking spaces, having vehicular access from the lane. 1. Covenant registered at the Land Title Office under CA9446263 2. A/C proposed – Exterior component located in Rear, Interior component located in Upper Floor 3. Schedule B: P.Eng Peter Yee (604.255-3868) Structural & Geotechnical 4. Schedule B: P.Eng Peter Yee (604.255-3868) Structural- Glass Guard 5. HPO: Residential Builder- Zorawer Sandhar Note: This is a 2 storey building pursuant to the Zoning and Development By-Law **THIS PERMIT HAS BEEN ISSUED UNDER THE REQUIREMENTS OF VBBL #12511 (2019)** | Symbolistic Heating Ltd
SP-2023-00343 | 2023-02-28 | 2033 E 35TH AVENUE, Vancouver, BC V5P 1B8 | Sprinkler Permit | Residential | New | Issued | Residential - Install sprinklers in duplex >BP: To construct a 2 storey two-family dwelling with 2 secondary suites located in the Basement with a detached accessory building (garage) and 1 open parking at the rear providing 3 parking spaces, having vehicular access from the lane. 1. Covenant registered at the Land Title Office under CA9446263 2. A/C proposed – Exterior component located in Rear, Interior component located in Upper Floor 3. Schedule B: P.Eng Peter Yee (604.255-3868) Structural & Geotechnical 4. Schedule B: P.Eng Peter Yee (604.255-3868) Structural- Glass Guard 5. HPO: Residential Builder- Zorawer Sandhar | Gold Key Fire Protection Ltd
EP-2022-01692 | 2022-03-02 | 2033 E 35TH AVENUE, Vancouver, BC V5P 1B8 | Electrical Permit | Residential | Renovation - Dwelling Unit(s) only | Expired | Temporary Power - Residential - To provide temporary power. | Key Electric Ltd
EP-2022-02924 | 2022-04-12 | 380 E 43RD AVENUE, Vancouver, BC V5W 1T3 | Electrical Permit | Residential | Renovation | Completed | Installation / Repair - Residential - ****HOMEOWNER PERMIT**** Basement office renovation. Electrical changes include the removal of some outlets from 2 existing circuits and the installation of a new circuit containing 9 receptacles and 13 LED light fixtures. | NULL
GP-2023-00220 | 2023-01-18 | 404 E 43RD AVENUE, Vancouver, BC V5W 1T4 | Gas Permit | Commercial | Renovation | Completed | Commercial - To Supply and Install Aero Smith commercial 76 Natural Gas hot water tank. | Superstar Plumbing Heating & Sprinkler Supplies Ltd
GP-2023-03456 | 2023-11-08 | 428 E 43RD AVENUE, Vancouver, BC V5W 1T4 | Gas Permit | Residential | New | Completed | Residential - On demand gas water heater install. 199’000 BTU. Low Pressure. | Conor Whyte Plumbing And Heating Limited
EP-2022-10282 | 2022-12-07 | 436 E 43RD AVENUE, Vancouver, BC V5W 1T4 | Electrical Permit | Residential | Tenant Improvement | Completed | Installation / Repair - Residential - Building permit not required. Mechanical permit not required No change to existing service Electrical installation of Hot tub with load share/demand share/DCC-12 Dec 6/22-Amend: Electrical load calc addition. | Moore And Russell Heating And Air Conditioning Ltd
EP-2023-09793 | NULL | 473 E 43RD AVENUE, Vancouver, BC V5W 1T5 | Electrical Permit | Residential | Renovation | Withdrawn | Installation / Repair - Residential - Add Smoke Alarms CF-2020-011735 >BP: Alteration to this existing one family dwelling. change of use from one family dwelling to one family dwelling with secondary suite Scope of work add secondary suite to main floor New front entry (7’ x 7’), stairs and roof. Second storey balcony (5’ x 8’) located at the front of the house with a new sliding glass door. New second storey covered rear deck 20’ wide by 16’ in depth. Shed added in rear Structural/Geotechnical schedule B submitted by: Md.Shahidul Alam 604-653-7475 Reviewed under VBBL 2019 | AKKAS ELECTRICAL LTD
EP-2023-09366 | 2023-10-30 | 473 E 43RD AVENUE, Vancouver, BC V5W 1T5 | Electrical Permit | Residential | Renovation | Completed | Installation / Repair - Residential - From existing surface-mounted smoke detector circuit in basement suite, previously permitted and installed with surface run AC90 cable, we will install a surface-run 14/3 AC90 cable between the nanny suite smoke detector, and the main house smoke detector circuit, to enable wired communication between all smoke/CO detectors in the house, as per the wishes of the City of Vancouver building inspector. The smoke detectors will all be put on one power circuit, and the second circuit currently at play will be decommissioned and left in the ceiling octagonal box. CF-2020-011735 >BP: Alteration to this existing one family dwelling. change of use from one family dwelling to one family dwelling with secondary suite Scope of work add secondary suite to main floor New front entry (7’ x 7’), stairs and roof. Second storey balcony (5’ x 8’) located at the front of the house with a new sliding glass door. New second storey covered rear deck 20’ wide by 16’ in depth. Shed added in rear Structural/Geotechnical schedule B submitted by: Md.Shahidul Alam 604-653-7475 Reviewed under VBBL 2019 | ACMann Electrical Ltd
GP-2022-03888 | 2022-12-06 | 3478 E 3RD AVENUE, Vancouver, BC V5M 1J8 | Gas Permit | Residential | Renovation | Completed | Residential - RE&RE installation of a Navian Combi Boiler | Superstar Plumbing Heating & Sprinkler Supplies Ltd
EP-2022-07804 | 2022-09-14 | 3481 E 3RD AVENUE, Vancouver, BC V5M 1J7 | Electrical Permit | Residential | New | Expired | Temporary Power - Residential - To provide temporary power. | WE WIRE IT ELECTRIC LTD
PP-2023-00534 | 2023-02-15 | 3481 E 3RD AVENUE, Vancouver, BC V5M 1J7 | Plumbing Permit | Residential | New | Completed | Residential - storm and sewer connections -SUMPS | Mash Construction Ltd.
PP-2023-01470 | 2023-04-26 | 3481 E 3RD AVENUE, Vancouver, BC V5M 1J7 | Plumbing Permit | Residential | New | Completed | Residential - 1FD+SS - #1 & #2 - Plumbing and heating on all floors The entire building to be sprinklered to NFPA 13D >DB: To construct a 2 storey one-family dwelling with a secondary suite located in the Basement with an open parking pad, providing 1 parking space, having vehicular access from the 20' Lane. 1. Covenant registered at the Land Title Office under CA9958727 2. No Strata Titling permitted 3. A/C proposed – Exterior component located in rear yard, Interior component located in Second Floor Closet 4. Bar sink not proposed. | SWAN PLUMBING & HEATING INC
EP-2023-06195 | 2023-07-24 | 3481 E 3RD AVENUE, Vancouver, BC V5M 1J7 | Electrical Permit | Residential | New | Completed | Installation / Repair - Residential - ¦ 1FD + 1SS/ 125A ¦ electrical and low voltage installation for main house with a secondary suite. -we are just doing rough in for security alarm *An approved mechanical permit is required for the installation of air conditioning or heat pump unit at the time of installation before an electrical inspection will be performed >BP: To construct a 2 storey one-family dwelling with a secondary suite located in the Basement ($724,607.50) with an open parking pad, providing 1 parking space, having vehicular access from the 20' Lane. 1. Covenant registered at the Land Title Office under CA9958727 2. No Strata Titling permitted 3. A/C proposed – Exterior component located in rear yard, Interior component located in Second Floor Closet 4. Bar sink not proposed. 5. Schedule B: (Alan Prahalad) P.Eng (604-831-1431) Structural, Geotechnical, Item 1.5 6. HPO: Residential Builder- (Birks Developments Ltd) Note: This is a 2 storey building pursuant to the Zoning and Development By-Law ** Laneway house permit under DB-2022-00822.** **THIS PERMIT HAS BEEN ISSUED UNDER THE REQUIREMENTS OF VBBL #12511 (2019) ** | Luxman Electricals Ltd
SP-2023-01162 | 2023-06-28 | 3481 E 3RD AVENUE, Vancouver, BC V5M 1J7 | Sprinkler Permit | Residential | New | Completed | Residential - new sprinkler system >BP: To construct a 2 storey one-family dwelling with a secondary suite located in the Basement with an open parking pad, providing 1 parking space, having vehicular access from the 20' Lane. 1. Covenant registered at the Land Title Office under CA9958727 2. No Strata Titling permitted 3. A/C proposed – Exterior component located in rear yard, Interior component located in Second Floor Closet 4. Bar sink not proposed. 5. Schedule B: (Alan Prahalad) P.Eng (604-831-1431) Structural, Geotechnical, Item 1.5 6. HPO: Residential Builder- (Birks Developments Ltd) | Haven Fire Protection Ltd
PP-2023-02603 | 2023-07-21 | 3481 E 3RD AVENUE, Vancouver, BC V5M 1J7 | Plumbing Permit | Residential | New | Completed | Residential - LWH - #3 - Plumbing work >DB: To construct a 2 storey laneway house building with 1 open parking pad having vehicular access from the 20' Lane. Note: This is a 1 ½ storey building pursuant to the Zoning & Development By-law. 1. Covenant registered at the Land Title Office under CA9958727 2. No Strata Titling permitted 3. No A/C Unit proposed **THIS PERMIT HAS BEEN ISSUED UNDER THE REQUIREMENTS OF VBBL #12511 (2019) ** | SWAN PLUMBING & HEATING INC
MP-2023-00870 | 2023-05-17 | 3481 E 3RD AVENUE, Vancouver, BC V5M 1J7 | Mechanical Permit | NULL | NULL | Completed | NULL | SWAN PLUMBING & HEATING INC
GP-2023-01809 | 2023-06-14 | 3481 E 3RD AVENUE, Vancouver, BC V5M 1J7 | Gas Permit | Residential | New | Completed | Residential - 1 Fireplace, 1 Boiler, 1 Range & 1 BBQ All black iron piping including fittings.2psi natural gasline. Complete installation for boiler. Piping only for kitchen range, fireplace & Bbq >BP: To construct a 2 storey one-family dwelling with a secondary suite | POLLY MECHANICAL LTD
EP-2023-08603 | 2023-09-22 | 3481 E 3RD AVENUE, Vancouver, BC V5M 1J7 | Electrical Permit | Residential | New | Expired | Temporary Power - Residential - To provide temporary power. | Luxman Electricals Ltd
NULL | NULL | 18 E 45TH AVENUE, Vancouver, BC V5W 1W7 | Mechanical Permit | NULL | NULL | Draft | NULL | Maestro Plumbing Heating & Air Conditioning Ltd
NULL | NULL | 18 E 45TH AVENUE, Vancouver, BC V5W 1W7 | Mechanical Permit | NULL | NULL | Draft | NULL | Maestro Plumbing Heating & Air Conditioning Ltd
GP-2023-03861 | 2023-12-05 | 18 E 45TH AVENUE, Vancouver, BC V5W 1W7 | Gas Permit | Residential | Renovation | Completed | Residential - Replace deficient boiler with high efficiency boiler | Maestro Plumbing Heating & Air Conditioning Ltd
GP-2023-03401 | 2023-11-06 | 27 E 45TH AVENUE, Vancouver, BC V5W 1W6 | Gas Permit | Residential | Renovation | Completed | Residential - RE&RE hot water tank | Milani Plumbing Heating & Air Conditioning Ltd
GP-2022-03529 | 2022-11-10 | 71 E 45TH AVENUE, Vancouver, BC V5W 1W6 | Gas Permit | Residential | Renovation | Completed | Residential - Re&re Furnace | Milani Plumbing Heating & Air Conditioning Ltd
GP-2022-01266 | 2022-04-22 | 83 E 45TH AVENUE, Vancouver, BC V5W 1W6 | Gas Permit | Residential | Renovation | Completed | Residential - Samsung 30" Freestanding Gas Range | Han Appliances & Refrigeration Ltd
EP-2022-05402 | 2022-06-24 | 83 E 45TH AVENUE, Vancouver, BC V5W 1W6 | Electrical Permit | Residential | Tenant Improvement | Completed | Installation / Repair - Residential - Electrical install of heat pump BP not required. No change to existing service | Moore And Russell Heating And Air Conditioning Ltd
GP-2023-03960 | 2024-01-22 | 120 E 45TH AVENUE, Vancouver, BC V5W 1W9 | Gas Permit | Residential | Renovation | Issued | Residential - Replace the natural draft hot water tank by a high efficiency tankless water heater | A B A PLUMBING & HEATING LTD.
EP-2023-10180 | 2023-11-09 | 173 E 45TH AVENUE, Vancouver, BC V5W 1W8 | Electrical Permit | Residential | New | Issued | Temporary Power - Residential - To provide temporary power. | OPTIMUM ELECTRICAL LTD
GP-2023-03367 | 2023-11-03 | 234 E 45TH AVENUE, Vancouver, BC V5W 1X1 | Gas Permit | Residential | Tenant Improvement | Completed | Residential - Re and Re Water Heater | Moore & Russell Heating Ltd
MP-2023-01904 | 2023-10-24 | 234 E 45TH AVENUE, Vancouver, BC V5W 1X1 | Mechanical Permit | NULL | NULL | Completed | NULL | Moore And Russell Heating And Air Conditioning Ltd
EP-2023-09618 | 2023-11-28 | 234 E 45TH AVENUE, Vancouver, BC V5W 1X1 | Electrical Permit | Residential | Tenant Improvement | Completed | Installation / Repair - Residential - Electrical installation of full electric heat pump system furnace to be decommissioned and removed by HVAC installers MP-2023-01904 | Moore And Russell Heating And Air Conditioning Ltd
EP-2022-06940 | 2022-08-22 | 234 E 45TH AVENUE, Vancouver, BC V5W 1X1 | Electrical Permit | Residential | Renovation | Completed | Installation / Repair - Residential - service upgrade 200amps -The previous service was 70amps and single phase. Install EV Charging. >>>Amend: Aug. 31, 2022 -please include grounding and bonding and service upgrade to 200amps from 70amps (permit already shows with 200A) | Gill Electric Co Ltd
PP-2023-01720 | 2023-05-16 | 3288 E 46TH AVENUE, Vancouver, BC V5S 1B4 | Plumbing Permit | Residential | New | Issued | Residential - two sumps no pump | Bhullar Excavating and Demolition
EP-2023-03993 | 2023-05-18 | 3288 E 46TH AVENUE, Vancouver, BC V5S 1B4 | Electrical Permit | Residential | New | Issued | Installation / Repair - Residential - New wiring for SFD w suite -Added load calc 400A service looking to do 2 x 200A services 200A single meter for the main house Duplex meter for the LWH and suite >BP: To construct a 2 storey + basement one-family dwelling with a secondary suite ($924,750) located in the basement. The entire building, INCLUDING THE ATTACHED GARAGE (if applicable), to be sprinklered to NFPA 13D. Note: Parking for the site has been provided under DB-2022-03050 (Laneway House) Note: This Building Permit will remain in a suspended status until the associated (green) Demolition Permit BP-2022-03202 is completed. 1. Covenant registered at the Land Title Office under CB441614 2. No Strata Titling permitted 3. Schedule A: Jason Bal, P.Eng (604.657.8809) 4. Schedule B: Jason Bal, P.Eng (604.657.8809) Structural 5. Schedule B: Rajinder Bains P.Eng (604.712.1995) Geotechnical 6. HPO: Residential Builder- Mirani Homes Inc 7. Bar sink proposed in basement 8. A/C units proposed in rear yard & second storey | Roop Electric Co Ltd
EP-2023-03059 | 2023-04-06 | 3288 E 46TH AVENUE, Vancouver, BC V5S 1B4 | Electrical Permit | Residential | New | Issued | Temporary Power - Residential - To provide temporary power. Amend: Apr 11, 2023 100A temp pole | Roop Electric Co Ltd
SP-2023-01770 | NULL | 3288 E 46TH AVENUE, Vancouver, BC V5S 1B4 | Sprinkler Permit | Residential | New | Application Incomplete | Residential - fire sprinkler system >BP: To construct a 2 storey + basement one-family dwelling with a secondary suite located in the basement. The entire building, INCLUDING THE ATTACHED GARAGE (if applicable), to be sprinklered to NFPA 13D. Note: Parking for the site has been provided under DB-2022-03050 (Laneway House) 1. Covenant registered at the Land Title Office under CB441614 2. No Strata Titling permitted 3. Schedule A: Jason Bal, P.Eng (604.657.8809) 4. Schedule B: Jason Bal, P.Eng (604.657.8809) Structural 5. Schedule B: Rajinder Bains P.Eng (604.712.1995) Geotechnical 6. HPO: Residential Builder- Mirani Homes Inc 7. Bar sink proposed in basement 8. A/C units proposed in rear yard & second storey | Killarney Mechanical Ltd
NULL | NULL | 3288 E 46TH AVENUE, Vancouver, BC V5S 1B4 | Gas Permit | Residential | New | Draft | Residential | Killarney Mechanical Ltd
MP-2023-01651 | 2023-09-10 | 3288 E 46TH AVENUE, Vancouver, BC V5S 1B4 | Mechanical Permit | NULL | NULL | Issued | NULL | Killarney Mechanical Ltd
PP-2023-03188 | 2023-09-08 | 3288 E 46TH AVENUE, Vancouver, BC V5S 1B4 | Plumbing Permit | Residential | New | Issued | Residential - 1FD+SS - new plumbing >DB: To construct a 2 storey + basement one-family dwelling with a secondary suite located in the basement. The entire building, INCLUDING THE ATTACHED GARAGE (if applicable), to be sprinklered to NFPA 13D. 1. Covenant registered at the Land Title Office under CB441614 2. No Strata Titling permitted 7. Bar sink proposed in basement 8. A/C units proposed in rear yard & second storey ***This permit is issued under the VBBL 2019, with updated energy requirements as per bylaw # 12997 effective Jan 01, 2022.*** | Killarney Mechanical Ltd
EP-2023-01018 | 2023-02-07 | 3350 E 46TH AVENUE, Vancouver, BC V5S 1B6 | Electrical Permit | Residential | Addition | Completed | Installation / Repair - Residential - Electrical service work and under ground wiring for main house | Econ Energy Group Ltd
PP-2022-03560 | 2022-10-07 | 3350 E 46TH AVENUE, Vancouver, BC V5S 1B6 | Plumbing Permit | Residential | New | Completed | Residential - LWH - #3 - 25 Meter Piping | Canadian Excavating Ltd
EP-2023-05279 | 2023-06-13 | 628 E 46TH AVENUE, Vancouver, BC V5W 2A3 | Electrical Permit | Residential | New | Issued | Temporary Power - Residential - To provide temporary power. NOTE: Work authorized by this permit is for placement of a temporary power pole only and does not authorize any site construction and/or excavation. A separate Building Permit will be required prior to commencement of any other work on this site. Amend: June 16th, 2023 change the service to single phase three wire | Arise Electrical Ltd
PP-2023-01986 | 2023-06-05 | 2059 E 35TH AVENUE, Vancouver, BC V5P 1B8 | Plumbing Permit | Residential | New | Issued | Residential - two out side sumps with out pump | JVT EXCAVATING & DEMOLITION LTD
EP-2023-02016 | 2023-03-08 | 2059 E 35TH AVENUE, Vancouver, BC V5P 1B8 | Electrical Permit | Residential | New | Issued | Temporary Power - Residential - To provide temporary power. | GV ELECTRICAL INC
MP-2023-01627 | 2023-09-06 | 2059 E 35TH AVENUE, Vancouver, BC V5P 1B8 | Mechanical Permit | NULL | NULL | Issued | NULL | ALI & ALI PLUMBING & HEATING LTD
GP-2023-02825 | 2023-09-27 | 2059 E 35TH AVENUE, Vancouver, BC V5P 1B8 | Gas Permit | Residential | New | Issued | Residential - To install 2 range & 2 BBQ There is pipping for 2 BBQ >BP: To construct a two-storey two-family dwelling with two Lock off units located in the basement, with an attached garage providing 2 parking spaces, having vehicular access from E 35th Ave **Amendment- November 03, 2023 - Added 2 Dyers and 2 Ranges | JOT MECHANICAL LTD
PP-2023-02919 | 2023-08-17 | 2059 E 35TH AVENUE, Vancouver, BC V5P 1B8 | Plumbing Permit | Residential | New | Issued | Residential - 2FD+2LO's - WEST - 2059 E 35TH AV - #1 & #2 EAST - 2061 E 35TH AV - #1 & #2 New Plumbing for duplex >DB: To construct a two-storey two-family dwelling with two Lock off units located in the basement, with an attached garage providing 2 parking spaces, having vehicular access from E 35th Ave. Note: This is a 2 storey building pursuant to the Zoning and Development By-Law 1. A/C units proposed in rear yard The entire building, to be sprinklered to 2 x NFPA 13D. ******THIS PERMIT HAS BEEN ISSUED UNDER THE REQUIREMENTS OF VBBL #12511 (2019)****** | ALI & ALI PLUMBING & HEATING LTD
EP-2023-09215 | 2023-11-02 | 2059 E 35TH AVENUE, Vancouver, BC V5P 1B8 | Electrical Permit | Residential | New | Issued | Installation / Repair - Residential - ¦ 2FD + 2SS- 200A ¦ Duplex wiring 125A service to each unit *Load calculation to comply with the installation *An approved mechanical permit is required for the installation of air conditioning or heat pump unit at the time of installation before a final electrical inspection will be performed >BP: To construct a two-storey two-family dwelling with two Lock off units located in the basement, with an attached garage providing 2 parking spaces, having vehicular access from E 35th Ave. Note: This is a 2 storey building pursuant to the Zoning and Development By-Law 1. A/C units proposed in rear yard 2. Schedule B: A S Rathod (778-885-0551) Structural & Geotechnical 3. HPO: L.A. Living & Designs Inc. | L.H. ELECTRIC LTD
EP-2023-10007 | 2023-11-06 | 2059 E 35TH AVENUE, Vancouver, BC V5P 1B8 | Electrical Permit | Residential | New | Issued | Installation / Repair - Residential - Security Alarm/TV/Tel/Data rough in and complete >BP: To construct a two-storey two-family dwelling with two Lock off units located in the basement, with an attached garage providing 2 parking spaces, having vehicular access from E 35th Ave. Note: This is a 2 storey building pursuant to the Zoning and Development By-Law 1. A/C units proposed in rear yard 2. Schedule B: A S Rathod (778-885-0551) Structural & Geotechnical 3. HPO: L.A. Living & Designs Inc. | Summit Digital Systems Ltd
SP-2023-02029 | 2023-11-03 | 2059 E 35TH AVENUE, Vancouver, BC V5P 1B8 | Sprinkler Permit | Residential | New | Issued | Residential - Install sprinklers in duplex The entire building, to be sprinklered to 2 x NFPA 13D. >BP: To construct a two-storey two-family dwelling with two Lock off units located in the basement, with an attached garage providing 2 parking spaces, having vehicular access from E 35th Ave. Note: This is a 2 storey building pursuant to the Zoning and Development By-Law 1. A/C units proposed in rear yard 2. Schedule B: A S Rathod (778-885-0551) Structural & Geotechnical 3. HPO: L.A. Living & Designs Inc. ***This permit is issued under the VBBL 2019, with updated energy requirements as per bylaw # 12997 effective Jan 01, 2022.*** Combustible projections or roof soffits on an exposing building face shall not project to less than .45m from the property line and shall be in compliance with VBBL 2019 9.10.15.5.(9) The entire building, to be sprinklered to 2 x NFPA 13D. Any alterations or conversions to the attached garage to habitable living space shall not be permitted without first obtaining the approval of the Director of Planning and the Chief Building Official. Thermal protection measures and Laneway house design guidelines shall be required to be met prior to the approval of the conversion. ******THIS PERMIT HAS BEEN ISSUED UNDER THE REQUIREMENTS OF VBBL #12511 (2019)****** | Gold Key Fire Protection Ltd
GP-2023-03021 | 2023-10-12 | 2118 E 35TH AVENUE, Vancouver, BC V5P 1B9 | Gas Permit | Residential | New | Issued | Residential - Install one gas fireplace >BP: To construct a 2 storey + basement single detached house ($850,000.00) with an attached garage providing 1 parking space, having vehicular access from the street | JOT MECHANICAL LTD
EP-2023-09081 | 2023-10-10 | 2118 E 35TH AVENUE, Vancouver, BC V5P 1B9 | Electrical Permit | Residential | New | Issued | Installation / Repair - Residential - Wiring and finishing of extra low voltage. >BP: To construct a 2 storey + basement single detached house ($850,000.00) with an attached garage providing 1 parking space, having vehicular access from the street. 1. No Strata Titling permitted 2. External Mechanical Unit located in rear yard, Interior component located in closet on second floor. 3. Bar sink located in basement Rec Room. 4. Schedule B: (Alan Pralahad) P.Eng (604.831-1431) Structural / Geotechnical 5. HPO: Residential Builder- (Indra Construction Ltd) Note: This is a 2 storey building pursuant to the Zoning and Development By-Law ***This permit is issued under the VBBL 2019, with updated energy requirements as per bylaw # 12997 effective Jan 01, 2022.*** | Creative Security Solutions Ltd
SP-2023-01855 | 2023-10-06 | 2118 E 35TH AVENUE, Vancouver, BC V5P 1B9 | Sprinkler Permit | Residential | New | Issued | Residential - To install piping and fixtures for a new single family house. >BP: To construct a 2 storey + basement single detached house with an attached garage providing 1 parking space, having vehicular access from the street. 1. No Strata Titling permitted 2. External Mechanical Unit located in rear yard, Interior component located in closet on second floor. 3. Bar sink located in basement Rec Room. 4. Schedule B: (Alan Pralahad) P.Eng (604.831-1431) Structural / Geotechnical 5. HPO: Residential Builder- (Indra Construction Ltd) | Skyway Plumbing & gas Ltd
GP-2023-02961 | 2023-10-06 | 2118 E 35TH AVENUE, Vancouver, BC V5P 1B9 | Gas Permit | Residential | New | Issued | Residential - 1 Range, 1 Fireplace & 1 BBQ To install piping and appliances for a new single family house with complete installation except fireplace is piping only. >BP: To construct a 2 storey + basement single detached house ($850,000.00) with an attached garage providing 1 parking space, having vehicular access from the street | Skyway Plumbing & gas Ltd
EP-2023-08933 | 2023-10-18 | 2118 E 35TH AVENUE, Vancouver, BC V5P 1B9 | Electrical Permit | Residential | New | Issued | Installation / Repair - Residential - Wiring and service. >BP: To construct a 2 storey + basement single detached house ($850,000.00) with an attached garage providing 1 parking space, having vehicular access from the street. 1. No Strata Titling permitted 2. External Mechanical Unit located in rear yard, Interior component located in closet on second floor. 3. Bar sink located in basement Rec Room. 4. Schedule B: (Alan Pralahad) P.Eng (604.831-1431) Structural / Geotechnical 5. HPO: Residential Builder- (Indra Construction Ltd) Note: This is a 2 storey building pursuant to the Zoning and Development By-Law ***This permit is issued under the VBBL 2019, with updated energy requirements as per bylaw # 12997 effective Jan 01, 2022.*** | G.S.G. Electric Ltd.
MP-2023-01773 | 2023-10-01 | 2118 E 35TH AVENUE, Vancouver, BC V5P 1B9 | Mechanical Permit | NULL | NULL | Issued | NULL | FAST ROUTE PLUMBING & REFRIGERATION MECHANICAL LTD
EP-2023-01061 | 2023-02-07 | 2118 E 35TH AVENUE, Vancouver, BC V5P 1B9 | Electrical Permit | Residential | New | Issued | Temporary Power - Residential - To provide temporary power. | G.S.G. Electric Ltd.
PP-2023-02663 | 2023-07-26 | 2118 E 35TH AVENUE, Vancouver, BC V5P 1B9 | Plumbing Permit | Residential | New | Issued | Residential - To install piping and fixtures for a new single family house. >BP: To construct a 2 storey + basement single detached house ($850,000.00) with an attached garage providing 1 parking space, having vehicular access from the street. 1. No Strata Titling permitted 2. External Mechanical Unit located in rear yard, Interior component located in closet on second floor. 3. Bar sink located in basement Rec Room. 4. Schedule B: (Alan Pralahad) P.Eng (604.831-1431) Structural / Geotechnical 5. HPO: Residential Builder- (Indra Construction Ltd) | Skyway Plumbing & gas Ltd
PP-2023-02347 | 2023-07-04 | 2118 E 35TH AVENUE, Vancouver, BC V5P 1B9 | Plumbing Permit | Residential | New | Issued | Residential - 2 sumps 1 sump no pump one sump with pump NOTE: Engineering Assurance letter will be submitted to the Plumbing Inspector on the site. Letter shall conform to the requirements of Vancouver Bulletin 2000-008-EL/PL. | Bhullar Excavating and Demolition
GP-2023-01308 | 2023-04-20 | 2243 E 35TH AVENUE, Vancouver, BC V5P 1C1 | Gas Permit | Residential | Renovation - Dwelling Unit(s) only | Completed | Residential - BOILER REPLACEMENT | CoStar Home Energy Ltd
EP-2024-00650 | 2024-01-24 | 2261 E 35TH AVENUE, Vancouver, BC V5P 1C1 | Electrical Permit | Residential | New | Issued | Temporary Power - Residential - To provide temporary power. | Indy Electrical Ltd
EP-2023-04559 | 2023-06-01 | 2268 E 35TH AVENUE, Vancouver, BC V5P 1C2 | Electrical Permit | Residential | Addition | Issued | Installation / Repair - Residential - Relocation of overhead service Refeed main house | SNL ELECTRICAL
GP-2023-04235 | 2024-01-03 | 2576 E 37TH AVENUE, Vancouver, BC V5R 2T6 | Gas Permit | Residential | Addition | Issued | Residential - Install a gas line for a gas stove in a house with an existing gas line | PANAGO ENTERPRISES LTD
EP-2023-01012 | 2023-02-07 | 41 E 40TH AVENUE, Vancouver, BC V5W 1L3 | Electrical Permit | Residential | Addition | Completed | Installation / Repair - Residential - Laneway service work. 200 A double meter base to be installed with a mast and the existing house to be fed with 100 A wire underground and laneway also to be fed with 100A wire to a location requested by owner. *1FD Service Disconnect/ Re-Connect | Nick's Electric Ltd
EP-2023-01088 | NULL | 41 E 40TH AVENUE, Vancouver, BC V5W 1L3 | Electrical Permit | Residential | New | Withdrawn | Installation / Repair - Residential - Disconnect of service at some point and reconnect of new service | Nick's Electric Ltd
EP-2022-06012 | 2022-08-03 | 49 E 40TH AVENUE, Vancouver, BC V5W 1L3 | Electrical Permit | Residential | Renovation - Dwelling Unit(s) only | Completed | Installation / Repair - Residential - Upgrade the service from 100A to 200A 240V, new panel will be in the garage. Wiring new circuit for lighting, receptacle and EV charger in the garage. | Yan's Electric Limited
EP-2024-00275 | NULL | 49 E 40TH AVENUE, Vancouver, BC V5W 1L3 | Electrical Permit | Residential | Addition | Applicant Revisions | Installation / Repair - Residential - Install electrical power circuit for heat pump CF-2023-012615 | T2WINS Service Ltd
MP-2023-02222 | 2023-12-13 | 49 E 40TH AVENUE, Vancouver, BC V5W 1L3 | Mechanical Permit | NULL | NULL | Completed | NULL | CoStar Home Energy Ltd
PP-2022-00668 | 2022-02-25 | 82 E 40TH AVENUE, Vancouver, BC V5W 1L4 | Plumbing Permit | Residential | New | Completed | Residential - 1FD+SS - I#1 & #2 - Installing 2 Sumps To construct a 2 storey + basement one-family dwelling with a secondary suite located in the basement with laneway house at the rear providing 1 parking spaces, having vehicular access from the lane. | Hans Demolition and Excavating Ltd.
PP-2022-01613 | 2022-05-11 | 82 E 40TH AVENUE, Vancouver, BC V5W 1L4 | Plumbing Permit | Residential | New | Completed | Residential - Plumbing for: >BP: To construct a 2 storey + basement one-family dwelling with a secondary suite ($721,500) located in the basement with laneway house at the rear providing 1 parking spaces, having vehicular access from the lane. Note: This is a 2 storey building pursuant to the Zoning and Development By-Law 1- Covenant registered at the Land Title Office under CA8831578 2- No strata titling permitted 3- Schedule B: Alan Prahalad P.Eng (604-831-1431) Structural 4- Schedule B: Zhao Guan P.Eng (778.868.5635) Geotechnical 5- HPO: Residential Builder - Cyanic Developments Inc. #42035 Address Note: #1-82 E 40th Av - One Family Dwelling (1st & 2nd floor, north portion of basement) #2-82 E 40th Av - Secondary Suite (north portion of basement) Address and suite numbers assigned as per approved plans for Fire and Emergency response. The address number is to be posted on the building to be visible from the street and the suite numbers are to be posted at the suite entries in accordance with the Building By-law prior to final inspection. ****ALL PROJECT COORINATOR NOTES HAS BEEN ACCEPTED BY THE APPLICANT**** ******THIS PERMIT HAS BEEN ISSUED UNDER THE REQUIREMENTS OF VBBL #12511 (2019)***** | Morteza Shahrvand
GP-2022-02285 | 2022-08-04 | 82 E 40TH AVENUE, Vancouver, BC V5W 1L4 | Gas Permit | Residential | New | Completed | Residential - 1FD+SS - #1 & #2 - gas piping roughin & finishing To construct a 2 storey + basement one-family dwelling with a secondary suite located in the basement with laneway house at the rear providing 1 parking spaces, having vehicular access from the lane. Note: This is a 2 storey building pursuant to the Zoning and Development By-Law | FAST ROUTE PLUMBING & REFRIGERATION MECHANICAL LTD
EP-2022-06730 | 2022-08-12 | 82 E 40TH AVENUE, Vancouver, BC V5W 1L4 | Electrical Permit | Residential | New | Completed | Installation / Repair - Residential - 1FD+SS - #1 & #2 - Extra Low Voltage. Door Bell, Data/Voice/TV Cable, Security Camera, Alarm Prewire. Central Vacuum Prewire. To construct a 2 storey + basement one-family dwelling with a secondary suite located in the basement with laneway house at the rear providing 1 parking spaces, having vehicular access from the lane. | SECUTECH DEVELOPMENT LTD.
SP-2022-01342 | 2022-08-22 | 82 E 40TH AVENUE, Vancouver, BC V5W 1L4 | Sprinkler Permit | Residential | New | Completed | Residential - 1FD+SS - #1 & #2 - To Install 31 sprinkler heads >DB: To construct a 2 storey + basement one-family dwelling with a secondary suite located in the basement with laneway house at the rear providing 1 parking spaces, having vehicular access from the lane. | General Sprinkler Systems Ltd
EP-2022-07187 | 2022-08-25 | 82 E 40TH AVENUE, Vancouver, BC V5W 1L4 | Electrical Permit | Residential | New | Expired | Temporary Power - Residential - To provide temporary power. | H.L. ELECTRICAL LTD
EP-2022-07885 | 2022-09-22 | 82 E 40TH AVENUE, Vancouver, BC V5W 1L4 | Electrical Permit | Residential | New | Completed | Installation / Repair - Residential - 200 amp main service 150 amp for house and 100 amp for lwh | H.L. ELECTRICAL LTD
PP-2022-00292 | 2022-01-31 | 91 E 40TH AVENUE, Vancouver, BC V5W 1L3 | Plumbing Permit | Residential | New | Completed | Residential - 1FD - Install 3/4" backlfow prevention device To construct a 2 storey + cellar one-family dwelling with a detached accessory building (garage) , at the rear providing 2 parking spaces, having vehicular access from the lane. PART 5 Project Note: This is a 2 storey building pursuant to the Zoning and Development By-Law 1- A/C unit proposed 2- No bar sink proposed in cellar | M&M Industries Ltd
GP-2023-02396 | 2023-08-16 | 126 E 40TH AVENUE, Vancouver, BC V5W 1L5 | Gas Permit | Residential | Tenant Improvement | Completed | Residential - 1 Furnace replace current furnace with a 96% high-efficiency furnace | Constantine Georgas
EP-2023-01161 | 2023-03-03 | 231 E 40TH AVENUE, Vancouver, BC V5W 1L7 | Electrical Permit | Residential | Renovation | Issued | Installation / Repair - Residential - Installing a 40A induction cook top circuit. Customer is changing their gas range out for an electric cook-top. Electrical panel has no more room for additional breakers. Installing a 60A sub panel to make room for the 2P40A circuit. -No changes to the service | Gandy Installations Ltd
MP-2023-00998 | 2023-06-05 | 248 E 40TH AVENUE, Vancouver, BC V5W 1L8 | Mechanical Permit | NULL | NULL | Completed | NULL | Pioneer Plumbing & Heating Inc
EP-2023-04866 | 2023-06-09 | 248 E 40TH AVENUE, Vancouver, BC V5W 1L8 | Electrical Permit | Residential | Renovation | Issued | Installation / Repair - Residential - add new mini split in back yard *MP-2023-00998: Issued (Heating and Cooling) | Bisco Electrical Contracting Ltd
PP-2022-02088 | 2022-06-15 | 270 E 40TH AVENUE, Vancouver, BC V5W 1L8 | Plumbing Permit | Residential | New | Completed | Residential - Lawn Irrigation | David Bathurst
GP-2023-02107 | 2023-07-14 | 369 E 41ST AVENUE, Vancouver, BC V5W 1N9 | Gas Permit | Residential | Renovation | Completed | Residential - HWT re&re | Ferenc Nagy
SP-2023-01268 | 2023-07-17 | 381 E 41ST AVENUE, Vancouver, BC V5W 1N9 | Sprinkler Permit | Residential | New | Completed | Residential - installation of fire sprinkler system >BP: To construct a two-storey two-family dwelling with a detached accessory building (garage) at the rear providing 2 parking spaces, having vehicular access from the lane. The entire building, INCLUDING THE ATTACHED GARAGE (if applicable), to be sprinklered to 2 x NFPA 13D. 1. A/C units proposed on second storey 2. No Bar sinks proposed 3. Schedule B: Alan Prahalad P. Eng (604.831.1431) Structural & Geotechnical 4. HPO: Residential Builder - AMPM Custom Homes Inc July 17/2023-AMEND - the application should be 2 dual-check valve flow through system, not 2 backflow. | Max Fire Pro Ltd
GP-2023-02081 | 2023-07-17 | 381 E 41ST AVENUE, Vancouver, BC V5W 1N9 | Gas Permit | Residential | New | Completed | Residential - 2 Water Heater, 2 Range & 2 BBQ gas piping >BP: To construct a two-storey two-family dwelling | M-7 Mechanicals Ltd
PP-2023-01902 | 2023-05-29 | 381 E 41ST AVENUE, Vancouver, BC V5W 1N9 | Plumbing Permit | Residential | New | Completed | Residential - 2FD - SOUTH - 381 E 41ST AV NORTH - 380 E WOODSTOCK AV - plumbing and heating >DB: To construct a two-storey two-family dwelling with a detached accessory building (garage) at the rear providing 2 parking spaces, having vehicular access from the lane. The entire building, INCLUDING THE ATTACHED GARAGE (if applicable), to be sprinklered to 2 x NFPA 13D. 1. A/C units proposed on second storey 2. No Bar sinks proposed | Gurumehar Plumbing & Heating Ltd
NULL | NULL | 381 E 41ST AVENUE, Vancouver, BC V5W 1N9 | Mechanical Permit | NULL | NULL | Draft | NULL | NULL
MP-2023-01027 | 2023-06-06 | 381 E 41ST AVENUE, Vancouver, BC V5W 1N9 | Mechanical Permit | NULL | NULL | Completed | NULL | Gurumehar Plumbing & Heating Ltd
EP-2023-05254 | 2023-06-29 | 381 E 41ST AVENUE, Vancouver, BC V5W 1N9 | Electrical Permit | Residential | New | Completed | Installation / Repair - Residential - 200 amp service connection, 125 amp goes to each unit , New installation >BP: To construct a two-storey two-family dwelling ($650,000) with a detached accessory building (garage) at the rear providing 2 parking spaces, having vehicular access from the lane. The entire building, INCLUDING THE ATTACHED GARAGE (if applicable), to be sprinklered to 2 x NFPA 13D. 1. A/C units proposed on second storey 2. No Bar sinks proposed 3. Schedule B: Alan Prahalad P. Eng (604.831.1431) Structural & Geotechnical 4. HPO: Residential Builder - AMPM Custom Homes Inc ******THIS PERMIT HAS BEEN ISSUED UNDER THE REQUIREMENTS OF VBBL #12511 (2019)****** | AECOM ELECTRIC LTD
PP-2023-01683 | 2023-05-18 | 381 E 41ST AVENUE, Vancouver, BC V5W 1N9 | Plumbing Permit | Residential | New | Completed | Residential - 2FD - One sump out of the duplex | Jewel Mini Excavating Ltd
EP-2023-02068 | 2023-03-09 | 381 E 41ST AVENUE, Vancouver, BC V5W 1N9 | Electrical Permit | Residential | New | Issued | Temporary Power - Residential - To provide temporary power. | AECOM ELECTRIC LTD
GP-2022-00128 | 2022-01-16 | 470 E 41ST AVENUE, Vancouver, BC V5W 1P2 | Gas Permit | Residential | Renovation | Completed | Residential - boiler reand re | Sunrise Heating and Cooling Ltd
EP-2023-09969 | 2023-11-21 | 488 E 41ST AVENUE, Vancouver, BC V5W 1P2 | Electrical Permit | Residential | Addition | Issued | Installation / Repair - Residential - ¦ 1FD- HP ¦ electrical connections for 2 TON heat pump *An approved mechanical permit is required for the installation of air conditioning or heat pump unit before a final electrical inspection will be performed | DM Electric Ltd
GP-2023-03619 | 2023-11-20 | 488 E 41ST AVENUE, Vancouver, BC V5W 1P2 | Gas Permit | Residential | Renovation | Issued | Residential - Install new Furnace | Tradetec Mechanical Ltd
EP-2022-10294 | 2022-12-06 | 496 E 41ST AVENUE, Vancouver, BC V5W 1P2 | Electrical Permit | Residential | New | Expired | Temporary Power - Residential - To provide temporary power. | OPTIMUM ELECTRICAL LTD
EP-2023-05608 | 2023-07-07 | 530 E 41ST AVENUE, Vancouver, BC V5W 1P3 | Electrical Permit | Commercial | Renovation | Issued | Installation / Repair - Commercial - Voluntary fire alarm upgrade | VANCOUVER SCHOOL BOARD
GP-2023-01670 | 2023-05-29 | 3068 E 45TH AVENUE, Vancouver, BC V5R 3C7 | Gas Permit | Residential | Tenant Improvement | Completed | Residential - Gas furnace replacement | Wah Fai Plumbing & Heating Inc
EP-2022-05925 | 2022-07-21 | 3304 E 44TH AVENUE, Vancouver, BC V5R 3B4 | Electrical Permit | Residential | Renovation | Completed | Installation / Repair - Residential - Basement wiring, lights, plugs, heaters, wet bar | Bright West Electric Ltd
PP-2023-04132 | 2023-11-24 | 3320 E 44TH AVENUE, Vancouver, BC V5R 3B4 | Plumbing Permit | Residential | New | Issued | Residential - Sump and underground | GNA Contracting Ltd
SP-2023-02226 | 2023-12-12 | 3320 E 44TH AVENUE, Vancouver, BC V5R 3B4 | Sprinkler Permit | Residential | New | Issued | Residential - 2FD - FRONT - 3320 E 44TH AV - #1 BACK - 3320 44TH AV - #2 fixture >DB: To construct a 2.5 storey + basement two-family dwelling ($678,675.00) with attached garage at the front providing 2 parking spaces, having vehicular access from the street. Note: The entire building, INCLUDING THE ATTACHED GARAGE (if applicable), to be sprinklered to NFPA 13R Note: This is a 2.5 storey building pursuant to the Zoning and Development By-Law Note: As shown by an asterisk (*) on the building permit floor plans and/or elevations, exit protection is required to be provided in accordance with Articles 9.9.4.4., 9.9.4.6., and/or 9.37.2.8. of the 2019 VBBL. 1. Heat Pump proposed – Exterior component located in rear. 2. Bar sink located in basement. 3. Schedule B: (J.J.S.Hui) P.Eng (778.319.3403) Structural & Geotechnical 4. HPO: Residential Builder- Singh Development Ltd Address Information: Principle Dwelling #1: #1- 3320 E 44th Avenue (FRONT) Principle Dwelling #2: #2- 3320 E 44th Avenue (BACK) Address and suite numbers assigned as per approved plans for Fire and Emergency response. The address number is to be posted to the building to be visible from the street and the suite numbers are to be posted at the suite entries in accordance with the Building By-law prior to final inspection. ***This permit is issued under the VBBL 2019, with updated energy requirements as per bylaw # 12997 effective Jan 01, 2022.*** | East West Plumbing (2007) Ltd
NULL | NULL | 3320 E 44TH AVENUE, Vancouver, BC V5R 3B4 | Gas Permit | Residential | New | Draft | Residential - fixtures | East West Plumbing (2007) Ltd
MP-2024-00033 | 2024-01-09 | 3320 E 44TH AVENUE, Vancouver, BC V5R 3B4 | Mechanical Permit | NULL | NULL | Issued | NULL | East West Plumbing (2007) Ltd
PP-2023-04386 | 2023-12-19 | 3320 E 44TH AVENUE, Vancouver, BC V5R 3B4 | Plumbing Permit | Residential | New | Issued | Residential - fixture >BP: To construct a 2.5 storey + basement two-family dwelling ($678,675.00) with attached garage at the front providing 2 parking spaces, having vehicular access from the street. Note: The entire building, INCLUDING THE ATTACHED GARAGE (if applicable), to be sprinklered to NFPA 13R Note: This is a 2.5 storey building pursuant to the Zoning and Development By-Law Note: As shown by an asterisk (*) on the building permit floor plans and/or elevations, exit protection is required to be provided in accordance with Articles 9.9.4.4., 9.9.4.6., and/or 9.37.2.8. of the 2019 VBBL. 1. Heat Pump proposed – Exterior component located in rear. 2. Bar sink located in basement. 3. Schedule B: (J.J.S.Hui) P.Eng (778.319.3403) Structural & Geotechnical 4. HPO: Residential Builder- Singh Development Ltd | East West Plumbing (2007) Ltd
PP-2022-03778 | 2022-11-09 | 3326 E 44TH AVENUE, Vancouver, BC V5R 3B4 | Plumbing Permit | Residential | New | Completed | Residential - SUMP | GNA Contracting Ltd
NULL | NULL | 3326 E 44TH AVENUE, Vancouver, BC V5R 3B4 | Mechanical Permit | NULL | NULL | Draft | NULL | East West Plumbing (2007) Ltd
MP-2023-00290 | 2023-03-03 | 3326 E 44TH AVENUE, Vancouver, BC V5R 3B4 | Mechanical Permit | NULL | NULL | Completed | NULL | East West Plumbing (2007) Ltd
PP-2023-00589 | 2023-02-21 | 3326 E 44TH AVENUE, Vancouver, BC V5R 3B4 | Plumbing Permit | Residential | New | Completed | Residential - 2FD - FRONT - 3326 E 44TH AV BACK - 3328 E 44TH AV fixtures >DB: To construct a 2.5 storey two-family dwelling with attached 2 car garage at the front providing 2 parking spaces, having vehicular access from the street. 1. No A/C Unit proposed 2. Entire building to be sprinklered 13R 3. A/C proposed – Exterior component located in rear yard, Interior component located in attic floor closet 4. Bar sink located in recreation room | East West Plumbing (2007) Ltd
GP-2023-01283 | 2023-04-25 | 3326 E 44TH AVENUE, Vancouver, BC V5R 3B4 | Gas Permit | Residential | New | Completed | Residential - 2FD - FRONT - 3326 E 44TH AV BACK - 3328 E 44TH AV Fixtures only The entire building, INCLUDING THE ATTACHED GARAGE (if applicable), to be sprinklered to NFPA 13R >DB: To construct a 2.5 storey two-family dwelling with attached 2 car garage at the front providing 2 parking spaces, having vehicular access from the street. 1. No A/C Unit proposed 2. Entire building to be sprinklered 13R 3. A/C proposed – Exterior component located in rear yard, Interior component located in attic floor closet 4. Bar sink located in recreation room | East West Plumbing (2007) Ltd
SP-2023-00694 | 2023-05-05 | 3326 E 44TH AVENUE, Vancouver, BC V5R 3B4 | Sprinkler Permit | Residential | New | Completed | Residential - fixtures >BP: To construct a 2.5 storey two-family dwelling with attached 2 car garage at the front providing 2 parking spaces, having vehicular access from the street. 1. No A/C Unit proposed 2. Entire building to be sprinklered 13R 3. A/C proposed – Exterior component located in rear yard, Interior component located in attic floor closet 4. Bar sink located in recreation room 5. Schedule B: (Jason Hui) P.Eng (778.319.3403) Structural 6. Schedule B: (Jason Hui) P.Eng (778.319.3403) Geotechnical 7. HPO: Residential Builder- Singh Development Ltd | East West Plumbing (2007) Ltd
EP-2023-02967 | 2023-04-04 | 3326 E 44TH AVENUE, Vancouver, BC V5R 3B4 | Electrical Permit | Residential | New | Completed | Installation / Repair - Residential - New construction duplex - new wiring and finishing. >BP: To construct a 2.5 storey two-family dwelling ($666,650) with attached 2 car garage at the front providing 2 parking spaces, having vehicular access from the street. 1. No A/C Unit proposed 2. Entire building to be sprinklered 13R 3. A/C proposed – Exterior component located in rear yard, Interior component located in attic floor closet 4. Bar sink located in recreation room 5. Schedule B: (Jason Hui) P.Eng (778.319.3403) Structural 6. Schedule B: (Jason Hui) P.Eng (778.319.3403) Geotechnical 7. HPO: Residential Builder- Singh Development Ltd Note: This is a 2 storey building pursuant to the Zoning and Development By-Law **THIS PERMIT HAS BEEN ISSUED UNDER THE REQUIREMENTS OF VBBL #12511 (2019)** | MSD Electrical Ltd.
EP-2023-02619 | 2023-03-28 | 3326 E 44TH AVENUE, Vancouver, BC V5R 3B4 | Electrical Permit | Residential | New | Completed | Installation / Repair - Residential - Low voltage rough wire & finish for data, cable, alarm, Intercom, vacuum & CCTV >BP: To construct a 2.5 storey two-family dwelling ($666,650) with attached 2 car garage at the front providing 2 parking spaces, having vehicular access from the street. 1. No A/C Unit proposed 2. Entire building to be sprinklered 13R 3. A/C proposed – Exterior component located in rear yard, Interior component located in attic floor closet 4. Bar sink located in recreation room 5. Schedule B: (Jason Hui) P.Eng (778.319.3403) Structural 6. Schedule B: (Jason Hui) P.Eng (778.319.3403) Geotechnical 7. HPO: Residential Builder- Singh Development Ltd Note: This is a 2 storey building pursuant to the Zoning and Development By-Law **THIS PERMIT HAS BEEN ISSUED UNDER THE REQUIREMENTS OF VBBL #12511 (2019)** | Paratech Integrated Systems Ltd
GP-2023-01071 | 2023-03-28 | 3334 E 44TH AVENUE, Vancouver, BC V5R 3B4 | Gas Permit | Residential | Addition | Completed | Residential - TO INSTALL 1 FURNACE | BC Care Heating Services Ltd
EP-2022-01732 | NULL | 3643 E 45TH AVENUE, Vancouver, BC V5R 3G6 | Electrical Permit | Residential | Renovation | Withdrawn | Installation / Repair - Residential - relocate service mast, to close to the deck | LK Electrical LTD
PP-2023-00457 | 2023-02-09 | 3643 E 45TH AVENUE, Vancouver, BC V5R 3G6 | Plumbing Permit | Residential | New | Issued | Residential - Plumbing >BP: To construct a two-storey two-family dwelling , with a detached accessory building (garage) at the rear providing 2 parking spaces, having vehicular access from the lane. Note: This is a 2.5 storey building pursuant to the Zoning and Development By-Law 1. A/C units proposed in crawl space and upper floor 2. Bar sinks not proposed 3. Schedule B: Md. Shahidul Alam P.Eng (604)-653-7475 Structural & Geotechnical 4. HPO: Residential Builder - Khera Homes Ltd | Lally Plumbing & Heating Ltd
EP-2023-00596 | 2023-01-24 | 3643 E 45TH AVENUE, Vancouver, BC V5R 3G6 | Electrical Permit | Residential | New | Expired | Temporary Power - Residential - To provide temporary power. | AECOM ELECTRIC LTD
MP-2023-00931 | 2023-05-25 | 3643 E 45TH AVENUE, Vancouver, BC V5R 3G6 | Mechanical Permit | NULL | NULL | Issued | NULL | Lally Plumbing & Heating Ltd
EP-2023-05155 | 2023-06-23 | 3643 E 45TH AVENUE, Vancouver, BC V5R 3G6 | Electrical Permit | Residential | New | Issued | Installation / Repair - Residential - 200 amp service connection, Duplex house , 125 amp goes to each unit , New installation *An approved mechanical permit is required for the installation of air conditioning or heat pump unit at the time of installation before an electrical inspection will be performed >BP: To construct a two-storey two-family dwelling ($735,647.50), with a detached accessory building (garage) at the rear providing 2 parking spaces, having vehicular access from the lane. Note: This is a 2.5 storey building pursuant to the Zoning and Development By-Law 1. A/C units proposed in crawl space and upper floor 2. Bar sinks not proposed 3. Schedule B: Md. Shahidul Alam P.Eng (604)-653-7475 Structural & Geotechnical 4. HPO: Residential Builder - Khera Homes Ltd ***This permit is issued under the VBBL 2019, with updated energy requirements as per bylaw # 12997 effective Jan 01, 2022.*** | AECOM ELECTRIC LTD
GP-2023-02069 | 2023-07-11 | 3643 E 45TH AVENUE, Vancouver, BC V5R 3G6 | Gas Permit | Residential | New | Issued | Residential - 1 Range, 2 Boiler & 2 BBQ Gas BBQ piping only >BP: To construct a two-storey two-family dwelling | Lally Plumbing & Heating Ltd
SP-2023-01219 | 2023-07-12 | 3643 E 45TH AVENUE, Vancouver, BC V5R 3G6 | Sprinkler Permit | Residential | New | Issued | Residential - Install Sprinkler Heads -The entire building, INCLUDING THE ATTACHED GARAGE (if applicable), to be sprinklered to 2 x NFPA 13D. Any alterations or conversions to the attached garage (if applicable) to habitable living space shall not be permitted without first obtaining the approval of the Director of Plan >BP: To construct a two-storey two-family dwelling ($735,647.50), with a detached accessory building (garage) at the rear providing 2 parking spaces, having vehicular access from the lane. Note: This is a 2.5 storey building pursuant to the Zoning and Development By-Law 1. A/C units proposed in crawl space and upper floor 2. Bar sinks not proposed 3. Schedule B: Md. Shahidul Alam P.Eng (604)-653-7475 Structural & Geotechnical 4. HPO: Residential Builder - Khera Homes Ltd. 5. Rev#2: Performance based modelling of energy usage compliance path #2 proposed | RAHELU PLUMBING & HEATING LTD.
EP-2023-06098 | 2023-07-07 | 3643 E 45TH AVENUE, Vancouver, BC V5R 3G6 | Electrical Permit | Residential | New | Issued | Installation / Repair - Residential - Pre-wired data telecommunications systems and CCTV cameras, as well as doorbells. Security Alarm systems. >BP: To construct a two-storey two-family dwelling ($735,647.50), with a detached accessory building (garage) at the rear providing 2 parking spaces, having vehicular access from the lane. Note: This is a 2.5 storey building pursuant to the Zoning and Development By-Law 1. A/C units proposed in crawl space and upper floor 2. Bar sinks not proposed 3. Schedule B: Md. Shahidul Alam P.Eng (604)-653-7475 Structural & Geotechnical 4. HPO: Residential Builder - Khera Homes Ltd ***This permit is issued under the VBBL 2019, with updated energy requirements as per bylaw # 12997 effective Jan 01, 2022.*** | Innova Security Systems Inc
PP-2023-00237 | 2023-01-23 | 3643 E 45TH AVENUE, Vancouver, BC V5R 3G6 | Plumbing Permit | Residential | New | Issued | Residential - sump >BP: To construct a two-storey two-family dwelling ($735,647.50), with a detached accessory building (garage) at the rear providing 2 parking spaces, having vehicular access from the lane. | Mainline Excavation Ltd
GP-2023-00716 | 2023-02-28 | 3650 E 45TH AVENUE, Vancouver, BC V5R 3G4 | Gas Permit | Residential | Renovation | Completed | Residential - RE AND RE FURNACE | Samra Heating & Cooling Ltd
PP-2024-00182 | 2024-01-25 | 3658 E 45TH AVENUE, Vancouver, BC V5R 3G4 | Plumbing Permit | Residential | Renovation | Issued | Residential - Installation of plumbing fixtures | Century Twenty One Gas & Heating Co. Ltd
EP-2024-00391 | NULL | 3658 E 45TH AVENUE, Vancouver, BC V5R 3G4 | Electrical Permit | Residential | Addition | Applicant Revisions | Installation / Repair - Residential - Installation of a solar photovoltaic system (36 solar panels/modules) and an energy storage system (2x Enphase IQ Battery 10T) (Enphase Energy, Inc. UL File No E488100). DB: Exterior and interior alterations to change of use of this existing Single Detached House to a Single Detached House with a Secondary Suite on this site. Scope of work includes: - New Interior walls and interior walls alterations - New self-closing fire-rated door between the secondary suite and the main dwelling - New door to the laundry room on the main floor - New kitchen on the main floor for the secondary suite - Remove and close the existing fireplace on the main floor - New gas fireplaces on the upper floor - Replacing a door with a window and install a New opening to the deck on the upper floor - Interior alterations to the second floor master bathroom ensuit - Second floor bathroom alterations - Update kitchen layout for upper floor. - Wok kitchen and pantry update Letter of assurance provided by: Schedule B (Structural): N.K. Varshney, P.Eng. 604-251-6320 Note: - No strata-titling will be permitted. - This is a two story building pursuant to the Zoning and Development By-law. - Any unauthorized work on this site, existing or otherwise, is neither recognized nor approved and may be subject to enforcement action - An annual Vancouver Business License must be obtained prior to the rental of this approved single detached house with secondary suite on this site - Install interconnected, hardwired, 120 volt smoke alarms with battery back-up and silencing feature, in each sleeping unit and within 5m outside each sleeping areas on each storey as per Building Bylaw 9.10.19 - Install Carbon Monoxide Alarm as per Building Bylaw 9.32.4.2 &Bulletin 2007-07-BU/EL | Penfolds Roofing Inc.
GP-2023-03305 | 2023-11-03 | 3658 E 45TH AVENUE, Vancouver, BC V5R 3G4 | Gas Permit | Residential | Renovation | Issued | Residential - 1 Gas fireplace installation >BP: Exterior and interior alterations to change of use of this existing Single Detached House to a Single Detached House with a Secondary Suite on this site. Scope of work includes: - New Interior walls and interior walls alterations - New self-closing fire-rated door between the secondary suite and the main dwelling - New door to the laundry room on the main floor - New kitchen on the main floor for the secondary suite - Remove and close the existing fireplace on the main floor - New gas fireplaces on the upper floor - Replacing a door with a window and install a New opening to the deck on the upper floor - Interior alterations to the second floor master bathroom ensuit - Second floor bathroom alterations - Update kitchen layout for upper floor. - Wok kitchen and pantry update | Vaglio Fireplace LTD
GP-2022-02158 | 2022-07-22 | 3679 E 45TH AVENUE, Vancouver, BC V5R 3G7 | Gas Permit | Residential | Addition | Completed | Residential - re and re gas range | Christopher Sterling
EP-2023-06239 | 2023-07-25 | 58 E 38TH AVENUE, Vancouver, BC V5W 1G9 | Electrical Permit | Residential | Addition | Issued | Installation / Repair - Residential - ¦ 1FD/ 125A ¦ DISCONNECT/ RE-CONNECT ¦ Run new cable meter box to house | Samreet Electrical Services Ltd
GP-2023-04043 | 2023-12-14 | 74 E 38TH AVENUE, Vancouver, BC V5W 1G9 | Gas Permit | Residential | Renovation | Completed | Residential - replace gas furnace | Joyce Heating Services Ltd
GP-2022-01517 | 2022-05-16 | 115 E 38TH AVENUE, Vancouver, BC V5W 1H2 | Gas Permit | Residential | Renovation | Completed | Residential - re/re of existing hot water tank with tankless water heater | 1236318 BC Ltd DBA Aquatech Vancouver
EP-2022-03317 | 2022-04-27 | 227 E 38TH AVENUE, Vancouver, BC V5W 1H3 | Electrical Permit | Residential | New | Expired | Temporary Power - Residential - To provide temporary power. >NOTE: Work authorized by this permit is for placement of a temporary power pole only and does not authorize any site construction and/or excavation. A separate Building Permit will be required prior to commencement of any other work on this site. | Ample Star Electrical Ltd.
MP-2023-01857 | 2023-10-17 | 227 E 38TH AVENUE, Vancouver, BC V5W 1H3 | Mechanical Permit | NULL | NULL | Completed | NULL | Century Twenty One Gas & Heating Co. Ltd
SP-2023-00151 | 2023-01-26 | 227 E 38TH AVENUE, Vancouver, BC V5W 1H3 | Sprinkler Permit | Residential | New | Completed | Residential - To install fire sprinkler system in SFD >BP: To construct a 2 storey + basement one-family dwelling with a detached accessory building (laneway), at the rear providing 1 parking space, having vehicular access from the lane. Note: This is a 2 storey building pursuant to the Zoning and Development By-Law 1- No Bar/Sink proposed 2- A/C unit proposed 3- Schedule B: A.S RATHOD P Eng (778) 885-0551 Structural & Geotechnical 4- Schedule B: Vishnu Suresh P Eng (778) 552-1559 Architectural and Structural for Glass Guard rail. 4-HPO: Residential Builder – K rise Homes Ltd 5- Entire Building to have NFPA 13-D | Max Fire Pro Ltd
PP-2022-02766 | 2022-08-10 | 227 E 38TH AVENUE, Vancouver, BC V5W 1H3 | Plumbing Permit | Residential | New | Completed | Residential - Sumps | Khela Excavating Ltd.
PP-2022-02929 | 2022-08-22 | 227 E 38TH AVENUE, Vancouver, BC V5W 1H3 | Plumbing Permit | Residential | New | Completed | Residential - Plumbing for: >BP: To construct a 2 storey + basement one-family dwelling ($713,000.00) with a detached accessory building (laneway), at the rear providing 1 parking space, having vehicular access from the lane. | AKAL Plumbing & Heating Ltd
GP-2023-00128 | 2023-01-12 | 227 E 38TH AVENUE, Vancouver, BC V5W 1H3 | Gas Permit | Residential | New | Completed | Residential - New Single Family Dwelling with gas piping complete to 1- Gas Boiler 1- BBQ 1- Range >To construct a 2 storey + basement one-family dwelling ($713,000.00) with a detached accessory building (laneway), at the rear providing 1 parking space, having vehicular access from the lane. Note: This Building Permit will remain in a suspended status until the associated (green) Demolition Permit BP-2021-04221 is completed. Note: This is a 2 storey building pursuant to the Zoning and Development By-Law 1- No Bar/Sink proposed 2- A/C unit proposed 3- Schedule B: A.S RATHOD P Eng (778) 885-0551 Structural & Geotechnical 4- Schedule B: Vishnu Suresh P Eng (778) 552-1559 Architectural and Structural for Glass Guard rail. 4-HPO: Residential Builder – K rise Homes Ltd 5- Entire Building to have NFPA 13-D Address Note: 227 E 38th Ave - primary house 231 E 38th Ave - Laneway House ****ALL PROJECT COORDINATOR NOTES HAS BEEN ACCEPTED BY THE APPLICANT**** ******THIS PERMIT HAS BEEN ISSUED UNDER THE REQUIREMENTS OF VBBL #12511 (2019)****** | AKAL Plumbing & Heating Ltd
EP-2022-10223 | 2022-12-05 | 227 E 38TH AVENUE, Vancouver, BC V5W 1H3 | Electrical Permit | Residential | New | Completed | Installation / Repair - Residential - Extra low voltage >To construct a 2 storey + basement one-family dwelling ($713,000.00) with a detached accessory building (laneway), at the rear providing 1 parking space, having vehicular access from the lane. Note: This Building Permit will remain in a suspended status until the associated (green) Demolition Permit BP-2021-04221 is completed. Note: This is a 2 storey building pursuant to the Zoning and Development By-Law 1- No Bar/Sink proposed 2- A/C unit proposed 3- Schedule B: A.S RATHOD P Eng (778) 885-0551 Structural & Geotechnical 4- Schedule B: Vishnu Suresh P Eng (778) 552-1559 Architectural and Structural for Glass Guard rail. 4-HPO: Residential Builder – K rise Homes Ltd 5- Entire Building to have NFPA 13-D Address Note: 227 E 38th Ave - primary house 231 E 38th Ave - Laneway House ****ALL PROJECT COORDINATOR NOTES HAS BEEN ACCEPTED BY THE APPLICANT**** ******THIS PERMIT HAS BEEN ISSUED UNDER THE REQUIREMENTS OF VBBL #12511 (2019)****** | Orbit Home Automation Ltd
MP-2022-00462 | 2022-10-24 | 227 E 38TH AVENUE, Vancouver, BC V5W 1H3 | Mechanical Permit | NULL | NULL | Completed | NULL | AKAL Plumbing & Heating Ltd
EP-2022-09260 | 2022-11-02 | 227 E 38TH AVENUE, Vancouver, BC V5W 1H3 | Electrical Permit | Residential | New | Completed | Installation / Repair - Residential - we are requesting for permit single family dwelling house we are doing rough wiring and service and finishing **Amend 11/16/2022** MAIN SERVICE...200 AMP ...ON EXISTING LANEWAY MAIN HOUSE ....125 AMP MAIN BRAKER / MAIN HOUSE TECK CABLE ...2/0 EXISTING LANEWAY...100AMP MAIN BRAKER **Amend 11/17/2022** 200 AMP MAIN SERVICE SERVICE LOCATED ON .. 231 E38 LANEWAY ADDRESS MAIN HOUSE ADDRESS...237 E 38 2 METERS EXISTING LANEWAY MAIN BRAKER....100 AMP MAIN BRAKER EXISTING NO 1 TECK CABKE FOR LANEWAY MAIN HOUSE 125 AMP MAIN BRAKER MAIN HOUSE HAVE 2/0 TECK CABLE **Amend 11/21/2022** correct the FSR CEL0002326312 **Amend 11/22/2022** Correction to FSR # CEL000232612 | Ample Star Electrical Ltd.
GP-2023-01172 | 2023-04-11 | 235 E 38TH AVENUE, Vancouver, BC V5W 1H3 | Gas Permit | Residential | Renovation | Completed | Residential - Install one natural gas fireplace insert | Vancouver Gas Fireplaces Ltd
GP-2023-01514 | NULL | 235 E 38TH AVENUE, Vancouver, BC V5W 1H3 | Gas Permit | Residential | Renovation | Withdrawn | Residential - Install one natural gas fireplace | Vancouver Gas Fireplaces Ltd
EP-2022-04030 | 2022-05-17 | 258 E 38TH AVENUE, Vancouver, BC V5W 1H4 | Electrical Permit | Residential | Renovation | Completed | Installation / Repair - Residential - 200A service upgrade from 100A. New service located on the garage. Underground sub feed to the home. ***Upgrade is NOT for EV charger*** If work on this site could lead to the disturbance of soil advise applicant to contact the Provincial Archeology Branch at 250-953-3334 for necessary permits. In addition, please advised that reports from an Archeologist and permits form the First Nations may be necessary prior to the release of your city of Vancouver Permits | F & S Electrical Ltd
EP-2022-03456 | 2022-08-25 | 268 E 38TH AVENUE, Vancouver, BC V5W 1H4 | Electrical Permit | Residential | Addition | Issued | Installation / Repair - Residential - Upgrading the existing 100amp service to 200amps -The only digging we need to do is for the 24" hole for the new ground plate. The service will be overhead. If work on this site could lead to the disturbance of soil advise applicant to contact the Provincial Archeology Branch at 250-953-3334 for necessary permits. In addition, please be advised that reports from an Archeologist (AIA, AOA) and permits from the First Nations may be necessary prior to the release of your City of Vancouver permits. Amend: Oct 24, 2022 add in a heat pump see the photo attached of the new heat pump location which is in the backyard of the lot. MP-2022-00455 | WESTPEAK ELECTRICAL LTD
GP-2022-03416 | 2023-01-31 | 268 E 38TH AVENUE, Vancouver, BC V5W 1H4 | Gas Permit | Residential | Renovation | Completed | Residential - Furnace re+re and hot water on demand NOTE: If work on this site could lead to the disturbance of soil advise applicant to contact the Provincial Archeology Branch at 250-953-3334 for necessary permits. In addition, please be advised that reports from an Archeologist (AIA, AOA) and permits from the First Nations may be necessary prior to the release of your City of Vancouver permits. Staff to document this was advised to the applicants, and to let your Manager know this application is in the system. | PG Precision Gas & Mechanical Inc
MP-2022-00455 | 2022-10-24 | 268 E 38TH AVENUE, Vancouver, BC V5W 1H4 | Mechanical Permit | NULL | NULL | Completed | NULL | PG Precision Gas & Mechanical Inc
EP-2022-04607 | 2022-06-13 | 292 E 38TH AVENUE, Vancouver, BC V5W 1H4 | Electrical Permit | Residential | New | Expired | Temporary Power - Residential - To provide temporary power. NOTE: Work authorized by this permit is for placement of a temporary power pole only and does not authorize any site construction and/or excavation. A separate Building Permit will be required prior to commencement of any other work on this site. If work on this site could lead to ground disturbance (impacting soil) advise applicant to contact the Provincial Archaeology Branch at 250-953-3334 for a list of archaeological consultants, who when retained by the proponent, will apply on the proponent’s behalf for the necessary archaeological permits. In addition, please be advised that reports from an Archaeologist (Archaeological Overview Assessment (AOA) or Archaeological Impact Assessment (AIA) reports) and archaeological/heritage inspection permits from the First Nations may be necessary prior to the release of your City of Vancouver permits. | Kooner Electrical Ltd
PP-2022-03735 | 2022-10-19 | 292 E 38TH AVENUE, Vancouver, BC V5W 1H4 | Plumbing Permit | Residential | New | Completed | Residential - 2FD - New plumbing for duplex To construct a 2 and half storey two-family dwelling, sprinklered to NFPA 13D requirements with a detached accessory building (garage), at the rear providing 2 parking spaces, having vehicular access from the lane. Note: This is a 2 and a half storey building pursuant to the Zoning and Development By-Law 1- A/C unit proposed on East side yard/int. upper lvl 2- Bar/Sink proposed in unit #1, Dinning room NOTE: If work on this site could lead to ground disturbance (impacting soil) advise applicant to contact the Provincial Archaeology Branch at 250-953-3334 for a list of archaeological consultants, who when retained by the proponent, will apply on the proponent’s behalf for the necessary archaeological permits. In addition, please be advised that reports from an Archaeologist (Archaeological Overview Assessment (AOA) or Archaeological Impact Assessment (AIA) reports) and archaeological/heritage inspection permits from the First Nations may be necessary prior to the release of your City of Vancouver permits. | ASPRA PLUMBING & HEATING LTD.
PP-2022-03630 | 2022-10-18 | 292 E 38TH AVENUE, Vancouver, BC V5W 1H4 | Plumbing Permit | Residential | New | Completed | Residential - sumps NOTE: If work on this site could lead to ground disturbance (impacting soil) advise applicant to contact the Provincial Archaeology Branch at 250-953-3334 for a list of archaeological consultants, who when retained by the proponent, will apply on the proponent’s behalf for the necessary archaeological permits. In addition, please be advised that reports from an Archaeologist (Archaeological Overview Assessment (AOA) or Archaeological Impact Assessment (AIA) reports) and archaeological/heritage inspection permits from the First Nations may be necessary prior to the release of your City of Vancouver permits | JVT EXCAVATING & DEMOLITION LTD
MP-2022-00621 | 2022-11-27 | 292 E 38TH AVENUE, Vancouver, BC V5W 1H4 | Mechanical Permit | NULL | NULL | Completed | NULL | ASPRA PLUMBING & HEATING LTD.
GP-2023-00164 | 2023-01-16 | 292 E 38TH AVENUE, Vancouver, BC V5W 1H4 | Gas Permit | Residential | New | Completed | Residential - INSTALL 2 GAS FIREPLACES, BASIC UP AND OUT THE WALL VENTING / VENT AND CONNECT ONLY >BP: To construct a 2 and half storey two-family dwelling, sprinklered to NFPA 13D requirements with a detached accessory building (garage), at the rear providing 2 parking spaces, having vehicular access from the lane. NOTE: If work on this site could lead to ground disturbance (impacting soil) advise applicant to contact the Provincial Archaeology Branch at 250-953-3334 for a list of archaeological consultants, who when retained by the proponent, will apply on the proponent’s behalf for the necessary archaeological permits. In addition, please be advised that reports from an Archaeologist (Archaeological Overview Assessment (AOA) or Archaeological Impact Assessment (AIA) reports) and archaeological/heritage inspection permits from the First Nations may be necessary prior to the release of your City of Vancouver permits. | The LM Fireplace Warehouse Ltd.
PP-2023-02669 | 2023-07-27 | 292 E 38TH AVENUE, Vancouver, BC V5W 1H4 | Plumbing Permit | Residential | New | Completed | Residential - irrigation system >BP: To construct a 2 and half storey two-family dwelling, sprinklered to NFPA 13D requirements with a detached accessory building (garage), at the rear providing 2 parking spaces, having vehicular access from the lane. | Henry Michael Porteous
EP-2023-00740 | 2023-01-30 | 292 E 38TH AVENUE, Vancouver, BC V5W 1H4 | Electrical Permit | Residential | New | Completed | Installation / Repair - Residential - 2FD - NORTH - 292 E 38TH AV SOUTH - 5421 SOPHIA ST Prewire and Finish - Alarm, CCTV, Data, Audio >DB: To construct a 2 and half storey two-family dwelling, sprinklered to NFPA 13D requirements with a detached accessory building (garage), at the rear providing 2 parking spaces, having vehicular access from the lane. Note: This is a 2 and a half storey building pursuant to the Zoning and Development By-Law 1- A/C unit proposed on East side yard/int. upper lvl 2- Bar/Sink proposed in unit #1, Dinning room If work on this site could lead to ground disturbance (impacting soil) advise applicant to contact the Provincial Archaeology Branch at 250-953-3334 for a list of archaeological consultants, who when retained by the proponent, will apply on the proponent’s behalf for the necessary archaeological permits. In addition, please be advised that reports from an Archaeologist (Archaeological Overview Assessment (AOA) or Archaeological Impact Assessment (AIA) reports) and archaeological/heritage inspection permits from the First Nations may be necessary prior to the release of your City of Vancouver permits. | Vantech Communications Ltd.
GP-2023-00313 | 2023-02-01 | 292 E 38TH AVENUE, Vancouver, BC V5W 1H4 | Gas Permit | Residential | New | Completed | Residential - 2FD - NORTH - 292 E 38TH AV SOUTH - 5421 SOPHIA ST Gas for new single family residential >DB: To construct a 2 and half storey two-family dwelling, sprinklered to NFPA 13D requirements with a detached accessory building (garage), at the rear providing 2 parking spaces, having vehicular access from the lane. Note: This is a 2 and a half storey building pursuant to the Zoning and Development By-Law 1- A/C unit proposed on East side yard/int. upper lvl 2- Bar/Sink proposed in unit #1, Dinning room If work on this site could lead to ground disturbance (impacting soil) advise applicant to contact the Provincial Archaeology Branch at 250-953-3334 for a list of archaeological consultants, who when retained by the proponent, will apply on the proponent’s behalf for the necessary archaeological permits. In addition, please be advised that reports from an Archaeologist (Archaeological Overview Assessment (AOA) or Archaeological Impact Assessment (AIA) reports) and archaeological/heritage inspection permits from the First Nations may be necessary prior to the release of your City of Vancouver permits. | ASPRA PLUMBING & HEATING LTD.
EP-2023-00865 | 2023-02-08 | 292 E 38TH AVENUE, Vancouver, BC V5W 1H4 | Electrical Permit | Residential | New | Completed | Installation / Repair - Residential - Rough Wire, Service, and Finishing to be completed. DUPLEX #1 = 125A DUPLEX # 2 = 125A MAIN SERVICE = 200A >BP: To construct a 2 and half storey two-family dwelling, sprinklered to NFPA 13D requirements with a detached accessory building (garage), at the rear providing 2 parking spaces, having vehicular access from the lane. Note: This is a 2 and a half storey building pursuant to the Zoning and Development By-Law 1- A/C unit proposed on East side yard/int. upper lvl 2- Bar/Sink proposed in unit #1, Dinning room 3- Schedule B: Ke Jian, Ma, P.Eng. (604.599.8890) Structural & Geotechnical 4- HPO: Mercia Construction Ltd **THIS PERMIT IS ISSUED UNDER THE REQUIREMENTS OF VBBL #12511 (2019) ** | Kooner Electrical Ltd
SP-2023-00264 | 2023-02-16 | 292 E 38TH AVENUE, Vancouver, BC V5W 1H4 | Sprinkler Permit | Residential | New | Completed | Residential - To Install 45 sprinkler heads >BP: To construct a 2 and half storey two-family dwelling, sprinklered to NFPA 13D requirements with a detached accessory building (garage), at the rear providing 2 parking spaces, having vehicular access from the lane. Note: This is a 2 and a half storey building pursuant to the Zoning and Development By-Law 1- A/C unit proposed on East side yard/int. upper lvl 2- Bar/Sink proposed in unit #1, Dinning room 3- Schedule B: Ke Jian, Ma, P.Eng. (604.599.8890) Structural & Geotechnical 4- HPO: Mercia Construction Ltd | General Sprinkler Systems Ltd
PP-2023-00548 | 2023-02-15 | 2287 E 41ST AVENUE, Vancouver, BC V5P 1L5 | Plumbing Permit | Residential | New | Completed | Residential - plumbing >BP: To construct a 2 storey two-family dwelling with 2 secondary suites located in the Basement with a detached accessory building (garage) and 2 open parking at the rear providing total of 4 parking spaces, having vehicular access from the lane. Note: The entire building, INCLUDING THE ATTACHED GARAGE (if applicable), to be sprinklered to 2 x NFPA 13D 1. Covenant registered at the Land Title Office under CB261579-CB261580 2. A/C proposed – Exterior component located in Rear, Interior component located in Second Floor 3. Bar sink located in Basement 4. Schedule B: (X.L Chen) P.Eng (778.235.5447) Structural & Geotechnical 5. HPO: Residential Builder- C-Best Construction Ltd | Easyway Plumbing & Heating Ltd
EP-2023-02104 | 2023-03-16 | 2287 E 41ST AVENUE, Vancouver, BC V5P 1L5 | Electrical Permit | Residential | New | Completed | Installation / Repair - Residential - Duplex New electrical work >BP: To construct a 2 storey two-family dwelling with 2 secondary suites located in the Basement ($1,004,902) with a detached accessory building (garage) and 2 open parking at the rear providing total of 4 parking spaces, having vehicular access from the lane. Note: The entire building, INCLUDING THE ATTACHED GARAGE (if applicable), to be sprinklered to 2 x NFPA 13D 1. Covenant registered at the Land Title Office under CB261579-CB261580 2. A/C proposed – Exterior component located in Rear, Interior component located in Second Floor 3. Bar sink located in Basement 4. Schedule B: (X.L Chen) P.Eng (778.235.5447) Structural & Geotechnical 5. HPO: Residential Builder- C-Best Construction Ltd Note: This is a 2 storey building pursuant to the Zoning and Development By-Law **THIS PERMIT HAS BEEN ISSUED UNDER THE REQUIREMENTS OF VBBL #12511 (2019)** | Best Choice Electrical Ltd
SP-2023-00517 | 2023-03-27 | 2287 E 41ST AVENUE, Vancouver, BC V5P 1L5 | Sprinkler Permit | Residential | New | Completed | Residential - install sprinkler system in the duplex >BP: To construct a 2 storey two-family dwelling with 2 secondary suites located in the Basement with a detached accessory building (garage) and 2 open parking at the rear providing total of 4 parking spaces, having vehicular access from the lane. Note: The entire building, INCLUDING THE ATTACHED GARAGE (if applicable), to be sprinklered to 2 x NFPA 13D 1. Covenant registered at the Land Title Office under CB261579- CB261580 2. A/C proposed – Exterior component located in Rear, Interior component located in Second Floor 3. Schedule B: (X.L Chen) P.Eng (778.235.5447) Structural & Geotechnical 4. HPO: Residential Builder- C-Best Construction Ltd | Max Fire Pro Ltd
EP-2023-02225 | 2023-03-16 | 2287 E 41ST AVENUE, Vancouver, BC V5P 1L5 | Electrical Permit | Residential | New | Completed | Installation / Repair - Residential - Low voltage rough wire & finish for data, cable, doorbell, intercom, alarm & CCTV. >BP: To construct a 2 storey two-family dwelling with 2 secondary suites located in the Basement ($1,004,902) with a detached accessory building (garage) and 2 open parking at the rear providing total of 4 parking spaces, having vehicular access from the lane. Note: The entire building, INCLUDING THE ATTACHED GARAGE (if applicable), to be sprinklered to 2 x NFPA 13D 1. Covenant registered at the Land Title Office under CB261579- CB261580 2. A/C proposed – Exterior component located in Rear, Interior component located in Second Floor 3. Schedule B: (X.L Chen) P.Eng (778.235.5447) Structural & Geotechnical 4. HPO: Residential Builder- C-Best Construction Ltd Note: This is a 2 storey building pursuant to the Zoning and Development By-Law **THIS PERMIT HAS BEEN ISSUED UNDER THE REQUIREMENTS OF VBBL #12511 (2019)** | Paratech Integrated Systems Ltd
GP-2023-00953 | 2023-03-17 | 2287 E 41ST AVENUE, Vancouver, BC V5P 1L5 | Gas Permit | Residential | New | Completed | Residential - 2FD+2SS - WEST - 2287 E 41ST AV - #1 & #2 EAST - 2289 E 41ST AV - #1 & #2 gas piping >DB: To construct a 2 storey two-family dwelling with 2 secondary suites located in the Basement ($1,004,902) with a detached accessory building (garage) and 2 open parking at the rear providing total of 4 parking spaces, having vehicular access from the lane. Note: The entire building, INCLUDING THE ATTACHED GARAGE (if applicable), to be sprinklered to 2 x NFPA 13D 1. Covenant registered at the Land Title Office under CB261579- CB261580 2. A/C proposed – Exterior component located in Rear, Interior component located in Second Floor | Easyway Plumbing & Heating Ltd
PP-2022-04539 | 2023-01-03 | 2287 E 41ST AVENUE, Vancouver, BC V5P 1L5 | Plumbing Permit | Residential | New | Completed | Residential - Sump | AKAL DEMOLITION & EXCAVATING LTD
EP-2022-04904 | 2022-06-09 | 2287 E 41ST AVENUE, Vancouver, BC V5P 1L5 | Electrical Permit | Residential | New | Expired | Temporary Power - Residential - To provide temporary power. | Best Choice Electrical Ltd
EP-2023-09008 | 2023-10-05 | 312 E 40TH AVENUE, Vancouver, BC V5W 1L9 | Electrical Permit | Residential | New | Issued | Temporary Power - Residential - To provide temporary power. | H.L. ELECTRICAL LTD
PP-2023-03857 | 2023-11-02 | 312 E 40TH AVENUE, Vancouver, BC V5W 1L9 | Plumbing Permit | Residential | New | Issued | Residential - Install outside sump | Nihal Excavating & Landscaping Ltd
EP-2023-10185 | 2023-11-27 | 312 E 40TH AVENUE, Vancouver, BC V5W 1L9 | Electrical Permit | Residential | New | Issued | Installation / Repair - Residential - 200 amp main service 125 for each unit All rough wiring and finishing >BP: To construct a two-storey two-family dwelling , with a detached accessory building at the rear providing 2 parking spaces, having vehicular access from the lane. Note: This Building Permit will remain in a suspended status until the associated (green) Demolition Permit BP-2022-05185 is completed. Note: This is a 2 storey building pursuant to the Zoning and Development By-Law 1. External mechanical units proposed in rear yard 2. Schedule B: Jason Hui, P. Eng. (778-319-3403)Structural & Geotechnical 3. HPO: Moody Park Homes Ltd ***This permit is issued under the VBBL 2019, with updated energy requirements as per bylaw # 12997 effective Jan 01, 2022.*** | H.L. ELECTRICAL LTD
PP-2023-04162 | 2023-11-29 | 312 E 40TH AVENUE, Vancouver, BC V5W 1L9 | Plumbing Permit | Residential | New | Issued | Residential - 2FD - FRONT - 312 E 40TH AV - #1 BACK - 312 E 40TH AV - #2 Plumbing and radiant heat >DB: To construct a two-storey two-family dwelling , with a detached accessory building at the rear providing 2 parking spaces, having vehicular access from the lane. 1. External mechanical units proposed in rear yard ***This permit is issued under the VBBL 2019, with updated energy requirements as per bylaw # 12997 effective Jan 01, 2022.*** The entire building, to be sprinklered to 2 x NFPA 13D. ******THIS PERMIT HAS BEEN ISSUED UNDER THE REQUIREMENTS OF VBBL #12511 (2019)****** | Young Boys Mechanical Ltd
NULL | NULL | 312 E 40TH AVENUE, Vancouver, BC V5W 1L9 | Mechanical Permit | NULL | NULL | Draft | NULL | Young Boys Mechanical Ltd
MP-2023-02138 | 2023-12-03 | 312 E 40TH AVENUE, Vancouver, BC V5W 1L9 | Mechanical Permit | NULL | NULL | Issued | NULL | Young Boys Mechanical Ltd
MP-2024-00025 | 2024-01-07 | 312 E 40TH AVENUE, Vancouver, BC V5W 1L9 | Mechanical Permit | NULL | NULL | Issued | NULL | M-7 Mechanicals Ltd
GP-2023-04155 | 2023-12-22 | 312 E 40TH AVENUE, Vancouver, BC V5W 1L9 | Gas Permit | Residential | New | Issued | Residential - Install 2 range 2 bbq 2 fireplace There is piping for 2 bbq 2 fireplace >BP: To construct a two-storey two-family dwelling , with a detached accessory building at the rear providing 2 parking spaces, having vehicular access from the lane. | JOT MECHANICAL LTD
SP-2023-02296 | 2023-12-20 | 312 E 40TH AVENUE, Vancouver, BC V5W 1L9 | Sprinkler Permit | Residential | New | Issued | Residential - Install sprinklers in Duplex >BP: To construct a two-storey two-family dwelling , with a detached accessory building at the rear providing 2 parking spaces, having vehicular access from the lane. Note: This Building Permit will remain in a suspended status until the associated (green) Demolition Permit BP-2022-05185 is completed. Note: This is a 2 storey building pursuant to the Zoning and Development By-Law 1. External mechanical units proposed in rear yard 2. Schedule B: Jason Hui, P. Eng. (778-319-3403)Structural & Geotechnical 3. HPO: Moody Park Homes Ltd | Gold Key Fire Protection Ltd
GP-2023-04104 | 2023-12-20 | 312 E 40TH AVENUE, Vancouver, BC V5W 1L9 | Gas Permit | Residential | New | Issued | Residential - 1 Fireplace Venting and hook up only >BP: To construct a two-storey two-family dwelling , with a detached accessory building at the rear providing 2 parking spaces, having vehicular access from the lane. | ORAY FIREPLACES LTD
EP-2023-11343 | 2023-12-22 | 312 E 40TH AVENUE, Vancouver, BC V5W 1L9 | Electrical Permit | Residential | New | Issued | Installation / Repair - Residential - Wiring and finishing of extra low voltage including security alarm, cameras, 6 tv and 6 data lines >BP: To construct a two-storey two-family dwelling , with a detached accessory building at the rear providing 2 parking spaces, having vehicular access from the lane. Note: This is a 2 storey building pursuant to the Zoning and Development By-Law 1. External mechanical units proposed in rear yard 2. Schedule B: Jason Hui, P. Eng. (778-319-3403)Structural & Geotechnical 3. HPO: Moody Park Homes Ltd ***This permit is issued under the VBBL 2019, with updated energy requirements as per bylaw # 12997 effective Jan 01, 2022.*** Combustible projections or roof soffits on an exposing building face shall not project to less than .45m from the property line and shall be in compliance with VBBL 2019 9.10.15.5.(9) The entire building, to be sprinklered to 2 x NFPA 13D. ******THIS PERMIT HAS BEEN ISSUED UNDER THE REQUIREMENTS OF VBBL #12511 (2019)****** | Creative Security Solutions Ltd
EP-2022-10231 | 2022-12-09 | 334 E 40TH AVENUE, Vancouver, BC V5W 1L9 | Electrical Permit | Residential | New | Completed | Installation / Repair - Residential - New residential house with suite >BP: To construct a 2 storey + cellar one-family dwelling with a secondary suite ($722,250.00) with a detached accessory building (garage), at the rear providing 2 parking spaces, having vehicular access from the lane. Note: This is a 2 storey building pursuant to the Zoning and Development By-Law 1- A/C unit proposed rear yard 2- Schedule B: Henry S.N Hsu P.Eng (604.322.7158) Structural & Geotechnical 3-HPO: Residential Builder - Bella Vista Management Ltd. ******THIS PERMIT HAS BEEN ISSUED UNDER THE REQUIREMENTS OF VBBL #12511 (2019)**** | RBM Electric Ltd
EP-2022-08815 | 2022-10-18 | 334 E 40TH AVENUE, Vancouver, BC V5W 1L9 | Electrical Permit | Residential | New | Completed | Installation / Repair - Residential - 1FD+SS - #1 & #2 - Low Voltage Installation Security Alarm tV, Tel, Internet, Intercom , Vacuum. COMPLETE SECURITY ALARM SYSTEM >DB: To construct a 2 storey + cellar one-family dwelling with a secondary suite with a detached accessory building (garage), at the rear providing 2 parking spaces, having vehicular access from the lane. Note: This is a 2 storey building pursuant to the Zoning and Development By-Law 1- A/C unit proposed rear yard | Covert Security Solutions Inc
GP-2022-03234 | 2022-10-20 | 334 E 40TH AVENUE, Vancouver, BC V5W 1L9 | Gas Permit | Residential | New | Completed | Residential - Install 2 PSI natural gas distribution system for 4 appliance >BP: To construct a 2 storey + cellar one-family dwelling with a secondary suite ($722,250.00) with a detached accessory building (garage), at the rear providing 2 parking spaces, having vehicular access from the lane. Note: This is a 2 storey building pursuant to the Zoning and Development By-Law 1- A/C unit proposed rear yard 2- Schedule B: Henry S.N Hsu P.Eng (604.322.7158) Structural & Geotechnical 3-HPO: Residential Builder - Bella Vista Management Ltd. ******THIS PERMIT HAS BEEN ISSUED UNDER THE REQUIREMENTS OF VBBL #12511 (2019)** | D'AMATO PLUMBING & HEATING
SP-2022-01463 | 2022-09-08 | 334 E 40TH AVENUE, Vancouver, BC V5W 1L9 | Sprinkler Permit | Residential | New | Completed | Residential - New installation in a single family home >BP: To construct a 2 storey + cellar one-family dwelling with a secondary suite ($722,250.00) with a detached accessory building (garage), at the rear providing 2 parking spaces, having vehicular access from the lane. *Building to be sprinklered to NFPA 13D* | Creekside Fire Protection Ltd
GP-2022-02077 | 2022-07-15 | 334 E 40TH AVENUE, Vancouver, BC V5W 1L9 | Gas Permit | Residential | New | Completed | Residential - INSTALL 1 GAS FIREPLACE, 10' UP AND OUT THE ROOF VENTING, APPLIANCE ONLY >To construct a 2 storey + cellar one-family dwelling with a secondary suite ($722,250.00) with a detached accessory building (garage), at the rear providing 2 parking spaces, having vehicular access from the lane. Note: This is a 2 storey building pursuant to the Zoning and Development By-Law 1- A/C unit proposed rear yard 2- Schedule B: Henry S.N Hsu P.Eng (604.322.7158) Structural & Geotechnical 3-HPO: Residential Builder - Bella Vista Management Ltd. ******THIS PERMIT HAS BEEN ISSUED UNDER THE REQUIREMENTS OF VBBL #12511 (2019)****** | The LM Fireplace Warehouse Ltd.
PP-2022-01779 | 2022-05-26 | 334 E 40TH AVENUE, Vancouver, BC V5W 1L9 | Plumbing Permit | Residential | New | Completed | Residential - Plumbing for: >BP: To construct a 2 storey + cellar one-family dwelling with a secondary suite ($722,250.00) with a detached accessory building (garage), at the rear providing 2 parking spaces, having vehicular access from the lane. Note: This is a 2 storey building pursuant to the Zoning and Development By-Law 1- A/C unit proposed rear yard 2- Schedule B: Henry S.N Hsu P.Eng (604.322.7158) Structural & Geotechnical 3-HPO: Residential Builder - Bella Vista Management Ltd. ******THIS PERMIT HAS BEEN ISSUED UNDER THE REQUIREMENTS OF VBBL #12511 (2019)***** | D'AMATO PLUMBING & HEATING
PP-2022-00430 | 2022-02-09 | 334 E 40TH AVENUE, Vancouver, BC V5W 1L9 | Plumbing Permit | Residential | New | Completed | Residential - 1FD+SS - #1 & #2 - Install drainage sump, waterline rough in, sanitary rough in To construct a 2 storey + cellar one-family dwelling with a secondary suite with a detached accessory building (garage), at the rear providing 2 parking spaces, having vehicular access from the lane. Note: This is a 2 storey building pursuant to the Zoning and Development By-Law 1- A/C unit proposed rear yard | Bella Vista Management Ltd
EP-2022-00911 | 2022-02-06 | 334 E 40TH AVENUE, Vancouver, BC V5W 1L9 | Electrical Permit | Residential | New | Expired | Temporary Power - Residential - To provide temporary power. | RBM Electric Ltd
EP-2024-00628 | 2024-02-01 | 1425 E 3RD AVENUE, Vancouver, BC | Electrical Permit | Commercial | Renovation - Dwelling Unit(s) only | Issued | Installation / Repair - Commercial - Work Applies to suites: 903/1203 -Suite Panel Change. -Lighting fixture re-install. -Re/Re plugs and switches -Exhaust Fan retrofit. -New Leak sensor outlet. -Small plug location adjustments due to plumbing heaters. -there is no structural work being performed. There were pieces of drywall removed for access to some electrical boxes needed for our scope of work and as well accesses to plumbing pipes for the plumbers scope of work on both walls and ceilings in various areas. | Delport Electric 2000 Ltd
PP-2024-00116 | 2024-01-19 | 1425 E 3RD AVENUE, Vancouver, BC | Plumbing Permit | Commercial | Renovation | Issued | Commercial - Domestic water pipe replacement, kitchen and bathroom fixture replacement, hot water heating piping and baseboard replacement, and replacement of bathtubs with shower stalls. | CURAFLO OF BRITISH COLUMBIA LTD
EP-2024-00625 | 2024-02-02 | 1455 E 3RD AVENUE, Vancouver, BC | Electrical Permit | Commercial | Renovation - Dwelling Unit(s) only | Issued | Installation / Repair - Commercial - Work to be done in suites: 101/205/402/803/1202/1301 -Suite Panel Change. -Lighting fixture re-install. -Re/Re plugs and switches -Exhaust Fan retrofit. -New Leak sensor outlet. -Small plug location adjustments due to plumbing heaters. | Delport Electric 2000 Ltd
PP-2023-03981 | 2023-11-20 | 1455 E 3RD AVENUE, Vancouver, BC | Plumbing Permit | Commercial | Renovation | Issued | Commercial - Domestic water pipe replacement, kitchen and bathroom fixture replacement, hot water heating piping and baseboard replacement, and replacement of bathtubs with shower stalls. Built in 1973. | CURAFLO OF BRITISH COLUMBIA LTD
GP-2024-00023 | 2024-01-04 | 1511 E 3RD AVENUE, Vancouver, BC V5N 1G8 | Gas Permit | Residential | Renovation | Completed | Residential - furnace re&re | Ferenc Nagy
EP-2023-05949 | 2023-07-04 | 1562 E 3RD AVENUE, Vancouver, BC V5N 1G9 | Electrical Permit | Commercial | Tenant Improvement | Completed | Installation / Repair - Commercial - Replace existing fuse panel with 60A breaker panel for unit 101,103, 201, 202, 203, 301, 302 and 303. | Cathay Services Ltd
EP-2023-05947 | 2023-07-04 | 1568 E 3RD AVENUE, Vancouver, BC V5N 1G9 | Electrical Permit | Residential | Tenant Improvement | Completed | Installation / Repair - Residential - Replace existing fuse panel with 60A breaker panel for unit 1, 3, 5, and 7. | Cathay Services Ltd
EP-2023-03012 | 2023-05-05 | 1580 E 3RD AVENUE, Vancouver, BC V5N 1G9 | Electrical Permit | Commercial | Renovation | Issued | Installation / Repair - Commercial - Retain the mainline disconnect. Provide new time delay fuses and new feeders from the mainline disconnect to the new controller. Provide grounding to the machine room disconnect, and from the disconnect to the new controller. Retain the car light disconnect. Provide new fuses and feeders from the disconnect to the new controller. Provide a GFCI outlet to replace the conventional outlet in the machine room (quantity = 1 per machine room). Provide a GFCI outlet to replace the conventional outlet in the pit (quantity = 1 per pit). Provide caged or shatter resistant LED lighting in the machine room producing code compliant illumination levels (minimum 200 lx required at the floor and equipment). Provide improved caged or shatter resistant LED lighting in the elevator pit producing code compliant illumination levels (minimum 100 lx required at the pit floor). Provision of CAT5 phone line (and conduit as appropriate) from the telephone room to the corresponding machine room. Remove the on/off switch for the machine room exhaust fan. Retain the thermostat. Any wiring run in common areas shall be within the conduit. | Sasco Contractors Ltd
EP-2023-03015 | 2023-05-05 | 1638 E 3RD AVENUE, Vancouver, BC | Electrical Permit | Commercial | Renovation | Issued | Installation / Repair - Commercial - Retain the mainline disconnect. Provide new time delay fuses and new feeders from the mainline disconnect to the new controller. Provide grounding to the machine room disconnect, and from the disconnect to the new controller. Retain the car light disconnect. Provide new fuses and feeders from the disconnect to the new controller. Provide a GFCI outlet to replace the conventional outlet in the machine room (quantity = 1 per machine room). Provide a GFCI outlet to replace the conventional outlet in the pit (quantity = 1 per pit). Provide caged or shatter resistant LED lighting in the machine room producing code compliant illumination levels (minimum 200 lx required at the floor and equipment). Provide improved caged or shatter resistant LED lighting in the elevator pit producing code compliant illumination levels (minimum 100 lx required at the pit floor). Provision of CAT5 phone line (and conduit as appropriate) from the telephone room to the corresponding machine room. Remove the on/off switch for the machine room exhaust fan. Retain the thermostat. Any wiring run in common areas shall be within the conduit. | Sasco Contractors Ltd
EP-2024-00505 | 2024-01-29 | 2005 E 44TH AVENUE, Vancouver, BC V5P 1N1 | Electrical Permit | Commercial | Addition | Completed | Installation / Repair - Commercial - Install 8x LED wallpacks on exterior of building. >BP: Interior and exterior alterations to provide improvements for a new Health Care Office tenant in this existing commercial building on the site. Exterior alterations is limited to replacement of mechanical equipment on the roof only. | NEUTRON FACTORY WORKS INC.
PP-2022-01632 | 2022-06-02 | 2032 E 44TH AVENUE, Vancouver, BC V5P 1N2 | Plumbing Permit | Residential | New | Completed | Residential - sump >BP: To construct a two-storey two-family dwelling with two Lock off located in the basement, with a detached accessory building (garage) at the rear providing 2 parking spaces, having vehicular access from the lane. This Building Permit will remain in a suspended status until the associated (green) Demolition Permit BP-2021-04128 is completed. Note: This is a 2 storey building pursuant to the Zoning and Development By-Law 1. No strata titling permitted 2. A/C units proposed in rear yard. 3. Bar sinks proposed in main floor. 4. Schedule B: Julian Bozsik, M.Eng., P.Eng (604.431.0055)Structural & Geotechnical 5. HPO: Avon Nest Builders Inc. FRONT UNIT #1-2032 E 44th Av - One Family Dwelling (north side of 1st-2nd floor) #2-2032 E 44th Av - Lock Off (north side basement) BACK UNIT #1-2030 E 44th Av - One Family Dwelling (south side of 1st-2nd floor) #2-2030 E 44th Av - Lock Off (south side basement) Address and suite numbers assigned as per approved plans for Fire and Emergency response. The address numbers are to be posted to the building to be visible from the street and the suite numbers are to be posted at the suite entries in accordance with the Building By-law prior to final inspection. Combustible projections or roof soffits on an exposing building face shall not project to less than .45m from the property line and shall be in compliance with VBBL 2019 9.10.15.5.(9) The entire building, to be sprinklered to 2 x NFPA 13D. ******THIS PERMIT HAS BEEN ISSUED UNDER THE REQUIREMENTS OF VBBL #12511 (2019)****** | ON TIME EXCAVATING & DEMOLITION LTD
PP-2022-02611 | 2022-07-27 | 2032 E 44TH AVENUE, Vancouver, BC V5P 1N2 | Plumbing Permit | Residential | New | Completed | Residential - 2FD+2SS - FRONT - 2032 E 44TH AV - #1 & #2 BACK - 2030 E 44TH AV - #1 & #2 Installing piping for water and fixtures that use water. To construct a two-storey two-family dwelling with two Lock off located in the basement, with a detached accessory building (garage) at the rear providing 2 parking spaces, having vehicular access from the lane. Note: This is a 2 storey building pursuant to the Zoning and Development By-Law 1. No strata titling permitted 2. A/C units proposed in rear yard. 3. Bar sinks proposed in main floor. | BRAR PLUMBING & HEATING LTD
MP-2022-00125 | 2022-08-22 | 2032 E 44TH AVENUE, Vancouver, BC V5P 1N2 | Mechanical Permit | NULL | NULL | Completed | NULL | BRAR PLUMBING & HEATING LTD
SP-2022-01320 | 2022-08-18 | 2032 E 44TH AVENUE, Vancouver, BC V5P 1N2 | Sprinkler Permit | Residential | New | Completed | Residential - To install sprinkler >BP:To construct a two-storey two-family dwelling with two Lock off located in the basement, with a detached accessory building (garage) at the rear providing 2 parking spaces, having vehicular access from the lane. This Building Permit will remain in a suspended status until the associated (green) Demolition Permit BP-2021-04128 is completed. Note: This is a 2 storey building pursuant to the Zoning and Development By-Law 1. No strata titling permitted 2. A/C units proposed in rear yard. 3. Bar sinks proposed in main floor. 4. Schedule B: Julian Bozsik, M.Eng., P.Eng (604.431.0055)Structural & Geotechnical 5. HPO: Avon Nest Builders Inc. FRONT UNIT #1-2032 E 44th Av - One Family Dwelling (north side of 1st-2nd floor) #2-2032 E 44th Av - Lock Off (north side basement) BACK UNIT #1-2030 E 44th Av - One Family Dwelling (south side of 1st-2nd floor) #2-2030 E 44th Av - Lock Off (south side basement) Address and suite numbers assigned as per approved plans for Fire and Emergency response. The address numbers are to be posted to the building to be visible from the street and the suite numbers are to be posted at the suite entries in accordance with the Building By-law prior to final inspection. Combustible projections or roof soffits on an exposing building face shall not project to less than .45m from the property line and shall be in compliance with VBBL 2019 9.10.15.5.(9) The entire building, to be sprinklered to 2 x NFPA 13D. ******THIS PERMIT HAS BEEN ISSUED UNDER THE REQUIREMENTS OF VBBL #12511 (2019)****** | NewTech Fire Protection Ltd
EP-2022-08281 | 2022-11-01 | 2032 E 44TH AVENUE, Vancouver, BC V5P 1N2 | Electrical Permit | Residential | New | Completed | Installation / Repair - Residential - New Wiring for: >BP: To construct a two-storey two-family dwelling with two Lock off located in the basement, with a detached accessory building (garage) at the rear providing 2 parking spaces, having vehicular access from the lane. This Building Permit will remain in a suspended status until the associated (green) Demolition Permit BP-2021-04128 is completed. Note: This is a 2 storey building pursuant to the Zoning and Development By-Law 1. No strata titling permitted 2. A/C units proposed in rear yard. 3. Bar sinks proposed in main floor. 4. Schedule B: Julian Bozsik, M.Eng., P.Eng (604.431.0055)Structural & Geotechnical 5. HPO: Avon Nest Builders Inc. | ALPHA ONE ELECTRIC LTD
EP-2022-08906 | 2022-10-19 | 2032 E 44TH AVENUE, Vancouver, BC V5P 1N2 | Electrical Permit | Residential | New | Completed | Installation / Repair - Residential - Tv, telephone, alarm prewire and complete security alarm system >BP: To construct a two-storey two-family dwelling with two Lock off located in the basement, with a detached accessory building (garage) at the rear providing 2 parking spaces, having vehicular access from the lane. | Tvisha Technologies Ltd
GP-2022-03673 | 2022-11-22 | 2032 E 44TH AVENUE, Vancouver, BC V5P 1N2 | Gas Permit | Residential | New | Completed | Residential - To install 2 boiler 2 range 2 BBQ 1 fireplace There is pipping for 2 BBQ fireplace and 2 range >BP: To construct a two-storey two-family dwelling with two Lock off located in the basement, with a detached accessory building (garage) at the rear providing 2 parking spaces, having vehicular access from the lane. This Building Permit will remain in a suspended status until the associated (green) Demolition Permit BP-2021-04128 is completed. Note: This is a 2 storey building pursuant to the Zoning and Development By-Law 1. No strata titling permitted 2. Rev#1: 1 A/C unit proposed in rear yard and 1 A/C unit in front yard 3. Bar sinks proposed in main floor. 4. Schedule B: Julian Bozsik, M.Eng., P.Eng (604.431.0055)Structural & Geotechnical 5. HPO: Avon Nest Builders Inc. Combustible projections or roof soffits on an exposing building face shall not project to less than .45m from the property line and shall be in compliance with VBBL 2019 9.10.15.5.(9) The entire building, to be sprinklered to 2 x NFPA 13D. ******THIS PERMIT HAS BEEN ISSUED UNDER THE REQUIREMENTS OF VBBL #12511 (2019)****** June 2/2023-AMEND 2 gas ranges piping and install | JOT MECHANICAL LTD
GP-2022-03676 | 2022-11-22 | 2032 E 44TH AVENUE, Vancouver, BC V5P 1N2 | Gas Permit | Residential | New | Completed | Residential - Main house fireplace | Canadian Fireplace Ltd
GP-2023-02456 | 2023-08-22 | 2050 E 44TH AVENUE, Vancouver, BC V5P 1N2 | Gas Permit | Residential | New | Completed | Residential - Removing existing atmospheric water heater and gas fired furnace and replace with tankless water heater with air handler | FIRST CONTACT MECHANICAL LTD.
GP-2023-00997 | 2023-03-21 | 2057 E 44TH AVENUE, Vancouver, BC V5P 1N1 | Gas Permit | Residential | Renovation | Completed | Residential - Re&re furnace | Milani Plumbing Heating & Air Conditioning Ltd
PP-2023-02624 | 2023-07-24 | 2065 E 44TH AVENUE, Vancouver, BC V5P 1N1 | Plumbing Permit | Residential | New | Issued | Residential - rough plumbing,shower,bath,fixture >BP: To construct a two-storey duplex with a secondary suite located in the basement, with a detached accessory building (garage) at the rear providing 2 parking spaces, plus one surface stall having vehicular access from the lane. The entire building to be sprinklered to 2 x NFPA 13D. Note: This is a 2 storey building pursuant to the Zoning and Development By-Law 1. ***The non-stratification covenant must be registered prior to sheathing stage. 2. No strata titling permitted 3. External mechanical unit proposed in the FY, RY & internal unit second level 4. Bar sinks NOT proposed 5. Schedule B: Jason Hui P.Eng. Structural & Geotechnical (778) 319-3403 6. HPO: Residential Builder - Sherview Homes Ltd. - 43754 | Dynasty Developments Ltd
EP-2023-06055 | 2023-07-06 | 2065 E 44TH AVENUE, Vancouver, BC V5P 1N1 | Electrical Permit | Residential | New | Issued | Temporary Power - Residential - To provide temporary power. | T.G. Electrical Ltd
PP-2023-01971 | 2023-06-01 | 2065 E 44TH AVENUE, Vancouver, BC V5P 1N1 | Plumbing Permit | Residential | New | Issued | Residential - 2FD+SS - INSTALLING 2 SUMPS WITH A PUMP | K P Excavating & Demolition Ltd
MP-2023-01855 | 2023-10-17 | 2065 E 44TH AVENUE, Vancouver, BC V5P 1N1 | Mechanical Permit | NULL | NULL | Issued | NULL | Ultimate Choice Air Conditioning & Renovations Ltd
GP-2023-02561 | 2023-09-05 | 2065 E 44TH AVENUE, Vancouver, BC V5P 1N1 | Gas Permit | Residential | New | Issued | Residential - 2 Ranges & 2 BBQ's There is pipping for 2 BBQ >BP: To construct a two-storey duplex with a secondary suite ($694,250) located in the basement, with a detached accessory building (garage) at the rear providing 2 parking spaces, plus one surface stall having vehicular access from the lane. The entire building to be sprinklered to 2 x NFPA 13D. | JOT MECHANICAL LTD
EP-2023-08028 | 2023-09-05 | 2065 E 44TH AVENUE, Vancouver, BC V5P 1N1 | Electrical Permit | Residential | New | Issued | Installation / Repair - Residential - Installation of Low Voltage. Alarm, Intercom, Tel, Tv, Data, Cameras, Pre Wire And Compelete. Site Contact Gurman 778-386-9093 >BP: To construct a two-storey duplex with a secondary suite ($694,250) located in the basement, with a detached accessory building (garage) at the rear providing 2 parking spaces, plus one surface stall having vehicular access from the lane. The entire building to be sprinklered to 2 x NFPA 13D. Note: This is a 2 storey building pursuant to the Zoning and Development By-Law 1. ***The non-stratification covenant must be registered prior to sheathing stage. 2. No strata titling permitted 3. External mechanical unit proposed in the FY, RY & internal unit second level 4. Bar sinks NOT proposed 5. Schedule B: Jason Hui P.Eng. Structural & Geotechnical (778) 319-3403 6. HPO: Residential Builder - Sherview Homes Ltd. - 43754 ***This permit is issued under the VBBL 2019, with updated energy requirements as per bylaw # 12997 effective Jan 01, 2022.*** | Ads Security Systems Ltd
EP-2023-07774 | 2023-10-06 | 2065 E 44TH AVENUE, Vancouver, BC V5P 1N1 | Electrical Permit | Residential | New | Issued | Installation / Repair - Residential - ¦ 2FD + 1SS- 200A ¦ -Complete electrical wiring for new duplex -1FD Load Share: EV 1 + EV2 *An approved mechanical permit is required for the installation of air conditioning or heat pump unit at the time of installation before an electrical inspection will be performed >BP: To construct a two-storey duplex with a secondary suite ($694,250) located in the basement, with a detached accessory building (garage) at the rear providing 2 parking spaces, plus one surface stall having vehicular access from the lane. The entire building to be sprinklered to 2 x NFPA 13D. Note: This Building Permit will remain in a suspended status until the associated (green) Demolition Permit BP-2022-04313 is completed. Note: This is a 2 storey building pursuant to the Zoning and Development By-Law 1. ***The non-stratification covenant must be registered prior to sheathing stage. 2. No strata titling permitted 3. External mechanical unit proposed in the FY, RY & internal unit second level 4. Bar sinks NOT proposed 5. Schedule B: Jason Hui P.Eng. Structural & Geotechnical (778) 319-3403 6. HPO: Residential Builder - Sherview Homes Ltd. - 43754 | T.G. Electrical Ltd
SP-2023-01814 | 2023-09-29 | 2065 E 44TH AVENUE, Vancouver, BC V5P 1N1 | Sprinkler Permit | Residential | New | Issued | Residential - 2FD+SS - FRONT - 2065 E 44TH AV BACK - - 2067 E 44TH AV - #1 & #2 Install sprinklers in duplex >DB: To construct a two-storey duplex with a secondary suite located in the basement, with a detached accessory building (garage) at the rear providing 2 parking spaces, plus one surface stall having vehicular access from the lane. The entire building to be sprinklered to 2 x NFPA 13D. Note: This is a 2 storey building pursuant to the Zoning and Development By-Law 1. ***The non-stratification covenant must be registered prior to sheathing stage. 2. No strata titling permitted 3. External mechanical unit proposed in the FY, RY & internal unit second level 4. Bar sinks NOT proposed ***This permit is issued under the VBBL 2019, with updated energy requirements as per bylaw # 12997 effective Jan 01, 2022.*** | Gold Key Fire Protection Ltd
GP-2023-00960 | 2023-03-17 | 2098 E 44TH AVENUE, Vancouver, BC V5P 1N2 | Gas Permit | Residential | Tenant Improvement | Completed | Residential - Re and Re the furnace | Moore & Russell Heating Ltd
EP-2023-04576 | 2023-05-30 | 2041 E 42ND AVENUE, Vancouver, BC V5P 1L9 | Electrical Permit | Residential | Renovation | Completed | Installation / Repair - Residential - Upgrade service to 200 amp. *Permit Amendment Jul 25, 2023: add wire for subpanel in garage add wiring for pond wiring | NU-PHASE ELECTRIC LTD
GP-2023-03575 | 2023-11-17 | 2041 E 42ND AVENUE, Vancouver, BC V5P 1L9 | Gas Permit | Residential | Renovation | Issued | Residential - Replace mid efficient boiler to high efficient | Infinity Pacific Mechanical Ltd
EP-2023-02921 | 2023-04-18 | 3472 E 48TH AVENUE, Vancouver, BC V5S 1H7 | Electrical Permit | Residential | Addition | Completed | Installation / Repair - Residential - Rough wiring, finishing of new garage with car charger Need to move 400 amp service from temporary pole to this garage. >BP: To construct a one car garage attached to the exiting laneway house at the rear of this one-family dwelling with secondary suite site as approved by the BOV Appeal Z35739 dated November 3, 2020. Note: Removal of Tree #6 as noted on the plans was not approved by the Board of Variance. Schedule B submitted by Md. Shahidul Alam - 604.653.7475 | OPTIMUM ELECTRICAL LTD
EP-2022-06261 | 2022-07-29 | 3472 E 48TH AVENUE, Vancouver, BC V5S 1H7 | Electrical Permit | Residential | Addition | Expired | Temporary Power - Residential - To provide temporary power. Amend: Aug 5, 2022 service is 400 amps | OPTIMUM ELECTRICAL LTD
EP-2023-05033 | 2023-06-06 | 3477 E 48TH AVENUE, Vancouver, BC V5S 1H6 | Electrical Permit | Residential | New | Issued | Temporary Power - Residential - To provide temporary power. | H.L. ELECTRICAL LTD
EP-2023-10314 | 2023-11-16 | 3477 E 48TH AVENUE, Vancouver, BC V5S 1H6 | Electrical Permit | Residential | New | Issued | Installation / Repair - Residential - Low Voltage ( Security Alarm, Cable, Telephone, Data, Doorbell) Prewire & Finishing >BP: To construct a two-storey two-family dwelling with two secondary suites located in the basement, with a detached accessory building (garage) and open parking space at the rear providing 4 parking spaces, having vehicular access from the lane. 1. Covenant registered at the Land Title Office under CB742313-CB741314 2. External mechanical units proposed in rear yards 3. Schedule B: Jason Hui, P. Eng. (778-319-3403) Structural & Geotechnical 4. HPO: SilverBeam Homes Ltd. ***This permit is issued under the VBBL 2019, with updated energy requirements as per bylaw # 12997 effective Jan 01, 2022.*** Combustible projections or roof soffits on an exposing building face shall not project to less than .45m from the property line and shall be in compliance with VBBL 2019 9.10.15.5.(9) The entire building, to be sprinklered to 2 x NFPA 13D. ******THIS PERMIT HAS BEEN ISSUED UNDER THE REQUIREMENTS OF VBBL #12511 (2019)****** | Cititech Security & Sound Inc.
EP-2023-09652 | 2023-11-14 | 3477 E 48TH AVENUE, Vancouver, BC V5S 1H6 | Electrical Permit | Residential | New | Issued | Installation / Repair - Residential - Duplex house all wiring ad financing 200 amp main service 125 amp for each unit CHECK HEAT PUMP LOADS SAYS 20 AMPS >BP: To construct a two-storey two-family dwelling with two secondary suites located in the basement, with a detached accessory building (garage) and open parking space at the rear providing 4 parking spaces, having vehicular access from the lane. 1. Covenant registered at the Land Title Office under CB742313-CB741314 2. External mechanical units proposed in rear yards 3. Schedule B: Jason Hui, P. Eng. (778-319-3403) Structural & Geotechnical 4. HPO: SilverBeam Homes Ltd. ******THIS PERMIT HAS BEEN ISSUED UNDER THE REQUIREMENTS OF VBBL #12511 (2019)****** | H.L. ELECTRICAL LTD
PP-2023-03499 | 2023-10-04 | 3477 E 48TH AVENUE, Vancouver, BC V5S 1H6 | Plumbing Permit | Residential | New | Issued | Residential - 2FD+2SS - WEST - 3477 E 48TH AV - #1 & #2 EAST - 3479 E 48TH AV - #1 & #2 Plumbing >DB: To construct a two-storey two-family dwelling with two secondary suites located in the basement, with a detached accessory building (garage) and open parking space at the rear providing 4 parking spaces, having vehicular access from the lane. 1. Covenant registered at the Land Title Office under CB742313-CB741314 2. External mechanical units proposed in rear yards The entire building, to be sprinklered to 2 x NFPA 13D. ******THIS PERMIT HAS BEEN ISSUED UNDER THE REQUIREMENTS OF VBBL #12511 (2019)****** | Young Boys Mechanical Ltd
PP-2023-02983 | 2023-08-22 | 3477 E 48TH AVENUE, Vancouver, BC V5S 1H6 | Plumbing Permit | Residential | New | Issued | Residential - sump installation | Kingsman Excavating Ltd.
SP-2023-02134 | 2023-11-23 | 3477 E 48TH AVENUE, Vancouver, BC V5S 1H6 | Sprinkler Permit | Residential | New | Issued | Residential - NEW HOME >BP: To construct a two-storey two-family dwelling with two secondary suites located in the basement, with a detached accessory building (garage) and open parking space at the rear providing 4 parking spaces, having vehicular access from the lane. 1. Covenant registered at the Land Title Office under CB742313-CB741314 2. External mechanical units proposed in rear yards 3. Schedule B: Jason Hui, P. Eng. (778-319-3403) Structural & Geotechnical 4. HPO: SilverBeam Homes Ltd. | SBMS Construction Ltd
GP-2023-03720 | 2023-12-05 | 3477 E 48TH AVENUE, Vancouver, BC V5S 1H6 | Gas Permit | Residential | New | Issued | Residential - 6 Ranges, 4 Dryers & 2 BBQ's gas piping rough in To construct a two-storey two-family dwelling with two secondary suites located in the basement, with a detached accessory building (garage) and open parking space at the rear providing 4 parking spaces, having vehicular access from the lane. | Newton AC Ltd
GP-2023-03721 | NULL | 3477 E 48TH AVENUE, Vancouver, BC V5S 1H6 | Gas Permit | Residential | New | Withdrawn | Residential - gas piping rough in | Newton AC Ltd
MP-2023-02180 | 2023-12-07 | 3477 E 48TH AVENUE, Vancouver, BC V5S 1H6 | Mechanical Permit | NULL | NULL | Issued | NULL | Newton AC Ltd
EP-2022-02151 | 2022-03-28 | 3498 E 48TH AVENUE, Vancouver, BC V5S 1H7 | Electrical Permit | Residential | New | Completed | Installation / Repair - Residential - internet telephone and security alarm system pre-wiring >BP: To construct a 2 storey two-family dwelling with a secondary suite located in the Basement ($1,244,250.00) with a detached accessory building (garage) ($10,000), at the rear providing 2 parking spaces, and one surface parking provided at rear, all parking spaces having vehicular access from the lane. The entire building to be sprinklered to NFPA 13D. 1. Covenant registered at the Land Title Office under CA8810757 2. A/C Unit proposed in rear yard 3. Schedule B: (Shaozhe Guo) P.Eng (778.926.0525) Structural & Geotechnical 4. BC Housing (ANTAIOS CONSTRUCTION & DEVELOPMENT LTD) This is a 2 storey building pursuant to the Zoning and Development By-Law ******THIS PERMIT HAS BEEN ISSUED UNDER THE REQUIREMENTS OF VBBL 2019****** All rooms adjacent to East and West exposing building face shall be sprinklered. "Combustible projections or roof soffits on an exposing building face shall not project to less than .45m from the property line and shall be in compliance with VBBL 2019 9.10.15.5.(11) Any alterations or conversions to the attached garage (if applicable) to habitable living space shall not be permitted without first obtaining the approval of the Director of Planning and the Chief Building Official. Thermal protection measures and Laneway house design guidelines shall be required to be met prior to the approval of the conversion. Amend: Oct 28, 2022 Security business licence add Complete Security Alarm System | 8020 Kingkong Enterprises Ltd
SP-2022-00168 | 2022-02-08 | 3498 E 48TH AVENUE, Vancouver, BC V5S 1H7 | Sprinkler Permit | Residential | New | Completed | Residential - new sprinkler system for duplex >BP: To construct a 2 storey two-family dwelling with a secondary suite located in the Basement ($1,244,250.00) with a detached accessory building (garage) ($10,000), at the rear providing 2 parking spaces, and one surface parking provided at rear, all parking spaces having vehicular access from the lane. The entire building to be sprinklered to NFPA 13D. 1. Covenant registered at the Land Title Office under CA8810757 2. A/C Unit proposed in rear yard 3. Schedule B: (Shaozhe Guo) P.Eng (778.926.0525) Structural & Geotechnical 4. BC Housing (ANTAIOS CONSTRUCTION & DEVELOPMENT LTD) This is a 2 storey building pursuant to the Zoning and Development By-Law ******THIS PERMIT HAS BEEN ISSUED UNDER THE REQUIREMENTS OF VBBL 2019****** All rooms adjacent to East and West exposing building face shall be sprinklered. "Combustible projections or roof soffits on an exposing building face shall not project to less than .45m from the property line and shall be in compliance with VBBL 2019 9.10.15.5.(11) Any alterations or conversions to the attached garage (if applicable) to habitable living space shall not be permitted without first obtaining the approval of the Director of Planning and the Chief Building Official. Thermal protection measures and Laneway house design guidelines shall be required to be met prior to the approval of the conversion. | Spectrum Fire Protection Ltd
GP-2022-00124 | 2022-01-17 | 3498 E 48TH AVENUE, Vancouver, BC V5S 1H7 | Gas Permit | Residential | New | Completed | Residential - new work To construct a 2 storey two-family dwelling with a secondary suite located in the Basement with a detached accessory building (garage) , at the rear providing 2 parking spaces, and one surface parking provided at rear, all parking spaces having vehicular access from the lane. 1. Covenant registered at the Land Title Office under CA8810757 2. A/C Unit proposed in rear yard 3. Schedule B: (Shaozhe Guo) P.Eng (778.926.0525) Structural & Geotechnical 4. BC Housing (ANTAIOS CONSTRUCTION & DEVELOPMENT LTD) | A2P PLUMBING & HEATING LTD
GP-2023-01980 | 2023-06-30 | 3520 E 48TH AVENUE, Vancouver, BC V5S 1H7 | Gas Permit | Residential | Renovation | Completed | Residential - Re and re furnace and gas hot water tank | Lambert Plumbing & Heating
GP-2022-00213 | 2022-02-01 | 3522 E 48TH AVENUE, Vancouver, BC V5S 1H7 | Gas Permit | Residential | Renovation | Completed | Residential - Replace one furnace 80,000 btu Replace 1 40 gallon Hot Water Tank 40,000 BTU | Prima Plumbing & Heating Ltd
GP-2022-01357 | 2022-05-02 | 2774 E 47TH AVENUE, Vancouver, BC V5S 1C5 | Gas Permit | Residential | Renovation | Completed | Residential - Re&Re Tankless BTU:199.000 | Milani Plumbing Heating & Air Conditioning Ltd
EP-2022-10601 | 2022-12-19 | 2779 E 47TH AVENUE, Vancouver, BC V5S 1C4 | Electrical Permit | Residential | Renovation | Completed | Installation / Repair - Residential - Electrical supply for Heatpump related to MP-2022-00714 | Milani Electric Limited
MP-2022-00714 | 2022-12-15 | 2779 E 47TH AVENUE, Vancouver, BC V5S 1C4 | Mechanical Permit | NULL | NULL | Completed | NULL | Milani Electric Limited
EP-2023-08389 | 2023-09-18 | 3104 E 47TH AVENUE, Vancouver, BC V5S 1C6 | Electrical Permit | Residential | Addition | Issued | Installation / Repair - Residential - Installation of security system | ADT Security Services Canada Inc
EP-2022-04366 | 2022-05-26 | 3576 E 48TH AVENUE, Vancouver, BC V5S 1H7 | Electrical Permit | Residential | Tenant Improvement | Completed | Installation / Repair - Residential - Electrical install of heat pump. BP not required. No change to existing service. | Moore And Russell Heating And Air Conditioning Ltd
EP-2023-08164 | 2023-09-08 | 141 E 47TH AVENUE, Vancouver, BC V5W 2A6 | Electrical Permit | Residential | New | Issued | Temporary Power - Residential - To provide temporary power. >Permit Amendment Dec 08, 2023 -"Increase service size from 100 amp to 125 amps" | G.S.G. Electric Ltd.
EP-2022-08038 | 2022-09-28 | 149 E 47TH AVENUE, Vancouver, BC V5W 2A6 | Electrical Permit | Residential | Renovation | Completed | Installation / Repair - Residential - service repairs Trimming of the tree Repair of point of attachment ,Securing meter base Amend: Oct 5, 2022 This is only service safety check permit ,Please add distribution to the scope of the work, so we would the options of service inspection ,When called for an inspection.(no rough wire) | Majoris Electrical Controls and Systems Ltd
EP-2022-02606 | 2022-04-01 | 319 E 38TH AVENUE, Vancouver, BC V5W 1H5 | Electrical Permit | Residential | Renovation - Dwelling Unit(s) only | Completed | Installation / Repair - Residential - mounting of a client supplied tesla charger. Plug in nema 14-50 to an existing 14-50 receptacle and breaker. | Whitley Electric Ltd
GP-2023-01549 | 2023-05-12 | 338 E 38TH AVENUE, Vancouver, BC V5W 1H6 | Gas Permit | Residential | Renovation | Cancelled | Residential - Decommission Remove & recycle/dispose of existing gas boiler system. Decommission gas as primary source of heating. Install New Boiler Install new heat pump May 15/2023-AMEND -to cancel this gas permit as there's already a gas permit pulled. | Ashton Service Group/Ashton Mechanical Ltd.
EP-2023-03644 | 2023-04-27 | 338 E 38TH AVENUE, Vancouver, BC V5W 1H6 | Electrical Permit | Residential | Renovation | Completed | Installation / Repair - Residential - We are upgrading the service from 100amp to 200amp. Also will be adding a circuit for a heat pump in the back yard. MP-2023-00709 | Douglas Millington o/a Moose Electric
MP-2023-00709 | 2023-04-27 | 338 E 38TH AVENUE, Vancouver, BC V5W 1H6 | Mechanical Permit | NULL | NULL | Completed | NULL | Ashton Service Group/Ashton Mechanical Ltd.
GP-2023-01368 | 2023-04-27 | 338 E 38TH AVENUE, Vancouver, BC V5W 1H6 | Gas Permit | Residential | Renovation | Completed | Residential - Remove & recycle/dispose of existing gas boiler system. Decommission gas as primary source of heating. Install a new Boiler system. | Ashton Service Group/Ashton Mechanical Ltd.
EP-2022-06367 | 2022-07-29 | 348 E 38TH AVENUE, Vancouver, BC V5W 1H6 | Electrical Permit | Residential | Tenant Improvement | Completed | Installation / Repair - Residential - No change to existing service. Electrical install for heat pump. BP not required. Mechanical permit to be obtained. | Moore And Russell Heating And Air Conditioning Ltd
GP-2022-02352 | 2022-08-10 | 348 E 38TH AVENUE, Vancouver, BC V5W 1H6 | Gas Permit | Residential | Tenant Improvement | Completed | Residential - Re Re Furnace & HWT | Moore & Russell Heating Ltd
MP-2022-00059 | 2022-07-29 | 348 E 38TH AVENUE, Vancouver, BC V5W 1H6 | Mechanical Permit | NULL | NULL | Completed | NULL | Moore And Russell Heating And Air Conditioning Ltd
EP-2023-07552 | 2023-08-18 | 348 E 38TH AVENUE, Vancouver, BC V5W 1H6 | Electrical Permit | Residential | Renovation | Completed | Installation / Repair - Residential - Upgrading the service to 200A | EZ BC Electric Ltd
EP-2023-03455 | 2023-04-21 | 1860 E 38TH AVENUE, Vancouver, BC V5P 1G7 | Electrical Permit | Residential | Renovation | Completed | Installation / Repair - Residential - Upgrade electrical service from 100A to 200A. | Xian Zhao
GP-2022-03356 | 2022-10-28 | 1884 E 38TH AVENUE, Vancouver, BC V5P 1G7 | Gas Permit | Residential | Renovation | Completed | Residential - Hot Water Tank Replacement | Hillcrest Plumbing & Heating (1991) Ltd
EP-2022-04508 | 2022-05-31 | 332 E 39TH AVENUE, Vancouver, BC V5W 1K4 | Electrical Permit | Residential | Addition | Completed | Installation / Repair - Residential - Installation of 15 Solar Photovoltaic Panels, DC feed from the roof tied to a 6kW solar inverter, AC feed from the inverter connected to the main service panel via an AC disconnect >BP: Exterior alterations to add solar panels to the existing accessory garage of this one family dwelling site. Ok for field review per Wayland Wong. Notes: - Schedule B, Structural, Govinder S Dhesi, P.Eng, 604-580-3275. | Shift Energy Group Inc
GP-2023-04058 | 2023-12-18 | 377 E 39TH AVENUE, Vancouver, BC V5W 1K3 | Gas Permit | Residential | Renovation | Completed | Residential - INSTALL 2 GAS INSERT AND CONNECT TO EXISTING GAS | The LM Fireplace Warehouse Ltd.
EP-2023-10835 | 2023-12-01 | 1746 E 3RD AVENUE, Vancouver, BC V5N 1H2 | Electrical Permit | Commercial | NULL | Expired | Movie Set / Filming - To allow for Movie Set/Filming Applicant shall provide completed Contractor Declaration form, and dates of filming and associated location(s) to csinspection.clerks@vancouver.ca prior to the commencement of filming. Visit vancouver.ca/inspections for more details. | Means of Production Inc
EP-2023-01122 | 2023-02-08 | 1746 E 3RD AVENUE, Vancouver, BC V5N 1H2 | Electrical Permit | Commercial | NULL | Expired | Movie Set / Filming - To allow for Movie Set/Filming Applicant shall provide completed Contractor Declaration form, and dates of filming and associated location(s) to csinspection.clerks@vancouver.ca prior to the commencement of filming. Visit vancouver.ca/inspections for more details. | Means of Production Inc
GP-2023-02020 | 2023-07-07 | 1811 E 3RD AVENUE, Vancouver, BC V5N 1H3 | Gas Permit | Residential | New | Completed | Residential - 1 boiler | Drips & Drains Plumbing and Heating Ltd
NULL | NULL | 1811 E 3RD AVENUE, Vancouver, BC V5N 1H3 | Gas Permit | Residential | New | Withdrawn | Residential - Combi | Drips & Drains Plumbing and Heating Ltd
EP-2023-00441 | 2023-01-18 | 1837 E 3RD AVENUE, Vancouver, BC V5N 1H3 | Electrical Permit | Residential | New | Expired | Temporary Power - Residential - To provide temporary power. | SUNSTONE ELECTRIC LTD
MP-2023-01211 | 2023-07-01 | 1837 E 3RD AVENUE, Vancouver, BC V5N 1H3 | Mechanical Permit | NULL | NULL | Issued | NULL | FAST ROUTE PLUMBING & REFRIGERATION MECHANICAL LTD
GP-2023-02006 | 2023-07-05 | 1837 E 3RD AVENUE, Vancouver, BC V5N 1H3 | Gas Permit | Residential | New | Issued | Residential - 2 Ranges & 2 BBQ's gas piping roughing & finishing >BP: To construct a 2.5 storey two-family dwelling | FAST ROUTE PLUMBING & REFRIGERATION MECHANICAL LTD
EP-2023-06487 | 2023-07-31 | 1837 E 3RD AVENUE, Vancouver, BC V5N 1H3 | Electrical Permit | Residential | New | Issued | Installation / Repair - Residential - Complete wiring and finishing. Main service 200 amps Unit 1 meter-100 amps Unit 2 meter-100 amps >BP: To construct a 2.5 storey two-family dwelling ($781,750) with a detached accessory building (garage) at the rear providing 2 parking spaces, having vehicular access from the lane. Note: This building permit will remain in suspended status pending completion of Green demo permit BP-2022-04030. Note: The entire building to be sprinklered to 2 x NFPA 13D 1. Heat pump- AHU and FCU components located on second floor 2. Schedule B: Alan Prahalad P.Eng (604.831.1431) Struct. & Geo. 3. HPO: Residential Builder - Cedar Van Homes Inc - Licence #48001 4. The entire building to be sprinklered to 2 x NFPA 13D. Note: This is a 2.5 storey building pursuant to the Zoning and Development By-Law ***This permit is issued under the VBBL 2019, with updated energy requirements as per bylaw # 12997 effective Jan 01, 2022.*** | SUNSTONE ELECTRIC LTD
EP-2023-06849 | 2023-07-27 | 1837 E 3RD AVENUE, Vancouver, BC V5N 1H3 | Electrical Permit | Residential | New | Issued | Installation / Repair - Residential - Installation of data cabling, and security alarm completion. >BP: To construct a 2.5 storey two-family dwelling ($781,750) with a detached accessory building (garage) at the rear providing 2 parking spaces, having vehicular access from the lane. Note: The entire building to be sprinklered to 2 x NFPA 13D 1. Heat pump- AHU and FCU components located on second floor 2. Schedule B: Alan Prahalad P.Eng (604.831.1431) Struct. & Geo. 3. HPO: Residential Builder - Cedar Van Homes Inc - Licence #48001 4. The entire building to be sprinklered to 2 x NFPA 13D. Note: This is a 2.5 storey building pursuant to the Zoning and Development By-Law ***This permit is issued under the VBBL 2019, with updated energy requirements as per bylaw # 12997 effective Jan 01, 2022.*** | Xon Automation Ltd
SP-2023-01433 | 2023-08-04 | 1837 E 3RD AVENUE, Vancouver, BC V5N 1H3 | Sprinkler Permit | Residential | New | Issued | Residential - To Install 46 sprinkler heads >BP: To construct a 2.5 storey two-family dwelling with a detached accessory building (garage) at the rear providing 2 parking spaces, having vehicular access from the lane. Note: The entire building to be sprinklered to 2 x NFPA 13D 1. Heat pump- AHU and FCU components located on second floor 2. Schedule B: Alan Prahalad P.Eng (604.831.1431) Struct. & Geo. 3. HPO: Residential Builder - Cedar Van Homes Inc - Licence #48001 4. The entire building to be sprinklered to 2 x NFPA 13D. | General Sprinkler Systems Ltd
PP-2023-02008 | 2023-06-06 | 1837 E 3RD AVENUE, Vancouver, BC V5N 1H3 | Plumbing Permit | Residential | New | Issued | Residential - 2FD - FRONT - 1837 E 3RD AV - #1 BACK - 1837 E 3RD AV - #2 ABS piping , water piping rough in & finishing >DB: To construct a 2.5 storey two-family dwelling with a detached accessory building (garage) at the rear providing 2 parking spaces, having vehicular access from the lane. Note: The entire building to be sprinklered to 2 x NFPA 13D 1. Heat pump- AHU and FCU components located on second floor 4. The entire building to be sprinklered to 2 x NFPA 13D. | Morteza Shahrvand
PP-2023-01335 | 2023-04-17 | 1837 E 3RD AVENUE, Vancouver, BC V5N 1H3 | Plumbing Permit | Residential | New | Issued | Residential - One Sump No Pump >BP: To construct a 2.5 storey two-family dwelling with a detached accessory building (garage) at the rear providing 2 parking spaces, having vehicular access from the lane. | Canadian Excavating Ltd
EP-2023-10019 | 2023-11-23 | 1928 E 3RD AVENUE, Vancouver, BC V5N 1H5 | Electrical Permit | Residential | Renovation | Issued | Installation / Repair - Residential - Service upgrade from 100A to 200A | Farrwest Electrical Inc
EP-2023-10229 | 2023-12-05 | 2185 E 42ND AVENUE, Vancouver, BC V5P 1L9 | Electrical Permit | Residential | New | Issued | Installation / Repair - Residential - Garage work only - Install sub-panel - wiring outlet & fixture - Pre-wire Ev-charger. - Service upgrade from 100 to 200Amp , with new meter-base and a 200amp 1ph electrical panel. >BP: To construct a detached 22'-4" x 20'-8" accessory building (garage) at the rear of this existing one family dwelling providing 2 parking space having vehicular access from the lane. | Allone Electric Ltd
PP-2022-01510 | 2022-05-04 | 2255 E 42ND AVENUE, Vancouver, BC V5P 1M2 | Plumbing Permit | Residential | New | Completed | Residential - New Construction >BP: To construct a two-storey two-family dwelling with two secondary suites ($626,750.00) located in the basement, with a detached accessory building (garage) at the rear providing 2 parking spaces, having vehicular access from the lane. Note: This Building Permit will remain in a suspended status until the associated Demolition Permit is completed. Note: This is a 2 storey building pursuant to the Zoning and Development By-Law 1. No strata titling permitted 2. A/C units proposed located at rear yard and second floor 3. Schedule B: Alan Prahalad (604-831-1431 Structural & Geotechnical 4. HPO: Residential Builder: 369278 Address Note: FRONT UNIT #1-2255 E 42nd Av - One Family Dwelling (south side of 1st & 2nd floor) #2-2255 E 42nd Av - Secondary Suite (south side of basement) BACK UNIT #1-2253 E 42nd Av - One Family Dwelling (north side of 1st & 2nd floor) #2-2253 E 42nd Av - Secondary Suite (north side of basement) Address and suite numbers assigned as per approved plans for Fire and Emergency response. The address numbers are to be posted to the building to be visible from the street and the suite numbers are to be posted at the suite entries in accordance with the Building By-law prior to final inspection. ******THIS PERMIT HAS BEEN ISSUED UNDER THE REQUIREMENTS OF VBBL #12511 (2019)****** | AQUA KING MECHANICAL LTD
PP-2022-00516 | 2022-02-15 | 2255 E 42ND AVENUE, Vancouver, BC V5P 1M2 | Plumbing Permit | Residential | New | Completed | Residential - Installing Sump | Hans Demolition and Excavating Ltd.
EP-2022-01157 | 2022-02-14 | 2255 E 42ND AVENUE, Vancouver, BC V5P 1M2 | Electrical Permit | Residential | New | Expired | Temporary Power - Residential - To provide temporary power. | H.L. ELECTRICAL LTD
EP-2022-06449 | 2022-08-02 | 2255 E 42ND AVENUE, Vancouver, BC V5P 1M2 | Electrical Permit | Residential | New | Completed | Installation / Repair - Residential - 200 amp main service 125 amp for each unit >BP: To construct a two-storey two-family dwelling with two secondary suites ($626,750.00) located in the basement, with a detached accessory building (garage) at the rear providing 2 parking spaces, having vehicular access from the lane. Note: This is a 2 storey building pursuant to the Zoning and Development By-Law 1. No strata titling permitted 2. A/C units proposed located at rear yard and second floor 3. Schedule B: Alan Prahalad (604-831-1431 Structural & Geotechnical 4. HPO: Residential Builder: 369278 ******THIS PERMIT HAS BEEN ISSUED UNDER THE REQUIREMENTS OF VBBL #12511 (2019)****** | H.L. ELECTRICAL LTD
EP-2022-06284 | 2022-07-27 | 2255 E 42ND AVENUE, Vancouver, BC V5P 1M2 | Electrical Permit | Residential | New | Completed | Installation / Repair - Residential - 2FD+2SS - FRONT - 2255 E 42ND AV - #1 & #2 BACK - 2253 E 42ND AV - #1 & #2 Extra Low Voltage, Door Bell, Data/Voice/TV Cable, Security Alarm prewire, Camera. Central Vacuum Prewire. To construct a two-storey two-family dwelling with two secondary suites ($626,750.00) located in the basement, with a detached accessory building (garage) at the rear providing 2 parking spaces, having vehicular access from the lane. Note: This Building Permit will remain in a suspended status until the associated Demolition Permit is completed. Note: This is a 2 storey building pursuant to the Zoning and Development By-Law 1. No strata titling permitted 2. A/C units proposed located at rear yard and second floor | SECUTECH DEVELOPMENT LTD.
GP-2022-02115 | 2022-07-21 | 2255 E 42ND AVENUE, Vancouver, BC V5P 1M2 | Gas Permit | Residential | New | Completed | Residential - 2255 E 42 ave to install 1 boiler 1 range 1 bbq 2253 E 42 ave to install 1 boiler 1 range 1 bbq >BP: To construct a two-storey two-family dwelling with two secondary suites ($626,750.00) located in the basement, with a detached accessory building (garage) at the rear providing 2 parking spaces, having vehicular access from the lane. | Symbolistic Heating Ltd
SP-2022-01376 | 2022-08-25 | 2255 E 42ND AVENUE, Vancouver, BC V5P 1M2 | Sprinkler Permit | Residential | New | Completed | Residential - Install sprinklers in duplex >BP: To construct a two-storey two-family dwelling with two secondary suites ($626,750.00) located in the basement, with a detached accessory building (garage) at the rear providing 2 parking spaces, having vehicular access from the lane. Note: This is a 2 storey building pursuant to the Zoning and Development By-Law 1. No strata titling permitted 2. A/C units proposed located at rear yard and second floor 3. Schedule B: Alan Prahalad (604-831-1431 Structural & Geotechnical 4. HPO: Residential Builder: 369278 The entire building to be sprinklered to 2 x NFPA 13D | Gold Key Fire Protection Ltd
GP-2023-00224 | 2023-01-18 | 2555 E 42ND AVENUE, Vancouver, BC V5R 2Y2 | Gas Permit | Residential | Renovation | Completed | Residential - RE N RE - Installation of a high-efficiency furnace | BCRC Plumbing and Heating Ltd
GP-2022-01406 | 2022-05-10 | 2607 E 42ND AVENUE, Vancouver, BC V5R 2Y2 | Gas Permit | Residential | Renovation | Completed | Residential - Replace mid efficient boiler with high efficient direct vent model. | Accolade Plumbing and Heating Inc.
EP-2022-06198 | 2022-07-22 | 3182 E 45TH AVENUE, Vancouver, BC V5R 3E3 | Electrical Permit | Residential | Renovation | Completed | Installation / Repair - Residential - Single house electrical panel upgrade to 200A from 100 A | Jun Jiang
GP-2023-04217 | 2023-12-28 | 655 E 46TH AVENUE, Vancouver, BC V5W 2A2 | Gas Permit | Residential | Renovation | Issued | Residential - REPLACE OLD FURNACE WITH AN OLD ONE | Superstar Plumbing Heating & Sprinkler Supplies Ltd
GP-2022-03317 | 2023-01-17 | 656 E 46TH AVENUE, Vancouver, BC V5W 2A3 | Gas Permit | Residential | New | Completed | Residential - gas furnace replacement CF-2021-012320 ***If work on this site could lead to ground disturbance (impacting soil) advise applicant to contact the Provincial Archaeology Branch at 250-953-3334 for a list of archaeological consultants, who when retained by the proponent, will apply on the proponent’s behalf for the necessary archaeological permits. In addition, please be advised that reports from an Archaeologist (Archaeological Overview Assessment (AOA) or Archaeological Impact Assessment (AIA) reports) and archaeological/heritage inspection permits from the First Nations may be necessary prior to the release of your City of Vancouver permits. | B S & Sons Gas, Heating And Plumbing Ltd
PP-2023-02720 | 2023-07-31 | 1705 E 46TH AVENUE, Vancouver, BC V5P 1P2 | Plumbing Permit | Residential | Renovation | Completed | Residential - sanitary sewer line replacement | PRISTINE PLUMBING & DRAINAGE LTD.
GP-2023-00758 | 2023-03-03 | 1736 E 46TH AVENUE, Vancouver, BC V5P 1P1 | Gas Permit | Residential | New | Completed | Residential - 2FD+SS - WEST - 1736 E 46TH AV EAST - 1738 E 46TH AV - #1 & #2 1736 e 46th ave to install 1 boiler 1 range 1 bbq 1738 e 46 ave to install 1 boiler 1 range 1 bbq >DB: To construct a 2 storey two-family dwelling with a secondary suites located in the Basement with attached garage at the front providing 2 parking spaces, having vehicular access from the street. Note: The entire building, INCLUDING THE ATTACHED GARAGE (if applicable), to be sprinklered to NFPA 13R 1. Covenant registered at the Land Title Office under CB126893 - CB126894 2. A/C proposed – Exterior component located in Rear Interior component located in Attic Floor | Symbolistic Heating Ltd
EP-2023-01636 | NULL | 1736 E 46TH AVENUE, Vancouver, BC V5P 1P1 | Electrical Permit | Residential | New | Withdrawn | Installation / Repair - Residential - Low voltage and security | Secure Pro Systems Ltd
EP-2023-01635 | 2023-03-03 | 1736 E 46TH AVENUE, Vancouver, BC V5P 1P1 | Electrical Permit | Residential | New | Completed | Installation / Repair - Residential - Low voltage security >BP: To construct a 2 storey two-family dwelling with a secondary suites located in the Basement with attached garage at the front providing 2 parking spaces, having vehicular access from the street. Note: The entire building, INCLUDING THE ATTACHED GARAGE (if applicable), to be sprinklered to NFPA 13R 1. Covenant registered at the Land Title Office under CB126893 - CB126894 2. A/C proposed – Exterior component located in Rear Interior component located in Attic Floor 3. Schedule B: (A.C.M. Wang) P.Eng (604.618.6236) Structural 4. Schedule B: (T.S. Bajwa) P.Eng (778.995.2404) Geotechnical 5. HPO: Residential Builder- Dhinsa Ventures Corp. | Secure Pro Systems Ltd
PP-2022-04200 | 2022-11-22 | 1736 E 46TH AVENUE, Vancouver, BC V5P 1P1 | Plumbing Permit | Residential | New | Completed | Residential - plumbing for a new build To construct a 2 storey two-family dwelling with a secondary suites located in the Basement with attached garage at the front providing 2 parking spaces, having vehicular access from the street. 1. Covenant registered at the Land Title Office under CB126893 - CB126894 2. A/C proposed – Exterior component located in Rear Interior component located in Attic Floor 3. Schedule B: (A.C.M. Wang) P.Eng (604.618.6236) Structural 4. Schedule B: (T.S. Bajwa) P.Eng (778.995.2404) Geotechnical 5. HPO: Residential Builder- Dhinsa Ventures Corp. | Saran Plumbing and Heating Ltd
SP-2022-01858 | 2022-11-09 | 1736 E 46TH AVENUE, Vancouver, BC V5P 1P1 | Sprinkler Permit | Residential | New | Completed | Residential - new sprinkler system >BP: To construct a 2 storey two-family dwelling with a secondary suites located in the Basement ($693,055) with attached garage at the front providing 2 parking spaces, having vehicular access from the street. Note: The entire building, INCLUDING THE ATTACHED GARAGE (if applicable), to be sprinklered to NFPA 13R 1. Covenant registered at the Land Title Office under CB126893 - CB126894 2. A/C proposed – Exterior component located in Rear Interior component located in Attic Floor 3. Schedule B: (A.C.M. Wang) P.Eng (604.618.6236) Structural 4. Schedule B: (T.S. Bajwa) P.Eng (778.995.2404) Geotechnical 5. HPO: Residential Builder- Dhinsa Ventures Corp. **THIS PERMIT HAS BEEN ISSUED UNDER THE REQUIREMENTS OF VBBL #12511 (2019)** | Haven Fire Protection Ltd
MP-2023-00053 | 2023-01-12 | 1736 E 46TH AVENUE, Vancouver, BC V5P 1P1 | Mechanical Permit | NULL | NULL | Issued | NULL | Saran Plumbing and Heating Ltd
PP-2022-03354 | 2022-09-22 | 1736 E 46TH AVENUE, Vancouver, BC V5P 1P1 | Plumbing Permit | Residential | New | Completed | Residential - sumps | AKAL DEMOLITION & EXCAVATING LTD
EP-2022-07632 | 2022-09-14 | 1736 E 46TH AVENUE, Vancouver, BC V5P 1P1 | Electrical Permit | Residential | New | Completed | Installation / Repair - Residential - 2FD +SS - WEST - 1736 E 46TH AV EAST - 1738 E 46TH AV - #1 & #2 COMPLETE ROUGH WIRING AND FINISHING >DB: To construct a 2 storey two-family dwelling with a secondary suites located in the Basement with attached garage at the front providing 2 parking spaces, having vehicular access from the street. Note: The entire building, INCLUDING THE ATTACHED GARAGE (if applicable), to be sprinklered to NFPA 13R 1. Covenant registered at the Land Title Office under CB126893 - CB126894 2. A/C proposed – Exterior component located in Rear Interior component located in Attic Floor | Simplex Electrical Ltd
EP-2022-03096 | 2022-04-18 | 1736 E 46TH AVENUE, Vancouver, BC V5P 1P1 | Electrical Permit | Residential | New | Expired | Temporary Power - Residential - To provide temporary power. | Simplex Electrical Ltd
GP-2023-01916 | 2023-06-25 | 2020 E 46TH AVENUE, Vancouver, BC V5P 1P4 | Gas Permit | Residential | Renovation | Completed | Residential - To Replace 1 Furnace Re/Re | ALL TIME HEATING PLUMBING & AIR CONDITIONING
EP-2022-02060 | 2022-03-16 | 2065 E 46TH AVENUE, Vancouver, BC V5P 1P3 | Electrical Permit | Residential | Renovation | Issued | Installation / Repair - Residential - 125A 240V overhead service Disconnect damaged circuits and made safe. Contacted BC hydro for reconnect | Novawest Electrical Services Ltd
GP-2023-00373 | 2023-02-01 | 2078 E 46TH AVENUE, Vancouver, BC V5P 1P4 | Gas Permit | Residential | Renovation | Completed | Residential - HWT/Furnace re&re | Ferenc Nagy
EP-2023-11390 | NULL | 2111 E 46TH AVENUE, Vancouver, BC V5P 1P3 | Electrical Permit | Residential | New | Applicant Revisions | Installation / Repair - Residential - ¦ 1FD + 1SS- 200A ¦ 2 SEPARATE SERVICES ¦ 1FD + 1SS: 200A ¦ LWH: 125A ¦ Entire house and laneway house rough wire and finishing >BP: To construct a 2 storey + basement single detached house with a secondary suite ($714,042.50) located in the basement, and an open parking pad, providing 1 parking space, having vehicular access from the lane. Note: This is a 2 storey building pursuant to the Zoning and Development By-Law 1. Covenant registered at the Land Title Office under CB809528 2. No Strata Titling permitted 3. External mechanical unit proposed 4. Schedule B: Md. Shahidul Alam (604.653.7475) Structural, Architectural & Geotechnical 5. HPO: Residential Builder - Budget Homes Ltd. 6. Bar sink proposed in Rec room. 6. Exit protection is required to be provided in accordance with Articles 9.9.4.4., 9.9.4.6., and/or 9.37.2.8. of the 2019 VBBL. | Akam Electric Ltd.
PP-2023-04364 | 2023-12-19 | 2111 E 46TH AVENUE, Vancouver, BC V5P 1P3 | Plumbing Permit | Residential | New | Issued | Residential - Sump | Metro Contracting Ltd
NULL | NULL | 2111 E 46TH AVENUE, Vancouver, BC V5P 1P3 | Plumbing Permit | Residential | New | Draft | Residential - sump placing | Metro Contracting Ltd
EP-2023-10190 | 2023-11-14 | 2111 E 46TH AVENUE, Vancouver, BC V5P 1P3 | Electrical Permit | Residential | New | Issued | Temporary Power - Residential - To provide temporary power. >NOTE: Work authorized by this permit is for placement of a temporary power pole only and does not authorize any site construction and/or excavation. A separate Building Permit will be required prior to commencement of any other work on this site. | Akam Electric Ltd.
MP-2023-01795 | 2023-10-06 | 743 E 39TH AVENUE, Vancouver, BC V5W 1K5 | Mechanical Permit | NULL | NULL | Issued | NULL | Ultra Mechanical Ltd
EP-2023-09147 | 2023-10-11 | 743 E 39TH AVENUE, Vancouver, BC V5W 1K5 | Electrical Permit | Residential | New | Issued | Installation / Repair - Residential - Low voltage rough wiring of security, tv, data, sound,vacuum and completion of security alarm. >BP: To construct a NET ZERO 2 storey + basement two-family dwelling ($856,060) with a detached accessory building (garage) providing 2 parking spaces, having vehicular access from the lane. 1. Entire building to be sprinklered to NFPA 13D standard 2. A/C proposed – Exterior component located in South/North yard, Interior component located in second floor 3. Schedule B: (Jason Hui) P.Eng (778-319-3403) Structural & Geotechnical 4. HPO: Residential Builder- Bluestone Ventures Ltd. Note: This is a 2 storey building pursuant to the Zoning and Development By-Law ***This permit is issued under the VBBL 2019, with updated energy requirements as per bylaw # 12997 effective Jan 01, 2022.***. | Supersonic Security System Inc.
PP-2023-02930 | 2023-08-18 | 743 E 39TH AVENUE, Vancouver, BC V5W 1K5 | Plumbing Permit | Residential | New | Issued | Residential - New plumbing for single family residential >BP: To construct a NET ZERO 2 storey + basement two-family dwelling ($856,060) with a detached accessory building (garage) providing 2 parking spaces, having vehicular access from the lane. 1. Entire building to be sprinklered to NFPA 13D standard 2. A/C proposed – Exterior component located in South/North yard, Interior component located in second floor 3. Schedule B: (Jason Hui) P.Eng (778-319-3403) Structural & Geotechnical 4. HPO: Residential Builder- Bluestone Ventures Ltd. Oct 16/2023-AMEND Add 4 deck drains to permit | ASPRA PLUMBING & HEATING LTD.
EP-2023-03170 | 2023-04-12 | 743 E 39TH AVENUE, Vancouver, BC V5W 1K5 | Electrical Permit | Residential | New | Issued | Temporary Power - Residential - To provide temporary power. | SUNSTONE ELECTRIC LTD
PP-2023-02317 | 2023-06-29 | 743 E 39TH AVENUE, Vancouver, BC V5W 1K5 | Plumbing Permit | Residential | New | Issued | Residential - site services-sumps | Dryland Excavating Ltd
EP-2023-06290 | 2023-07-27 | 743 E 39TH AVENUE, Vancouver, BC V5W 1K5 | Electrical Permit | Residential | New | Issued | Installation / Repair - Residential - ¦ 2FD- 200A ¦ Complete wiring and finishing >Permit Amendment Oct 19, 2023 -"Change service amps 2-200 to 1-200 amps" Main Service 200 amps Unit 1-743 meter-125 amps Unit 2-745 meter-125 amps -"New load calculations is uploaded" *Document(s) uploaded to "Application Documents" tab for Electrical Inspector review. Documents are at pending status at time of permit amendment approval >Permit Amendment Aug 15, 2023 -Change service 200 amps to 2-200 amps ¦ Unit 743 meter- 200 amp ¦ Unit 745 meter-200 amps -New load calculations attached *Electrical contractor to request an electrical inspection online for the District Electrical Inspector to review document(s) uploaded to application documents: https://plposweb.vancouver.ca/Public/Login.aspx >BP: To construct a NET ZERO 2 storey + basement two-family dwelling ($856,060) with a detached accessory building (garage) providing 2 parking spaces, having vehicular access from the lane. 1. Entire building to be sprinklered to NFPA 13D standard 2. A/C proposed – Exterior component located in South/North yard, Interior component located in second floor 3. Schedule B: (Jason Hui) P.Eng (778-319-3403) Structural & Geotechnical 4. HPO: Residential Builder- Bluestone Ventures Ltd. Note: This is a 2 storey building pursuant to the Zoning and Development By-Law ***This permit is issued under the VBBL 2019, with updated energy requirements as per bylaw # 12997 effective Jan 01, 2022.***. | SUNSTONE ELECTRIC LTD
EP-2023-06905 | 2023-09-28 | 743 E 39TH AVENUE, Vancouver, BC V5W 1K5 | Electrical Permit | Residential | New | Issued | Installation / Repair - Residential - Solar PV Installation with PV Modules and Micro-Inverters for both dwelling units of duplex. >BP: To construct a NET ZERO 2 storey + basement two-family dwelling ($856,060) with a detached accessory building (garage) providing 2 parking spaces, having vehicular access from the lane. 1. Entire building to be sprinklered to NFPA 13D standard 2. A/C proposed – Exterior component located in South/North yard, Interior component located in second floor 3. Schedule B: (Jason Hui) P.Eng (778-319-3403) Structural & Geotechnical 4. HPO: Residential Builder- Bluestone Ventures Ltd. Note: This is a 2 storey building pursuant to the Zoning and Development By-Law ***This permit is issued under the VBBL 2019, with updated energy requirements as per bylaw # 12997 effective Jan 01, 2022.***. | Shift Energy Group Inc
SP-2023-01306 | 2023-07-19 | 743 E 39TH AVENUE, Vancouver, BC V5W 1K5 | Sprinkler Permit | Residential | New | Issued | Residential - New sprinkler system >BP: To construct a NET ZERO 2 storey + basement two-family dwelling with a detached accessory building (garage) providing 2 parking spaces, having vehicular access from the lane. 1. Entire building to be sprinklered to NFPA 13D standard 2. A/C proposed – Exterior component located in South/North yard, Interior component located in second floor 3. Schedule B: (Jason Hui) P.Eng (778-319-3403) Structural & Geotechnical 4. HPO: Residential Builder- Bluestone Ventures Ltd. | Haven Fire Protection Ltd
EP-2022-07099 | 2022-08-23 | 2149 E 40TH AVENUE, Vancouver, BC V5P 1J4 | Electrical Permit | Residential | Renovation | Completed | Installation / Repair - Residential - Main house existing service relocation. | Fortune Link Electrical Ltd
GP-2023-01878 | 2023-06-21 | 2016 E 3RD AVENUE, Vancouver, BC V5N 1H7 | Gas Permit | Residential | Renovation | Cancelled | Residential - Re/re of hot water tank with tankless water heater | 1236318 BC Ltd DBA Aquatech Vancouver
GP-2022-03380 | 2022-10-31 | 2036 E 3RD AVENUE, Vancouver, BC V5N 1H7 | Gas Permit | Residential | Renovation | Completed | Residential - Re and Re | Airlink Heating and Plumbing Ltd
EP-2023-04481 | 2023-06-06 | 2037 E 3RD AVENUE, Vancouver, BC V5N 1H6 | Electrical Permit | Residential | Renovation | Completed | Installation / Repair - Residential - Adding circuit for heat pump MP-2023-00826 | Douglas Millington o/a Moose Electric
GP-2023-01538 | 2023-05-11 | 2037 E 3RD AVENUE, Vancouver, BC V5N 1H6 | Gas Permit | Residential | Renovation | Completed | Residential - Decommission and remove old gas unit and installing new heat pump | Ashton Service Group/Ashton Mechanical Ltd.
MP-2023-00826 | 2023-05-11 | 2037 E 3RD AVENUE, Vancouver, BC V5N 1H6 | Mechanical Permit | NULL | NULL | Completed | NULL | Ashton Service Group/Ashton Mechanical Ltd.
PP-2023-02216 | 2023-06-27 | 1478 E 41ST AVENUE, Vancouver, BC V5P 1J9 | Plumbing Permit | Residential | Addition | Stop Work | Residential - Adding 2 new bathrooms REFER TO: CF-2023-006342 | ASPRA PLUMBING & HEATING LTD.
GP-2023-01891 | NULL | 1478 E 41ST AVENUE, Vancouver, BC V5P 1J9 | Gas Permit | Residential | Renovation | Submitted | Residential - Install a new navien boiler for furnace, redo new range REFER TO: CF-2023-006342 | ASPRA PLUMBING & HEATING LTD.
EP-2022-01580 | 2022-02-28 | 2948 E 3RD AVENUE, Vancouver, BC V5M 1H8 | Electrical Permit | Residential | New | Expired | Temporary Power - Residential - To provide temporary power. NOTE: Work authorized by this permit is for placement of a temporary power pole only and does not authorize any site construction and/or excavation. A separate Building Permit will be required prior to commencement of any other work on this site. | Maple Leaf Electrical Ltd
PP-2022-01339 | 2022-04-22 | 2948 E 3RD AVENUE, Vancouver, BC V5M 1H8 | Plumbing Permit | Residential | New | Completed | Residential - 2FD - FRONT UNIT - 2948 E 3RD AV BACK UNIT - 2946 E 3RD AV two out side sumps with out pump To construct a two-storey two-family dwelling with a basement, with an attached garage providing 2 parking spaces, having street access. Note: This Building Permit will remain in a suspended status until the associated (green) Demolition Permit BP-2021-01790 is completed. Note: This is a 2 storey building pursuant to the Zoning and Development By-Law 1. A/C units proposed in the rear yard | JVT EXCAVATING & DEMOLITION LTD
EP-2022-09588 | 2022-11-14 | 2948 E 3RD AVENUE, Vancouver, BC V5M 1H8 | Electrical Permit | Residential | New | Completed | Installation / Repair - Residential - Pre wire and completion of alarm,Telus,tv,internet and bell | Pioneer Security and Communications Ltd
GP-2022-02991 | 2022-10-04 | 2948 E 3RD AVENUE, Vancouver, BC V5M 1H8 | Gas Permit | Residential | New | Completed | Residential - 2FD - FRONT - 2948 E 3RD AV BACK - 2946 E 3RD AV ** Amend 11/25/2022** Add Boiler @ 150,000 BBQ @ 35,000 This is a new duplex house with 2 fixtures >DB: To construct a two-storey two-family dwelling with a basement, with an attached garage providing 2 parking spaces, having street access. Note: This is a 2 storey building pursuant to the Zoning and Development By-Law 1. A/C units proposed in the rear yard | AKAL Plumbing & Heating Ltd
SP-2022-01987 | 2022-11-29 | 2948 E 3RD AVENUE, Vancouver, BC V5M 1H8 | Sprinkler Permit | Residential | New | Completed | Residential - Install sprinklers in Duplex >To construct a two-storey two-family dwelling ($714,000) with a basement, with an attached garage providing 2 parking spaces, having street access. Note: This is a 2 storey building pursuant to the Zoning and Development By-Law 1. A/C units proposed in the rear yard 2. Schedule B: Y K Sharma P Eng (778 863-7076) Structural & Geotechnical 4. HPO: Residential Builder - Sun Engineering Ltd #41733. ****ALL PROJECT COORINATOR NOTES HAS BEEN ACCEPTED BY THE APPLICANT**** ******THIS PERMIT HAS BEEN ISSUED UNDER THE REQUIREMENTS OF VBBL #12511 (2019)****** | Gold Key Fire Protection Ltd
EP-2022-07976 | 2022-09-23 | 2948 E 3RD AVENUE, Vancouver, BC V5M 1H8 | Electrical Permit | Residential | New | Completed | Installation / Repair - Residential - New Electrical for: Duplex house new construction >BP: To construct a two-storey two-family dwelling ($714,000) with a basement, with an attached garage providing 2 parking spaces, having street access 1. A/C units proposed in the rear yard 2. Schedule B: Y K Sharma P Eng (778 863-7076) Structural & Geotechnical 4. HPO: Residential Builder - Sun Engineering Ltd #41733. ****ALL PROJECT COORINATOR NOTES HAS BEEN ACCEPTED BY THE APPLICANT**** ******THIS PERMIT HAS BEEN ISSUED UNDER THE REQUIREMENTS OF VBBL #12511 (2019)****** | Maple Leaf Electrical Ltd
MP-2022-00012 | 2022-07-13 | 2948 E 3RD AVENUE, Vancouver, BC V5M 1H8 | Mechanical Permit | NULL | NULL | Completed | NULL | AKAL Plumbing & Heating Ltd
PP-2022-02328 | 2022-07-04 | 2948 E 3RD AVENUE, Vancouver, BC V5M 1H8 | Plumbing Permit | Residential | New | Completed | Residential - 2FD - FRONT UNIT - 2948 E 3RD AV BACK UNIT - 2946 E 3RD AV This is a new duplex house with 30 fixtures To construct a two-storey two-family dwelling with a basement, with an attached garage providing 2 parking spaces, having street access. Note: This is a 2 storey building pursuant to the Zoning and Development By-Law 1. A/C units proposed in the rear yard | AKAL Plumbing & Heating Ltd
EP-2023-09492 | 2023-10-31 | 2608 E 42ND AVENUE, Vancouver, BC V5R 2Y1 | Electrical Permit | Residential | Addition | Issued | Installation / Repair - Residential - ¦1FD- 100A SERVICE DISCONNECT/ RE-CONNECT ¦ Service upgrade and Installation of Teck Cable. Main House100 A. Laneway House 100 A. Main Service 200 A | AMTEK Electric Ltd
EP-2023-09660 | 2023-11-17 | 2690 E 42ND AVENUE, Vancouver, BC V5R 2Y1 | Electrical Permit | Residential | Renovation | Completed | Installation / Repair - Residential - Kitchen and bathroom renovation >No structural work performed. Due to New Kitchen cabinet design kitchen and island table extended to garage side. *MP-2023-01908: Issued (Heating and Cooling) Amend: Dec 20, 2023 amend: service increase | Hong Seok Jang DBA Simply Electric
MP-2023-01908 | 2023-10-25 | 2690 E 42ND AVENUE, Vancouver, BC V5R 2Y1 | Mechanical Permit | NULL | NULL | Completed | NULL | Torr Refrigeration & HVAC Inc
PP-2023-03761 | 2023-10-25 | 2690 E 42ND AVENUE, Vancouver, BC V5R 2Y1 | Plumbing Permit | Residential | Renovation | Completed | Residential - Install new Navien Tankless water heater | PHD PLUMBING HEATING & DRAINAGE LTD
GP-2023-03215 | 2023-10-25 | 2690 E 42ND AVENUE, Vancouver, BC V5R 2Y1 | Gas Permit | Residential | Renovation | Completed | Residential - Gas connection for on demand water heater | PHD PLUMBING HEATING & DRAINAGE LTD
EP-2023-10567 | 2023-11-24 | 2690 E 42ND AVENUE, Vancouver, BC V5R 2Y1 | Electrical Permit | Residential | Addition | Completed | Installation / Repair - Residential - Running 11 cat6 lines for installing 3 access points, 3 IP cameras, 1 doorbell and 4 data drops | Crew Electric Inc
EP-2022-06289 | 2022-07-28 | 298 E 45TH AVENUE, Vancouver, BC V5W 1X1 | Electrical Permit | Residential | Addition | Completed | Installation / Repair - Residential - Move the service mass and meter 5' E of the present location onto the new garage. Also provide a new 200A panel to service the house. Add lights, plugs and bb heaters. >BP: To provide a new detached accessory building (garage) at this existing one-family dwelling on site. Okay for SIPS as per C.Yue 9.30.20 Schedule B (Structural) - Tim Lam - 604-255-7670 This permit was reviewed under the 2019 VBBL during the Covid 19 pandemic. Note: -Roof drainage to rock pit and the satisfaction of the District Building Inspector -A survey may be required. Contact your District Building Inspector prior to locating formwork. -The attic space (of accessory building) is not to be developed and/or used as habitable space at any time. -Door when open and/or eaves or other appendages shall not project beyond any property line. -Accessory buildings shall be located in the rear yard and may not occupy more than 80% of the width of the site. -All debris shall be cleared and the site levelled to the satisfaction of the City Building Inspector. -Work under this permit may not proceed beyond the excavation and construction of foundation forms until the permit been marked "plans accepted" and countersigned by the City Building Inspector on the "Building Permit Inspection Approval Record". It is the applicant's responsibility to contact the Inspector. | E-Power Contractors Ltd
NULL | NULL | 298 E 45TH AVENUE, Vancouver, BC V5W 1X1 | Electrical Permit | Residential | New | Draft | Installation / Repair - Residential - Move the service mass onto the newly built garage. A 200A panel will be installed in the garage to service the house. Also lights, plugs and bb heaters will be installed in the garage. | NULL
EP-2024-00660 | NULL | 304 E 45TH AVENUE, Vancouver, BC V5W 1X3 | Electrical Permit | Residential | Renovation | Applicant Revisions | Installation / Repair - Residential - service upgrade to 200 amp full home rewire install electric heat install heat pump >BP: Exterior and interior alterations to renovate this existing single Detached House on this site. Scope of work - Bsmt - Interior layout changes, relocate bathroom & laundry room, new closets, new doors & interior walls. - Upper fl - update kitchen, relocate master bedroom & update ensuite bathroom and WIC, new doors & interior walls - Remove existing chimney, add new skylight, new wood soffits, new floor finish, new air barrier on roof & exterior walls, new vapour barrier on below below grade wall - South EL - New window opening, replace & infilled windows, new entry door, new glazed entry door, new brick cladding, new rear stairs & guardrail - North EL - replace existing window & glazed entry door, new stucco & brick cladding - E EL - replace existing windows, infilled one window, new paint on existing siding & stucco, new brick clad wall - W EL - replace existing windows, new brick cladding & paint on existing wood cladding Ok for Field Review per W. Wong Schedule B Structural - Nick de Ridder, P.Eng - 604-731-7412 REUP submitted as per Jordan Galaugher | Delport Electric 2000 Ltd
EP-2022-01001 | 2022-02-09 | 336 E 45TH AVENUE, Vancouver, BC V5W 1X3 | Electrical Permit | Residential | Addition | Completed | Installation / Repair - Residential - Underground feed from laneway house to main house. | G.S.G. Electric Ltd.
GP-2022-02552 | 2022-08-26 | 336 E 45TH AVENUE, Vancouver, BC V5W 1X3 | Gas Permit | Residential | New | Completed | Residential - Wolf 48"Freestanding Dual Fuel Range | Han Appliances & Refrigeration Ltd
GP-2022-03669 | 2022-11-22 | 417 E 45TH AVENUE, Vancouver, BC V5W 1X5 | Gas Permit | Residential | Renovation | Completed | Residential - Furnace and hot water tank replacement | Maple Furnace Heating & Air Conditioning
GP-2022-03436 | 2022-11-03 | 427 E 45TH AVENUE, Vancouver, BC V5W 1X5 | Gas Permit | Residential | Renovation | Completed | Residential - Hot water tank replacement | Reid Brothers Plumbing & Heating Ltd
PP-2022-01296 | 2022-04-14 | 2819 E 42ND AVENUE, Vancouver, BC V5R 2Y3 | Plumbing Permit | Residential | New | Completed | Residential - 2FD+2SS - WEST UNIT - 2819 E 42ND AV - #1 & #2 EAST UNIT - 2821 E 42ND AV - #1 & #2 Install 3/4" backflow preventer for lawn sprinklers To construct a 2 storey two-family dwelling with (2) secondary suite(s) located in the Basement with a detached accessory building (garage) and 2 open parking at the rear providing 4 parking spaces, having vehicular access from the lane. 1. Covenant registered at the Land Title Office under CA9029259 2. A/C proposed – Exterior component located in rear yard, Interior component located in second floor | M&M Industries Ltd
MP-2023-01859 | 2023-10-17 | 2826 E 42ND AVENUE, Vancouver, BC V5R 2Y4 | Mechanical Permit | NULL | NULL | Completed | NULL | Central Commercial & Residential Services
GP-2023-03101 | 2023-10-17 | 2826 E 42ND AVENUE, Vancouver, BC V5R 2Y4 | Gas Permit | Residential | Renovation - Dwelling Unit(s) only | Completed | Residential - tankless water heater replacement AMEND: OCT 25/2023 Add additional furnace replacement | Central Commercial & Residential Services
EP-2023-09274 | 2023-10-18 | 2826 E 42ND AVENUE, Vancouver, BC V5R 2Y4 | Electrical Permit | Residential | Addition | Completed | Installation / Repair - Residential - New 200A overhead service upgrade, BC Hydro reference #4964504 + new dedicated circuit for new 28A MCA, 40A MOCP heat pump MP-2023-01859 | KOVAC ELECTRICAL GROUP LTD.
EP-2022-00477 | 2022-01-24 | 34 E 46TH AVENUE, Vancouver, BC V5W 1Z1 | Electrical Permit | Commercial | Renovation | Completed | Installation / Repair - Commercial - 1. Install 2 install emergency lighting and exit combo.. 2. Install 1 emergency lighting in hallway. 3. Replace 2 GFCI in bathroom with TR type. 4. Install 7 combination CO smoke alarms. 5. Remove garage ceiling plug and replace 2 gang plastic switch box with metal one. 6. Install electrical panel breaker filler. 7.Move furnace disconnect switch to corridor and blank covered the other furnace switch. 8. Disconnect basement stove wire and blank cover the box. 9. Move fridge plug to top of the door. 10. Troubleshoot the problem for the plug which lose power. >BP: Play and Learn Montessori Family ChildCare for 7 children none under 30 months Ensure that an unpermitted secondary suite in the basement does not exist or is removed prior to approval of the childcare. Ludmila Gurevich 604.899.8019 gurmichael@yahoo.ca | Happyman Electric Ltd
EP-2022-03336 | 2022-07-15 | 62 E 46TH AVENUE, Vancouver, BC V5W 1Z1 | Electrical Permit | Residential | Renovation | Completed | Installation / Repair - Residential - Supply power & disconnect for air conditioning unit. A 20A 240V branch circuit. Amend: July 26, 2022 Amend from 20 amp 240 volt to 30 amp 240 volt for air conditioner | Al's Electrical Contracting Ltd
GP-2023-02276 | 2023-08-01 | 75 E 46TH AVENUE, Vancouver, BC V5W 1Z2 | Gas Permit | Residential | Renovation - Dwelling Unit(s) only | Completed | Residential - Replacing old Boiler with new Combination Boiler | Good Guys Heating Cooling Plumbing
EP-2023-09919 | 2023-11-24 | 76 E 46TH AVENUE, Vancouver, BC V5W 1Z1 | Electrical Permit | Residential | Addition | Completed | Installation / Repair - Residential - Install dcc12 EVEMS to existing 100 amp service for use of car charger. includes wire from panel to EVEMS in garage to EV charger/receptacle in garage. | ELECTRICAL SAVVY CONTRACTING INC
EP-2022-02027 | 2022-03-15 | 81 E 46TH AVENUE, Vancouver, BC V5W 1Z2 | Electrical Permit | Residential | Renovation - Dwelling Unit(s) only | Completed | Installation / Repair - Residential - Remove the kitchen/cooking facilities (i.e. the range and associated electrical). -The space will no longer be used as a suite. (CF-2019-012968) | EVERLAST ELECTRIC LTD
GP-2023-03227 | 2023-10-25 | 108 E 46TH AVENUE, Vancouver, BC V5W 1Z4 | Gas Permit | Residential | Renovation | Completed | Residential - boiler re&re | Ferenc Nagy
GP-2022-03568 | 2022-11-15 | 128 E 46TH AVENUE, Vancouver, BC V5W 1Z4 | Gas Permit | Residential | Renovation | Completed | Residential - Replace an old gas boiler and gas HWT with a new gas combi boiler | Conor Whyte Plumbing And Heating Limited
GP-2023-01743 | 2023-06-05 | 165 E 46TH AVENUE, Vancouver, BC V5W 1Z3 | Gas Permit | Residential | Renovation | Completed | Residential - Re&re Furnace | Milani Plumbing Heating & Air Conditioning Ltd
EP-2022-03799 | 2022-05-12 | 166 E 46TH AVENUE, Vancouver, BC V5W 1Z4 | Electrical Permit | Residential | New | Completed | Installation / Repair - Residential - data,tv,chime ,camera wiring& completion >BP: 1.5 STOREY LANEWAY HOME + 1 OPEN PARKING To construct a 2 storey laneway house building ($161,000.00) with an open parking pad providing 1 parking space over gravel, having vehicular access from the 20' Lane. Note: This is a 1 ½ storey building pursuant to the Zoning & Development By-law. 1. Covenant registered at the Land Title Office under CA7892122 2. No Strata Titling permitted 3. No A/C Unit proposed 4. Schedule B: (Henry Sy- Nig Hsu) P.Eng (604.322.7158) Structural & Geotechnical 5. BC Housing (Sharp Projects Ltd) NOTE: To achieve the required FSR. A floor space exclusion of 3% has been applied to this application as per section 11.24.18 of the district schedule, to accommodate improved building performance. Address has been assigned per the approved plans as the fire/emergency access to the laneway house is from the West side. This access must be provided & maintained at 20' Lane at all times in accordance with the Building By-law. "Combustible projections or roof soffits on an exposing building face shall not project to less than .45m from the property line and shall be in compliance with VBBL 2014 9.10.15.5.(9)" The entire building, INCLUDING THE ATTACHED GARAGE (if applicable), to be sprinklered to NFPA 13 D per 3.2.5.12.(3)(d) ******THIS PERMIT HAS BEEN ISSUED UNDER THE REQUIREMENTS OF VBBL 2014 ****** *NEW HOUSE* Note: See DB-2019-03847 for Bldg 1 on site (principal bldg) addressed 170 W 46th Av. | Repel Security Systems Ltd
EP-2022-03302 | 2022-04-25 | 107 E 3RD AVENUE, Vancouver, BC V5T 1C7 | Electrical Permit | Commercial | New | Completed | Installation / Repair - Commercial - Extra Low Voltage HVAC >BP: To construct a 8-storey (7-level with mezzanine under Zoning and Development Bylaw), mixed use building consisting of: 1st and 2nd storey (mezz under Z&D) - Manufacturing use (shell), 3rd to 7th storeys - office use (shell), 8th storey - TI fit out for Unit #801 for office use, Roof - occupied deck, all over 3 levels of underground parking via car elevator with vehicular access from the rear lane. Separate tenant improvement permits are required for the tenant shell spaces. This permit has been reviewed under the 2014 Vancouver Building By-law (#10908). ZEBP energy requirements applied. Reviewed during the 2020 pandemic crisis. STAGED CONSTRUCTIONS Stage 1 - Excavation and Shoring (issued August 21, 2020). Revision #1 - Change of Contractor (issued August 26, 2020). Stage 2 - Foundation to Grade (issued December 8, 2020) Stage 3 - Full Construction (issued April 7, 2021) Revision 1 - Change of CP from Brian Fraser to Michael Ferber, effective May 3, 2021. - issued July 6, 2021 | Control Solutions Ltd
EP-2022-03251 | 2022-04-26 | 107 E 3RD AVENUE, Vancouver, BC V5T 1C7 | Electrical Permit | Commercial | New | Completed | Installation / Repair - Commercial - Sprinkler pipes heat trace in the parkade >BP: To construct a 8-storey (7-level with mezzanine under Zoning and Development Bylaw), mixed use building consisting of: 1st and 2nd storey (mezz under Z&D) - Manufacturing use (shell), 3rd to 7th storeys - office use (shell), 8th storey - TI fit out for Unit #801 for office use, Roof - occupied deck, all over 3 levels of underground parking via car elevator with vehicular access from the rear lane. Separate tenant improvement permits are required for the tenant shell spaces. This permit has been reviewed under the 2014 Vancouver Building By-law (#10908). ZEBP energy requirements applied. Reviewed during the 2020 pandemic crisis. STAGED CONSTRUCTIONS Stage 1 - Excavation and Shoring (issued August 21, 2020). Revision #1 - Change of Contractor (issued August 26, 2020). Stage 2 - Foundation to Grade (issued December 8, 2020) Stage 3 - Full Construction (issued April 7, 2021) Revision 1 - Change of CP from Brian Fraser to Michael Ferber, effective May 3, 2021. - issued July 6, 2021 | Price Beat Electric Ltd.
SP-2023-00830 | 2023-05-12 | 107 E 3RD AVENUE, Vancouver, BC V5T 1C7 | Sprinkler Permit | Commercial | Tenant Improvement | Completed | Commercial - add 7 new heads to accommodate new walls being added. >BP: First tenant improvement and change of use from office shell to office on the 6th floor (#601) in this existing mixed use building. Scope of work: Remove existing partition and door. Construct new partition for a new meeting room, washroom upgrade, new glazing, new glass entry door and millwork. Electrical, plumbing and sprinkler work. Building Sprinklered – Separate sprinkler permit required for proposed sprinkler work. *****This application does not include any of the following: 1. Not more than 20 sprinklers (add, relocate, or remove), 2. hydraulic calculations, 3. change in occupancy and /or hazard classification, 4. warehouse storage arrangements, 5. mobile compact storage arrangements, 6. alternative solutions, 7. changes to the sprinkler system supply piping (e.g. valves, mains, cross-mains, branch-lines, etc.), or 8. flexible sprinkler pipe. | Five Star Fire Protection Ltd
EP-2023-04018 | 2023-05-08 | 107 E 3RD AVENUE, Vancouver, BC V5T 1C7 | Electrical Permit | Commercial | Tenant Improvement | Completed | Installation / Repair - Commercial - New power and data. New lighting. Conduit work for exposed ceiling. >BP: First tenant improvement and change of use from office shell to office on the 6th floor (#601) in this existing mixed use building. Scope of work: Remove existing partition and door. Construct new partition for a new meeting room, washroom upgrade, new glazing, new glass entry door and millwork. Electrical, plumbing and sprinkler work. Building Sprinklered – Separate sprinkler permit required for proposed sprinkler work. Energy checklist is currently no longer required with your Building Permit (BP) application. Some supporting documents are still required at BP stage, specifically Envelope and HVAC, if applicable. Service Water Heating and Lighting supporting documents, if applicable, must be submitted with your related trades permits (e.g. electrical and plumbing). | Centre Electric Ltd
PP-2023-01827 | 2023-05-24 | 107 E 3RD AVENUE, Vancouver, BC V5T 1C7 | Plumbing Permit | Commercial | Tenant Improvement | Completed | Commercial - Addition of washroom and lunchroom plumbing fixtures >BP: #601 - 6th Floor First tenant improvement and change of use from office shell to office on the 6th floor (#601) in this existing mixed use building. Scope of work: Remove existing partition and door. Construct new partition for a new meeting room, washroom upgrade, new glazing, new glass entry door and millwork. Electrical, plumbing and sprinkler work. REVISION #1: Interior layout changes including additional walls at entry, electrical and data to workstation. Increase in project value of $40,000 (from $75,000 to $115,000) - May 16/23 (LLL) | Tri-City Plumbing & Heating Ltd
EP-2023-06377 | 2023-07-14 | 107 E 3RD AVENUE, Vancouver, BC V5T 1C7 | Electrical Permit | Commercial | Renovation | Completed | Installation / Repair - Commercial - Electrical Sign Connection - Interior Sign. >BP: First tenant improvement and change of use from office shell to office on the 6th floor (#601) in this existing mixed use building. Scope of work: Remove existing partition and door. Construct new partition for a new meeting room, washroom upgrade, new glazing, new glass entry door and millwork. Electrical, plumbing and sprinkler work. REVISION #1: Interior layout changes including additional walls at entry, electrical and data to workstation. Increase in project value of $40,000 (from $75,000 to $115,000) - May 16/23 (LLL) Building Sprinklered – Separate sprinkler permit required for proposed sprinkler work. Energy checklist is currently no longer required with your Building Permit (BP) application. Some supporting documents are still required at BP stage, specifically Envelope and HVAC, if applicable. Service Water Heating and Lighting supporting documents, if applicable, must be submitted with your related trades permits (e.g. electrical and plumbing). | Mainland Signs Inc
EP-2023-01086 | 2023-02-08 | 107 E 3RD AVENUE, Vancouver, BC V5T 1C7 | Electrical Permit | Commercial | Tenant Improvement | Completed | Installation / Repair - Commercial - Install new light fixtures, install sensor switches, run branch circuits, run Data lines, relocate 2 fire alarm speakers and heat detector. >BP: Interior alterations to provide a First Tenant Improvement to an existing full floor office (shell) on the 3rd floor (#301) in this existing commercial building on this site. Scope of work: remove one wall, construct new partition walls, doors, millwork, finishes for new layout, electrical, plumbing, mechanical and sprinkler work. TENANT: Wasserman & Partners Advertising Building Sprinklered - Separate sprinkler permit required for proposed sprinkler work. Energy checklist is currently no longer required with your Building Permit (BP) application. Some supporting documents are still required at BP stage, specifically Envelope and HVAC, if applicable. Service Water Heating and Lighting supporting documents, if applicable, must be submitted with your related trades permits (e.g. electrical and plumbing). All energy upgrades will be checked during inspections stage. It is the applicant’s responsibility to identify and note all required upgrades including energy upgrades on their BP drawings at BP stage. | Marcel Electric Inc
PP-2023-00715 | 2023-03-03 | 107 E 3RD AVENUE, Vancouver, BC V5T 1C7 | Plumbing Permit | Commercial | Tenant Improvement | Completed | Commercial - Plumbing for new layout >BP: #301 - 3rd Floor (full floor tenant) Interior alterations to provide a First Tenant Improvement to an existing full floor office (shell) on the 3rd floor (#301) in this existing commercial building on this site. Scope of work: remove one wall, construct new partition walls, doors, millwork, finishes for new layout, electrical, plumbing, mechanical and sprinkler work. | KERN BSG MANAGEMENT LTD
SP-2023-00071 | 2023-03-15 | 107 E 3RD AVENUE, Vancouver, BC V5T 1C7 | Sprinkler Permit | Commercial | Tenant Improvement | Completed | Commercial - For sprinkler system alterations to the 2019 VBBL and NFPA 13, 2013 for the tenant improvements to provide interior alterations for a First Tenant Improvement to an existing full floor office (shell) on the 3rd floor (#301) in this existing commercial building on this site. Engineer of Record: Erik Watson-Hurthig 604-209-2594 erikwh@eriksberg.ca | WS Fire Protection Ltd
EP-2022-07526 | 2022-09-08 | 107 E 3RD AVENUE, Vancouver, BC V5T 1C7 | Electrical Permit | Commercial | NULL | Expired | Annual / Operating - maintenance and operation of electrical equipment, misc electrical work throughout | Mott Electric General Partnership
EP-2022-06378 | 2022-07-28 | 107 E 3RD AVENUE, Vancouver, BC V5T 1C7 | Electrical Permit | Commercial | New | Completed | Installation / Repair - Commercial - Low voltage security, access control, ADO, CCTV and intercom. COMPLETE SECURITY ALARM SYSTEM To construct a 8-storey (7-level with mezzanine under Zoning and Development Bylaw), mixed use building consisting of: 1st and 2nd storey (mezz under Z&D) - Manufacturing use (shell), 3rd to 7th storeys - office use (shell), 8th storey - TI fit out for Unit #801 for office use, Roof - occupied deck, all over 3 levels of underground parking via car elevator with vehicular access from the rear lane. Separate tenant improvement permits are required for the tenant shell spaces. | SHS Alarm BC Ltd
EP-2023-07811 | 2023-08-29 | 107 E 3RD AVENUE, Vancouver, BC V5T 1C7 | Electrical Permit | Commercial | NULL | Issued | Annual / Operating - Misc work throughout Renewal of EP-2022-07526 Valid: Sep 8, 2023 to Sep 7, 2024 | Mott Electric General Partnership
EP-2022-08488 | 2022-10-17 | 112 E 3RD AVENUE, Vancouver, BC V5T 1C8 | Electrical Permit | Commercial | Addition | Completed | Installation / Repair - Commercial - Installing 3 phase 208v 60A breaker and wiring for new 15kw heater. | Modern Niagara Vancouver Inc
GP-2022-02790 | 2022-09-21 | 146 E 3RD AVENUE, Vancouver, BC V5T 1C8 | Gas Permit | Commercial | Renovation | Completed | Commercial - removed old traditional hot water and installed high efficiency Navien tankless water heater with storage tank | Ringaway Plumbing Heating and Drainage Ltd
GP-2022-03392 | 2022-11-01 | 34 E 43RD AVENUE, Vancouver, BC V5W 1S8 | Gas Permit | Residential | Renovation - Dwelling Unit(s) only | Issued | Residential - tankless water heater install | Eco Pro Heating & Cooling Ltd
EP-2024-00324 | NULL | 2873 E 42ND AVENUE, Vancouver, BC V5R 2Y3 | Electrical Permit | Residential | New | In Review | Installation / Repair - Residential - Electrical Roughing & Finish. >BP: To construct a two-car detached 22'-00"x 23'-67' accessory building (garage) ($20,000) at the rear of this existing single detached house with secondary suite to provide 2 parking spaces having vehicular access from the rear lane on this existing inside with lane site. | Highlight Electrical Ltd
GP-2023-00907 | 2023-03-14 | 2880 E 42ND AVENUE, Vancouver, BC V5R 2Y4 | Gas Permit | Residential | Renovation | Completed | Residential - Replacing boiler and water heater with a combination boiler | BC Wide Home Services Ltd
EP-2022-10417 | 2022-12-13 | 2928 E 42ND AVENUE, Vancouver, BC V5R 2Y5 | Electrical Permit | Residential | Tenant Improvement | Completed | Installation / Repair - Residential - Service upgrade to 200amps first followed by electrical installation of HP BP not required #250kcmilAL SR MP-2022-00671 | Moore And Russell Heating And Air Conditioning Ltd
MP-2022-00671 | 2022-12-08 | 2928 E 42ND AVENUE, Vancouver, BC V5R 2Y5 | Mechanical Permit | NULL | NULL | Completed | NULL | Moore And Russell Heating And Air Conditioning Ltd
EP-2023-09033 | 2023-10-23 | 2960 E 42ND AVENUE, Vancouver, BC V5R 2Y5 | Electrical Permit | Residential | Renovation - Dwelling Unit(s) only | Completed | Installation / Repair - Residential - House 100A to 200A electrical service upgrade overhead private pole type with new 200A panel, ground plate, meter base install | Magtion Electric Ltd
MP-2023-02031 | 2023-11-14 | 2960 E 42ND AVENUE, Vancouver, BC V5R 2Y5 | Mechanical Permit | NULL | NULL | Issued | NULL | CoStar Home Energy Ltd
EP-2023-10425 | 2023-12-15 | 2960 E 42ND AVENUE, Vancouver, BC V5R 2Y5 | Electrical Permit | Residential | Addition | Completed | Installation / Repair - Residential - wiring and power supply for a heat pump *MP-2023-02031: Issued (Heating and Cooling) | Vanflow Electrical Ltd
EP-2023-11352 | 2023-12-25 | 2975 E 42ND AVENUE, Vancouver, BC V5R 2Y6 | Electrical Permit | Residential | New | Issued | Temporary Power - Residential - To provide temporary power. | AULAKH ELECTRICAL CORPORATION
EP-2022-10312 | 2022-12-07 | 2975 E 42ND AVENUE, Vancouver, BC V5R 2Y6 | Electrical Permit | Residential | New | Expired | Temporary Power - Residential - To provide temporary power. | AULAKH ELECTRICAL CORPORATION
PP-2023-01380 | 2023-04-20 | 2975 E 42ND AVENUE, Vancouver, BC V5R 2Y6 | Plumbing Permit | Residential | New | Issued | Residential - Sump | Knight Demolition & Excavation Ltd
EP-2023-06637 | 2023-08-16 | 2975 E 42ND AVENUE, Vancouver, BC V5R 2Y6 | Electrical Permit | Residential | New | Issued | Installation / Repair - Residential - Residential - Duplex Electrical wiring rough in to finishing Installation of A/C unit per unit Electric boiler per unit >BP: To construct a two-storey two-family dwelling with two secondary suites ($837,500.00) located in the basement, with a detached accessory building (2 car garage) and 2 surface parking spaces at the rear providing total 4 parking spaces, having vehicular access from the lane. Note: This is a 2 storey building pursuant to the Zoning and Development By-Law 1. Covenant registered at the Land Title Office under CB274898 2. A/C units proposed in the rear yard 3. No bar sinks proposed 4. Schedule B: Jason Hui, P.Eng (778-319-3403) Structural & Geotechnical 5. HPO: Residential Builder - Trans Pacific Homes Inc. 6. The entire building, INCLUDING THE ATTACHED GARAGE (if applicable), to be sprinklered to 2XNFPA 13D. 7. As shown by an asterisk (*) on the building permit floor plans and/or elevations, exit protection is required to be provided in accordance with Articles 9.9.4.4., 9.9.4.6., and/or 9.37.2.8. of the 2019 VBBL ***This permit has been issued under the VBBL 2019, with updated energy requirements as per bylaw # 12997 effective Jan 01, 2022.*** | Benjamin Electric Ltd
GP-2023-02143 | 2023-07-19 | 2975 E 42ND AVENUE, Vancouver, BC V5R 2Y6 | Gas Permit | Residential | New | Issued | Residential - 2 Ranges and 2 BBQs BBQ - Rough in only >BP: To construct a two-storey two-family dwelling with two secondary suites | ACME PLUMBING HEATING & GAS LTD.
SP-2023-01314 | 2023-07-20 | 2975 E 42ND AVENUE, Vancouver, BC V5R 2Y6 | Sprinkler Permit | Residential | New | Issued | Residential - to install a new Sprinkler system in the Duplex >BP: To construct a two-storey two-family dwelling with two secondary suites located in the basement, with a detached accessory building (2 car garage) and 2 surface parking spaces at the rear providing total 4 parking spaces, having vehicular access from the lane. Note: This is a 2 storey building pursuant to the Zoning and Development By-Law 1. Covenant registered at the Land Title Office under CB274898 2. A/C units proposed in the rear yard 3. No bar sinks proposed 4. Schedule B: Jason Hui, P.Eng (778-319-3403) Structural & Geotechnical 5. HPO: Residential Builder - Trans Pacific Homes Inc. 6. The entire building, INCLUDING THE ATTACHED GARAGE (if applicable), to be sprinklered to 2XNFPA 13D. 7. As shown by an asterisk (*) on the building permit floor plans and/or elevations, exit protection is required to be provided in accordance with Articles 9.9.4.4., 9.9.4.6., and/or 9.37.2.8. of the 2019 VBBL | ACME PLUMBING HEATING & GAS LTD.
EP-2023-07009 | 2023-08-03 | 2975 E 42ND AVENUE, Vancouver, BC V5R 2Y6 | Electrical Permit | Residential | New | Issued | Installation / Repair - Residential - Installation of tv ,telephone, security alarm prewire and complete. >BP: To construct a two-storey two-family dwelling with two secondary suites ($837,500.00) located in the basement, with a detached accessory building (2 car garage) and 2 surface parking spaces at the rear providing total 4 parking spaces, having vehicular access from the lane. | Tvisha Technologies Ltd
PP-2023-01988 | 2023-06-05 | 2975 E 42ND AVENUE, Vancouver, BC V5R 2Y6 | Plumbing Permit | Residential | New | Issued | Residential - to install new plumbing fixtures in the Duplex >BP: To construct a two-storey two-family dwelling with two secondary suites located in the basement, with a detached accessory building (2 car garage) and 2 surface parking spaces at the rear providing total 4 parking spaces, having vehicular access from the lane. Note: This is a 2 storey building pursuant to the Zoning and Development By-Law 1. Covenant registered at the Land Title Office under CB274898 2. A/C units proposed in the rear yard 3. No bar sinks proposed 4. Schedule B: Jason Hui, P.Eng (778-319-3403) Structural & Geotechnical 5. HPO: Residential Builder - Trans Pacific Homes Inc. 6. The entire building, INCLUDING THE ATTACHED GARAGE (if applicable), to be sprinklered to 2XNFPA 13D. 7. As shown by an asterisk (*) on the building permit floor plans and/or elevations, exit protection is required to be provided in accordance with Articles 9.9.4.4., 9.9.4.6., and/or 9.37.2.8. of the 2019 VBBL | ACME PLUMBING HEATING & GAS LTD.
MP-2023-01112 | 2023-06-18 | 2975 E 42ND AVENUE, Vancouver, BC V5R 2Y6 | Mechanical Permit | NULL | NULL | Issued | NULL | ACME PLUMBING HEATING & GAS LTD.
PP-2022-00418 | 2022-02-09 | 319 E 44TH AVENUE, Vancouver, BC V5W 1W1 | Plumbing Permit | Residential | Renovation | Completed | Residential - One sump out of the house Interior alterations to provide improvements to this existing one family dwelling on this site. Scope of work includes reconfiguration of rooms, new powder room, replace 2 windows, new kitchen on main floor, reconfigure rooms, add bedroom in basement, split power panel, run electrical power to existing garage, and sewer upgrade to house. | Jewel Mini Excavating Ltd
PP-2022-00570 | 2022-02-18 | 319 E 44TH AVENUE, Vancouver, BC V5W 1W1 | Plumbing Permit | Residential | Renovation | Completed | Residential - Plumbing rough-in and installation of plumbing fixtures Interior alterations to provide improvements to this existing one family dwelling on this site. Scope of work includes reconfiguration of rooms, new powder room, replace 2 windows, new kitchen on main floor, reconfigure rooms, add bedroom in basement, split power panel, run electrical power to existing garage, and sewer upgrade to house. | Tri-City Plumbing & Heating Ltd
SP-2022-00771 | 2022-05-17 | 319 E 44TH AVENUE, Vancouver, BC V5W 1W1 | Sprinkler Permit | Residential | New | Completed | Residential - New sprinkler system in exsiting 2 storey home being renovated Interior alterations to provide improvements to this existing one family dwelling on this site. Scope of work includes reconfiguration of rooms, new powder room, replace 2 windows, new kitchen on main floor, reconfigure rooms, add bedroom in basement, split power panel, run electrical power to existing garage, and sewer upgrade to house. | Major Fire Protection Ltd
GP-2022-02926 | 2022-10-03 | 319 E 44TH AVENUE, Vancouver, BC V5W 1W1 | Gas Permit | Residential | Addition | Completed | Residential - Gas insert fireplace installation >BP: Interior alterations to provide improvements to this existing one family dwelling on this site. Scope of work includes reconfiguration of rooms, new powder room, replace 2 windows, new kitchen on main floor, reconfigure rooms, add bedroom in basement, split power panel, run electrical power to existing garage, and sewer upgrade to house. OK for field review as per Rosa Astorino - September 15, 2021 | Vaglio Fireplace LTD
EP-2022-05393 | 2022-06-24 | 319 E 44TH AVENUE, Vancouver, BC V5W 1W1 | Electrical Permit | Residential | Renovation | Completed | Installation / Repair - Residential - Full gut renovation. New 200A service with double meter base. 100A to main house, 100A to suite. New branch circuits, lighting and appliances. >BP: Interior alterations to provide improvements to this existing one family dwelling on this site. Scope of work includes reconfiguration of rooms, new powder room, replace 2 windows, new kitchen on main floor, reconfigure rooms, add bedroom in basement, split power panel, run electrical power to existing garage, and sewer upgrade to house. OK for field review as per Rosa Astorino - September 15, 2021 Structural Schedule B submitted by R. Andrew Gray, P.Eng. 604.319.3503 This building is to be sprinklered as per NFPA 13D requirements. REUP submitted by Ki Jiang, Capital Home Energy | F & S Electrical Ltd
GP-2022-01947 | 2022-06-28 | 319 E 44TH AVENUE, Vancouver, BC V5W 1W1 | Gas Permit | Residential | New | Completed | Residential - gas fitting ** Amend 11/24/2022** Add range at 30,000 BTU | R J Gas Ltd
NULL | NULL | 349 E 44TH AVENUE, Vancouver, BC V5W 1W1 | Gas Permit | Residential | Renovation | Draft | Residential - install e30 gas insert gas within 10' | BC Fireplace Service Inc
GP-2023-02196 | 2023-07-24 | 349 E 44TH AVENUE, Vancouver, BC V5W 1W1 | Gas Permit | Residential | Renovation | Completed | Residential - 1 Fireplace INSTALL E3O INSERT GAS WITHIN 10' | BC Fireplace Service Inc
EP-2023-06914 | 2023-07-31 | 389 E 44TH AVENUE, Vancouver, BC V5W 1W1 | Electrical Permit | Residential | Renovation | Completed | Installation / Repair - Residential - Replacement of existing panel with new panel (panel swap (100 amps)), change 3x bath fans to new units. | David Chifan
GP-2023-02631 | 2023-09-11 | 389 E 44TH AVENUE, Vancouver, BC V5W 1W1 | Gas Permit | Residential | Renovation | Completed | Residential - Furnace RE+RE | PG Precision Gas & Mechanical Inc
EP-2023-07913 | 2023-09-26 | 411 E 44TH AVENUE, Vancouver, BC V5W 1W2 | Electrical Permit | Residential | Addition | Completed | Installation / Repair - Residential - Install 1 new Mini Split A/C Unit (2 pole 20amp Breaker) & One Wiring for One Future Mini Split A/C Unit (2 pole 20amp Breaker) NO MP AT THIS TIME. CF-2023-009608 | All Wire Electric Inc.
MP-2023-01822 | 2023-10-11 | 411 E 44TH AVENUE, Vancouver, BC V5W 1W2 | Mechanical Permit | NULL | NULL | Completed | NULL | Power Cool Electrical & Refrigeration Mech Ltd
PP-2022-01577 | 2022-05-12 | 380 E 47TH AVENUE, Vancouver, BC V5W 2B2 | Plumbing Permit | Residential | New | Completed | Residential - Sumps Engineering Assurance letter will be submitted with the District Inspector on the site >To construct a 2 storey one-family dwelling with a secondary suite located in the Basement ($925,250) with 2 parking spaces at the rear, having vehicular access from the lane. >>>> Amend: May 18th Engineer letter for sump pump uploaded in application documents tab -Engineering Assurance letter will be submitted with the District Inspector on the site | Bhullar Excavating and Demolition
SP-2023-00159 | 2023-01-26 | 380 E 47TH AVENUE, Vancouver, BC V5W 2B2 | Sprinkler Permit | Residential | New | Completed | Residential - LWH - #3 - new laneway home with fire protection >DB: To construct a 2 storey one-family dwelling with a secondary suite located in the Basement with 2 parking spaces at the rear, having vehicular access from the lane. ***The entire building to be sprinklered to NFPA 13D*** Note: This is a 2 storey building pursuant to the Zoning and Development By-Law 1- Covenant registered at the Land Title Office under CA8925780 2- No strata titling permitted 3- A/C unit proposed 4- 8’ bar sink proposed AMEND: AUG 1/2023 SCHEDULE C - FLOW TEST REPORT UPLOADED | Secure Fire Mechanical Ltd
PP-2022-02255 | 2022-06-27 | 380 E 47TH AVENUE, Vancouver, BC V5W 2B2 | Plumbing Permit | Residential | New | Completed | Residential - Plumbing for new house To construct a 2 storey one-family dwelling with a secondary suite located in the Basement with 2 parking spaces at the rear, having vehicular access from the lane. ***The entire building to be sprinklered to NFPA 13D*** Note: This is a 2 storey building pursuant to the Zoning and Development By-Law 1- Covenant registered at the Land Title Office under CA8925780 2- No strata titling permitted 3- A/C unit proposed 4- 8’ bar sink proposed 5- Structural and geotechnical schedule B: B.G. XU (604.534.2118) 6- HPO: Sanco Projects | Rain Coast Plumbing & Heating Ltd
EP-2022-06658 | 2022-08-17 | 380 E 47TH AVENUE, Vancouver, BC V5W 2B2 | Electrical Permit | Residential | New | Completed | Installation / Repair - Residential - 1FD+SS- #1 & #2 - Single family new house with secondary suite , full wiring and finishing, Consumer's service: 200A. Main house service: 125A. LWH service: 125A. DB: To construct a 2 storey one-family dwelling with a secondary suite located in the Basement with 2 parking spaces at the rear, having vehicular access from the lane. ***The entire building to be sprinklered to NFPA 13D*** Note: This is a 2 storey building pursuant to the Zoning and Development By-Law 1- Covenant registered at the Land Title Office under CA8925780 2- No strata titling permitted 3- A/C unit proposed 4- 8’ bar sink proposed | Morning Star Electrical Ltd
EP-2022-08233 | 2022-09-28 | 380 E 47TH AVENUE, Vancouver, BC V5W 2B2 | Electrical Permit | Residential | New | Expired | Temporary Power - Residential - To provide temporary power. | Morning Star Electrical Ltd
EP-2022-10777 | 2023-01-03 | 380 E 47TH AVENUE, Vancouver, BC V5W 2B2 | Electrical Permit | Residential | New | Completed | Installation / Repair - Residential - EXTRA LOW VOLTAGE ROUGHING AND FINISHING FOR SECURITY ALARM CAMERA, TV, DATA WIRING >BP: To construct a 2 story one-family dwelling with a secondary suite located in the Basement with 2 parking spaces at the rear, having vehicular access from the lane. ***The entire building to be sprinklered to NFPA 13D*** Note: This is a 2 storey building pursuant to the Zoning and Development By-Law 1- Covenant registered at the Land Title Office under CA8925780 2- No strata titling permitted 3- A/C unit proposed 4- 8’ bar sink proposed 5- Structural and geotechnical schedule B: B.G. XU (604.534.2118) 6- HPO: Sanco Projects | Smarthomes Security Ltd.
GP-2022-03661 | 2022-11-22 | 380 E 47TH AVENUE, Vancouver, BC V5W 2B2 | Gas Permit | Residential | New | Completed | Residential - To install boiler 2 range BBQ There is pipping for 1 range BBQ >To construct a 2 storey one-family dwelling with a secondary suite located in the Basement ($925,250) with 2 parking spaces at the rear, having vehicular access from the lane. ***The entire building to be sprinklered to NFPA 13D*** Note: This is a 2 storey building pursuant to the Zoning and Development By-Law 1- Covenant registered at the Land Title Office under CA8925780 2- No strata titling permitted 3- A/C unit proposed 4- 8’ bar sink proposed 5- Structural and geotechnical schedule B: B.G. XU (604.534.2118) 6- HPO: Sanco Projects "Combustible projections or roof soffits on an exposing building face shall not project to less than .45m from the property line and shall be in compliance with VBBL 2019 9.10.15.5.(9) ******THIS PERMIT HAS BEEN ISSUED UNDER THE REQUIREMENTS OF VBBL 2019****** | JOT MECHANICAL LTD
SP-2022-01759 | 2022-10-24 | 380 E 47TH AVENUE, Vancouver, BC V5W 2B2 | Sprinkler Permit | Residential | New | Completed | Residential - new fire protection system >>BP: To construct a 2 storey one-family dwelling with a secondary suite located in the Basement ($925,250) with 2 parking spaces at the rear, having vehicular access from the lane. ***The entire building to be sprinklered to NFPA 13D*** Note: This is a 2 storey building pursuant to the Zoning and Development By-Law 1- Covenant registered at the Land Title Office under CA8925780 2- No strata titling permitted 3- A/C unit proposed 4- 8’ bar sink proposed 5- Structural and geotechnical schedule B: B.G. XU (604.534.2118) 6- HPO: Sanco Projects "Combustible projections or roof soffits on an exposing building face shall not project to less than .45m from the property line and shall be in compliance with VBBL 2019 9.10.15.5.(9) ******THIS PERMIT HAS BEEN ISSUED UNDER THE REQUIREMENTS OF VBBL 2019****** Aug 16/23 -Flow test report provided | Secure Fire Mechanical Ltd
EP-2023-04472 | 2023-06-01 | 407 E 47TH AVENUE, Vancouver, BC V5W 2B3 | Electrical Permit | Residential | Addition | Completed | Installation / Repair - Residential - need to disconnect the power from main house and reconnect power to laneway house. | S B ELECTRICAL LTD
GP-2022-01977 | 2022-06-30 | 2769 E 46TH AVENUE, Vancouver, BC V5S 1A8 | Gas Permit | Residential | Renovation | Completed | Residential - Furnace and HWT re/re | HAMZEH GERAMI Dba Nation Heating & Cooling
MP-2023-01944 | 2023-10-31 | 2773 E 46TH AVENUE, Vancouver, BC V5S 1A8 | Mechanical Permit | NULL | NULL | Completed | NULL | Lumi HVAC Ltd
PP-2023-03283 | 2023-09-15 | 2773 E 46TH AVENUE, Vancouver, BC V5S 1A8 | Plumbing Permit | Residential | Renovation | Completed | Residential - reno washer room, relocate washer to 2nd floor >BP: Interior and exterior alterations to provide improvements to this existing Single Detached House on this site. Exterior renovation is limited to replace existing rear door with a wider door. Scope of work includes relocating washer and dryer to the upper floor, enclosing mechanical room, finishing unfinished area in the old laundry area and installing an air conditioning unit and new flooring on the ground floor. A new heat pump located under the existing carport. | J&YMechanical Ltd
EP-2023-08276 | 2023-09-14 | 2773 E 46TH AVENUE, Vancouver, BC V5S 1A8 | Electrical Permit | Residential | Renovation | Completed | Installation / Repair - Residential - Renovation: Dryer/Washer relocate, install new heat pump wiring, new outlet wiring. >BP: Interior and exterior alterations to provide improvements to this existing Single Detached House on this site. Exterior renovation is limited to replace existing rear door with a wider door. Scope of work includes relocating washer and dryer to the upper floor, enclosing mechanical room, finishing unfinished area in the old laundry area and installing an air conditioning unit and new flooring on the ground floor. A new heat pump located under the existing carport. OK for field review as per Eun Jeon | Vadas Electric Service Inc.
EP-2022-05322 | 2022-06-23 | 2122 E 43RD AVENUE, Vancouver, BC V5P 1M7 | Electrical Permit | Residential | Addition | Completed | Installation / Repair - Residential - Repair electrical and add new circuits Add circuits for counter plugs, wine fridge, cooktop, and fireplace. Add potlights Exterior and interior alterations to change of use of this existing one-family dwelling to a one-family dwelling with a secondary suite, with 2 off-street parking spaces provided in the detached garage, having vehicular access off the rear lane. The scope of work includes to remove the work without permit addition on the second floor. **Amend 06/23/2022** Installation details 120/240v 100a | Mandip Mroke
PP-2022-02178 | 2022-06-21 | 2122 E 43RD AVENUE, Vancouver, BC V5P 1M7 | Plumbing Permit | Residential | Renovation | Completed | Residential - Kitchen sink. Dishwasher Exterior and interior alterations to change of use of this existing one-family dwelling to a one-family dwelling with a secondary suite, with 2 off-street parking spaces provided in the detached garage, having vehicular access off the rear lane. The scope of work includes to remove the work without permit addition on the second floor. | Evergreen Plumbing & Heating Ltd
GP-2022-00488 | 2022-02-15 | 2135 E 43RD AVENUE, Vancouver, BC V5P 1M6 | Gas Permit | Residential | Addition | Completed | Residential - RE & RE FURNACE | B C Furnace Service Ltd
PP-2022-02904 | 2022-08-19 | 2038 E 37TH AVENUE, Vancouver, BC V5P 1G2 | Plumbing Permit | Residential | New | Completed | Residential - SUMP | Metro Contracting Ltd
PP-2022-03766 | 2022-10-21 | 2038 E 37TH AVENUE, Vancouver, BC V5P 1G2 | Plumbing Permit | Residential | New | Completed | Residential - 1FD+SS - #1 & #2 - Plumbing & heating >DB: To construct a 2 storey one-family dwelling with a secondary suite located in the Basement with an open parking pad, providing 1 parking space, having vehicular access from the 20' Lane. The entire building, INCLUDING THE ATTACHED GARAGE (if applicable), to be sprinklered to NFPA 13D 1. Covenant registered at the Land Title Office under CA9533101 2. A/C proposed – Exterior component located in rear, Interior component located in upper floor 3. Bar sink located in basement | HPL Plumbing & Heating Ltd
EP-2023-00091 | 2023-01-09 | 2038 E 37TH AVENUE, Vancouver, BC V5P 1G2 | Electrical Permit | Residential | New | Completed | Installation / Repair - Residential - NEW ELECTRICAL WIRING WILL BE INSTALL *2nd Service to address. Existing 200A for laneway. New 200A for single family. Both attached to laneway garage >BP: To construct a 2 story one-family dwelling with a secondary suite located in the Basement with an open parking pad, providing 1 parking space, having vehicular access from the 20' Lane. The entire building, INCLUDING THE ATTACHED GARAGE (if applicable), to be sprinklered to NFPA 13D 1. Covenant registered at the Land Title Office under CA9533101 2. A/C proposed – Exterior component located in rear, Interior component located in upper floor 3. Bar sink located in basement 4. Schedule B: (C.T.P YIU) P.Eng (604.501.7788) Structural 5. Schedule B: (J.S. Bansal) P.Eng (604.255.7670) Geotechnical 6. HPO: Residential Builder- H G S Constructions Ltd *Amendment: Mar 06, 2023 2nd Service to address. Existing 200A for laneway. New 200A for single family. Both attached to laneway garage | AMJ ELECTRIC SERVICES INC
GP-2023-00175 | 2023-01-16 | 2038 E 37TH AVENUE, Vancouver, BC V5P 1G2 | Gas Permit | Residential | New | Completed | Residential - Venting & Hookup Only >BP: To construct a 2 storey one-family dwelling with a secondary suite located in the Basement with an open parking pad, providing 1 parking space, having vehicular access from the 20' Lane. The entire building, INCLUDING THE ATTACHED GARAGE (if applicable), to be sprinklered to NFPA 13D 1. Covenant registered at the Land Title Office under CA9533101 2. A/C proposed – Exterior component located in rear, Interior component located in upper floor 3. Bar sink located in basement 4. Schedule B: (C.T.P YIU) P.Eng (604.501.7788) Structural 5. Schedule B: (J.S. Bansal) P.Eng (604.255.7670) Geotechnical 6. HPO: Residential Builder- H G S Constructions Ltd | REAL LIGHTING & FIREPLACES LTD
SP-2023-00180 | 2023-02-10 | 2038 E 37TH AVENUE, Vancouver, BC V5P 1G2 | Sprinkler Permit | Residential | New | Completed | Residential - New piping and new head installation >BP: To construct a 2 storey one-family dwelling with a secondary suite located in the Basement ($1,134,250) with an open parking pad, providing 1 parking space, having vehicular access from the 20' Lane. The entire building, INCLUDING THE ATTACHED GARAGE (if applicable), to be sprinklered to NFPA 13D 1. Covenant registered at the Land Title Office under CA9533101 2. A/C proposed – Exterior component located in rear, Interior component located in upper floor 3. Bar sink located in basement 4. Schedule B: (C.T.P YIU) P.Eng (604.501.7788) Structural 5. Schedule B: (J.S. Bansal) P.Eng (604.255.7670) Geotechnical 6. HPO: Residential Builder- H G S Constructions Ltd Note: The entire building, INCLUDING THE ATTACHED GARAGE (if applicable), to be sprinklered to NFPA 13D Note: This is a 2 storey building pursuant to the Zoning and Development By-Law Address Information: Principle Dwelling: #1-2038 E 37th Av Secondary Suite: #2-2038 E 37th Av Laneway home: #3-2038 E 37th Av Address and suite numbers assigned as per approved plans for Fire and Emergency response. The address number is to be posted to the building to be visible from the street and the suite numbers are to be posted at the suite entries in accordance with the Building By-law prior to final inspection. **THIS PERMIT HAS BEEN ISSUED UNDER THE REQUIREMENTS OF VBBL #12511 (2019) ** | MP FIRE PROTECTION LTD
EP-2023-01130 | 2023-02-13 | 2038 E 37TH AVENUE, Vancouver, BC V5P 1G2 | Electrical Permit | Residential | New | Completed | Installation / Repair - Residential - rough wiring of low voltage of security, tv, tel, sound system -prewiring of low voltage and completion of security alarm >BP: To construct a 2 storey one-family dwelling with a secondary suite located in the Basement ($1,134,250) with an open parking pad, providing 1 parking space, having vehicular access from the 20' Lane. The entire building, INCLUDING THE ATTACHED GARAGE (if applicable), to be sprinklered to NFPA 13D 1. Covenant registered at the Land Title Office under CA9533101 2. A/C proposed – Exterior component located in rear, Interior component located in upper floor 3. Bar sink located in basement 4. Schedule B: (C.T.P YIU) P.Eng (604.501.7788) Structural 5. Schedule B: (J.S. Bansal) P.Eng (604.255.7670) Geotechnical 6. HPO: Residential Builder- H G S Constructions Ltd | Supersonic Security System Inc.
GP-2023-00531 | 2023-02-23 | 2038 E 37TH AVENUE, Vancouver, BC V5P 1G2 | Gas Permit | Residential | New | Completed | Residential - Gas rough in One stove 40k btu piping only Fire place 25k btu pooing only Boiler 85k btu to be finished >BP: To construct a 2 storey one-family dwelling with a secondary suite located in the Basement ($1,134,250) with an open parking pad, providing 1 parking space, having vehicular access from the 20' Lane. > BP: To construct a 2 storey one-family dwelling with a secondary suite located in the Basement ($1,134,250) with an open parking pad, providing 1 parking space, having vehicular access from the 20' Lane. | HPL Plumbing & Heating Ltd
EP-2023-01464 | 2023-02-21 | 2038 E 37TH AVENUE, Vancouver, BC V5P 1G2 | Electrical Permit | Residential | New | Issued | Temporary Power - Residential - To provide temporary power. | AMJ ELECTRIC SERVICES INC
GP-2023-00508 | 2023-02-13 | 2055 E 37TH AVENUE, Vancouver, BC V5P 1G3 | Gas Permit | Residential | Renovation | Completed | Residential - Replaced one boiler only | Deep Gas Fitting Ltd.
GP-2022-01538 | 2022-05-18 | 2060 E 37TH AVENUE, Vancouver, BC V5P 1G2 | Gas Permit | Residential | Renovation | Completed | Residential - Gas Furnace Replacement 60,000BTU Low Pressure | DAYLIGHT HEATING AND AIR CONDITIONING LTD
EP-2023-05219 | 2023-06-12 | 1515 E 43RD AVENUE, Vancouver, BC V5P 1M4 | Electrical Permit | Residential | Addition | Issued | Installation / Repair - Residential - Upgrade overhead service from 100A to 200A. | Voltage Solutions Ltd
EP-2023-09068 | 2023-10-24 | 555 E 45TH AVENUE, Vancouver, BC V5W 1X6 | Electrical Permit | Residential | Renovation | Issued | Installation / Repair - Residential - Move exisitng service from main house to new laneway house re/re . Load calc uploaded to laneway permit for review. | O J ELECTRIC LTD
GP-2023-00086 | 2023-01-10 | 2463 E 41ST AVENUE, Vancouver, BC V5R 2W2 | Gas Permit | Residential | Renovation | Issued | Residential - Removed old boiler and installed a new boiler | RAHELU PLUMBING & HEATING LTD.
GP-2023-00877 | 2023-03-21 | 2466 E 41ST AVENUE, Vancouver, BC V5R 2W5 | Gas Permit | Residential | Renovation | Issued | Residential - Gas line change inside the house. >DB: 2466 E 41st Ave Exterior and Interior alterations for this existing Single Detached 2-storey house with basement. The DBI, Jenn Goodlad, performed site inspection prior to issuance to confirm scope of work to be covered in this permit application. Confirmed scope of work: Scope of work includes: 1) Enclosing the front covered porch into habitable floor area and constructing a new 3'11 by 7'6" landing at the front of the building. 2) New 8'6" by 23'6" deck at the rear (199.75sf) 3) Temporary 1 car gravel parking space to be provided at rear. Portion of parking is located at lane dedication area and property. Parking at this location is temporary in nature until lane has been dedicated. 4) Gutting the entire inside of the house and replacing all insulation, vapour barrier and drywall on ceiling and interior and exterior walls, replacing all windows, re-building the interior stairs (to conform with 2019 VBBL), replacing the soffit, gutters and downspouts, and installing Hardie Plank siding. Mechanical permit possibly required, depending on heating system proposed Exterior window trims to be proposed and approved. | NULL
NULL | NULL | 2466 E 41ST AVENUE, Vancouver, BC V5R 2W5 | Electrical Permit | Residential | Renovation | Draft | Installation / Repair - Residential - Installing a sub panel, New wiring across the house during renovation | NULL
PP-2023-01102 | 2023-03-29 | 2466 E 41ST AVENUE, Vancouver, BC V5R 2W5 | Plumbing Permit | Residential | Renovation | Issued | Residential - Change all plumbing inside the house 2466 E 41st Ave Exterior and Interior alterations for this existing Single Detached 2-storey house with basement. The DBI, Jenn Goodlad, performed site inspection prior to issuance to confirm scope of work to be covered in this permit application. Confirmed scope of work: Scope of work includes: 1) Enclosing the front covered porch into habitable floor area and constructing a new 3'11 by 7'6" landing at the front of the building. 2) New 8'6" by 23'6" deck at the rear (199.75sf) 3) Temporary 1 car gravel parking space to be provided at rear. Portion of parking is located at lane dedication area and property. Parking at this location is temporary in nature until lane has been dedicated. 4) Gutting the entire inside of the house and replacing all insulation, vapour barrier and drywall on ceiling and interior and exterior walls, replacing all windows, re-building the interior stairs (to conform with 2019 VBBL), replacing the soffit, gutters and downspouts, and installing Hardie Plank siding. AMEND: APR 5/2023 PER DPI Need to add 1 Sump and 1 Laundry to the permit application as per inspection report. | NULL
EP-2023-02706 | 2023-04-17 | 2466 E 41ST AVENUE, Vancouver, BC V5R 2W5 | Electrical Permit | Residential | Renovation | Completed | Installation / Repair - Residential - Electrical installation without permit. Case File CF-2022-004053. Safety check. We just take over the project from someone so the wiring was already done. But as per the information you have sent, we will get the roughing and final inspection done. >BP: 2466 E 41st Ave Exterior and Interior alterations for this existing Single Detached 2-storey house with basement. The DBI, Jenn Goodlad, performed site inspection prior to issuance to confirm scope of work to be covered in this permit application. Confirmed scope of work: Scope of work includes: 1) Enclosing the front covered porch into habitable floor area and constructing a new 3'11 by 7'6" landing at the front of the building. 2) New 8'6" by 23'6" deck at the rear (199.75sf) 3) Temporary 1 car gravel parking space to be provided at rear. Portion of parking is located at lane dedication area and property. Parking at this location is temporary in nature until lane has been dedicated. 4) Gutting the entire inside of the house and replacing all insulation, vapour barrier and drywall on ceiling and interior and exterior walls, replacing all windows, re-building the interior stairs (to conform with 2019 VBBL), replacing the soffit, gutters and downspouts, and installing Hardie Plank siding. Mechanical permit possibly required, depending on heating system proposed Exterior window trims to be proposed and approved. Related to CF:2022-004053 ReUP Upgrade (Required 4pts Proposed 5pts) Minor air sealing - Target 10% ACH improvement Attic insulation - If < R12 increase to R28, If >R12, increase to R40 Windows (2pts) - Replace 3 existing units with Energy Star USI < 1.22W/m2K Doors: - Replace two exterior doors, at least one achieving a USI < 1.64 W/m2K Amend: Sept 13, 2023 increase $2000 more | Unity Electric Limited
PP-2023-01104 | NULL | 2466 E 41ST AVENUE, Vancouver, BC V5R 2W5 | Plumbing Permit | Commercial | Addition | Withdrawn | Commercial - add 2 new sink and installation grease trap >BP: 2466 E 41st Ave Exterior and Interior alterations for this existing Single Detached 2-storey house with basement. The DBI, Jenn Goodlad, performed site inspection prior to issuance to confirm scope of work to be covered in this permit application. Confirmed scope of work: Scope of work includes: 1) Enclosing the front covered porch into habitable floor area and constructing a new 3'11 by 7'6" landing at the front of the building. 2) New 8'6" by 23'6" deck at the rear (199.75sf) 3) Temporary 1 car gravel parking space to be provided at rear. Portion of parking is located at lane dedication area and property. Parking at this location is temporary in nature until lane has been dedicated. 4) Gutting the entire inside of the house and replacing all insulation, vapour barrier and drywall on ceiling and interior and exterior walls, replacing all windows, re-building the interior stairs (to conform with 2019 VBBL), replacing the soffit, gutters and downspouts, and installing Hardie Plank siding. | VCP Media Inc
GP-2022-01855 | 2022-06-20 | 445 E 44TH AVENUE, Vancouver, BC V5W 1W2 | Gas Permit | Residential | New | Completed | Residential - Main house fireplace To construct a two-storey two-family dwelling with a detached accessory building (garage) at the rear providing 2 parking spaces and one open parking pad, having vehicular access from the lane. | Canadian Fireplace Ltd
PP-2022-01426 | 2022-04-27 | 445 E 44TH AVENUE, Vancouver, BC V5W 1W2 | Plumbing Permit | Residential | New | Completed | Residential - Plumbing for new Duplex house To construct a two-storey two-family dwelling with a detached accessory building (garage) at the rear providing 2 parking spaces and one open parking pad, having vehicular access from the lane. | Rain Coast Plumbing & Heating Ltd
EP-2022-04618 | 2022-06-08 | 445 E 44TH AVENUE, Vancouver, BC V5W 1W2 | Electrical Permit | Residential | New | Completed | Installation / Repair - Residential - Rough wiring and finishing -443 and 445 e 44th ave doplex 125 amp service 443 e 44th ave 100 amp service 445 e 44th ave Total main service 200 amps with duplex meter service >BP: To construct a two-storey two-family dwelling ($751,000) with a detached accessory building (garage) at the rear providing 2 parking spaces and one open parking pad, having vehicular access from the lane. Address Information: FRONT UNIT 445 E 44th Av - One Family Dwelling (south side of 1st-2nd floor) BACK UNIT 443 E 44th Av - One Family Dwelling (north side of 1st-2nd floor) Address numbers assigned as per approved plans for Fire and Emergency response. The address numbers are to be posted to the building to be visible from the street and in accordance with the Building By-law prior to final inspection. Note: This is a 2 storey building pursuant to the Zoning and Development By-Law 1. No strata titling permitted 2. A/C units proposed in rear yard & second storey 3. No Bar sinks proposed 4. Schedule B: Yatendra Kumar Sharma (778.863.7076) Structural & Geotechnical 5. HPO: Residential Builder - Gill's Construction Ltd. ******THIS PERMIT HAS BEEN ISSUED UNDER THE REQUIREMENTS OF VBBL #12511 (2019)****** Amend: June 20, 2022 New load calculation attached 445 e 44 = 125 amp service 443 e 44= 100 amps service Main service 200 amps | Moon Star Electrical Ltd
SP-2022-00827 | 2022-05-25 | 445 E 44TH AVENUE, Vancouver, BC V5W 1W2 | Sprinkler Permit | Residential | New | Completed | Residential - new sprinkler installation To construct a two-storey two-family dwelling ($751,000) with a detached accessory building (garage) at the rear providing 2 parking spaces and one open parking pad, having vehicular access from the lane. | Real Tech Fire Protection Ltd
GP-2022-01696 | 2022-06-05 | 445 E 44TH AVENUE, Vancouver, BC V5W 1W2 | Gas Permit | Residential | New | Completed | Residential - To install 2 boiler 2 range There is pipping for 2 range **Amend 06/10/2022** Add 2 fireplaces 20,000 BTU each Amend: June 16, 2022 fireplace pipping only | JOT MECHANICAL LTD
EP-2022-04727 | 2022-06-06 | 445 E 44TH AVENUE, Vancouver, BC V5W 1W2 | Electrical Permit | Residential | New | Completed | Installation / Repair - Residential - Extra Low voltage Pre wire & Finishing for TV, Tel, Data , Security Alarm System and CCTV. >BP: To construct a two-storey two-family dwelling ($751,000) with a detached accessory building (garage) at the rear providing 2 parking spaces and one open parking pad, having vehicular access from the lane. | Secure Worx AV & Automation Inc
PP-2022-00907 | 2022-03-18 | 445 E 44TH AVENUE, Vancouver, BC V5W 1W2 | Plumbing Permit | Residential | New | Completed | Residential - Sanitary and storm con with one sump | AKAL DEMOLITION & EXCAVATING LTD
EP-2022-00083 | 2022-01-10 | 445 E 44TH AVENUE, Vancouver, BC V5W 1W2 | Electrical Permit | Residential | New | Expired | Temporary Power - Residential - To provide temporary power. >BP: 2 FD NOTE: Work authorized by this permit is for placement of a temporary power pole only and does not authorize any site construction and/or excavation. A separate Building Permit will be required prior to commencement of any other work on this site. | Moon Star Electrical Ltd
EP-2023-04370 | 2023-05-23 | 458 E 44TH AVENUE, Vancouver, BC V5W 1W3 | Electrical Permit | Commercial | Renovation | Issued | Installation / Repair - Commercial - Maintenance replacement of fire alarm panel. Note: This permit has been issued based on Bulletin 2018-004-BU/EL. | Fina Electrical Systems Ltd
EP-2023-07995 | 2023-09-05 | 458 E 44TH AVENUE, Vancouver, BC V5W 1W3 | Electrical Permit | Commercial | NULL | Issued | Annual / Operating - Maintenance of existing operating electrical equipment in compliance with the Electrical By-law No. 5563. | Fina Electrical Systems Ltd
GP-2022-02068 | 2022-07-13 | 2426 E 45TH AVENUE, Vancouver, BC V5R 3B5 | Gas Permit | Residential | Renovation - Dwelling Unit(s) only | Completed | Residential - RE &N RE FURNACE | 484081 BC LTD
EP-2022-03273 | 2022-04-25 | 2426 E 45TH AVENUE, Vancouver, BC V5R 3B5 | Electrical Permit | Residential | Addition | Completed | Installation / Repair - Residential - Existing main house. Relocate existing service cable from private pole to new LWH. 200A Main service. 2 Meters. 100A Main breaker for new LWH. 150A Main breaker for existing main house. >BP: Main House exterior rear deck reduction on a separate building permit (BP). The issuance of the Main House alteration BP to be completed prior to Framing inspection of the Laneway House. The Main House exterior rear deck reduction work to be completed prior to the Final inspection of the Laneway House. | Oscar Electric Ltd
SP-2022-00943 | 2022-06-13 | 2460 E 45TH AVENUE, Vancouver, BC V5R 3B5 | Sprinkler Permit | Residential | Renovation | Completed | Residential - adding new heads in the basement >Interior and exterior alterations to convert the existing crawlspace to floor area and to change the use from a one-family dwelling to a one-family dwelling with a secondary suite in the basement , create a secondary suite in the basement, with existing two-car garage at the rear of the site having access from the lane. Scope of work also includes minor alteration to kitchen layout on the main floor Revision #1: - Revise kitchen layout - Revise layout of both bedrooms - Revise bathroom layout - Relocate the door separating the main unit from the secondary suite - Relocate a window of the same size on the west elevation A separate Sprinkler Permit is required. Structural schedule B submitted by Alan Prahalad, P.Eng. - 604.831.1431 BUILDING 1 #1-2460 E 45th Av - One Family Dwelling (1st, & 2nd floor) #2-2460 E 45th Av - Secondary Suite (basement) Address and suite numbers assigned as per approved plans for Fire and Emergency response. The address number is to be posted on the building to be visible from the street and the suite numbers are to be posted at the suite entries in accordance with the Building By-law prior to final inspection. Note: - No strata-titling will be permitted. - This is a two-storey building pursuant to the Zoning and Development By-law. - An annual Vancouver Business License must be obtained prior to the rental of this approved one-family dwelling and/or secondary suite on this site. - Provide minimum headroom of 6’-6” over 80% of the suite area and all exit routes. - Smoke alarms to be installed in compliance with Subsection 9.10.19., Division B of the Vancouver Building By-law (2019) - Carbon monoxide alarms shall be installed in conformance to Subsections 6.2.4. and 9.32.4., Division B of the Vancouver Building By-law | ACME PLUMBING HEATING & GAS LTD.
GP-2022-01774 | 2022-06-13 | 2460 E 45TH AVENUE, Vancouver, BC V5R 3B5 | Gas Permit | Residential | Addition | Completed | Residential - adding a gas line in the basement to compete for the range >Interior and exterior alterations to convert the existing crawlspace to floor area and to change the use from a one-family dwelling to a one-family dwelling with a secondary suite in the basement , create a secondary suite in the basement, with existing two-car garage at the rear of the site having access from the lane. Scope of work also includes minor alteration to kitchen layout on the main floor Revision #1: - Revise kitchen layout - Revise layout of both bedrooms - Revise bathroom layout - Relocate the door separating the main unit from the secondary suite - Relocate a window of the same size on the west elevation A separate Sprinkler Permit is required. Structural schedule B submitted by Alan Prahalad, P.Eng. - 604.831.1431 BUILDING 1 #1-2460 E 45th Av - One Family Dwelling (1st, & 2nd floor) #2-2460 E 45th Av - Secondary Suite (basement) Address and suite numbers assigned as per approved plans for Fire and Emergency response. The address number is to be posted on the building to be visible from the street and the suite numbers are to be posted at the suite entries in accordance with the Building By-law prior to final inspection. Note: - No strata-titling will be permitted. - This is a two-storey building pursuant to the Zoning and Development By-law. - An annual Vancouver Business License must be obtained prior to the rental of this approved one-family dwelling and/or secondary suite on this site. - Provide minimum headroom of 6’-6” over 80% of the suite area and all exit routes. - Smoke alarms to be installed in compliance with Subsection 9.10.19., Division B of the Vancouver Building By-law (2019) - Carbon monoxide alarms shall be installed in conformance to Subsections 6.2.4. and 9.32.4., Division B of the Vancouver Building By-law | ACME PLUMBING HEATING & GAS LTD.
EP-2022-00717 | 2022-02-03 | 2460 E 45TH AVENUE, Vancouver, BC V5R 3B5 | Electrical Permit | Residential | Renovation | Completed | Installation / Repair - Residential - Reconnect the house electrical panel , rewiring the basement . >BP: Interior and exterior alterations to convert the existing crawlspace to floor area and to change the use from a one-family dwelling to a one-family dwelling with a secondary suite in the basement , create a secondary suite in the basement, with existing two-car garage at the rear of the site having access from the lane. Scope of work also includes minor alteration to kitchen layout on the main floor A separate Sprinkler Permit is required. Structural schedule B submitted by Alan Prahalad, P.Eng. - 604.831.1431 BUILDING 1 #1-2460 E 45th Av - One Family Dwelling (1st, & 2nd floor) #2-2460 E 45th Av - Secondary Suite (basement) Address and suite numbers assigned as per approved plans for Fire and Emergency response. The address number is to be posted on the building to be visible from the street and the suite numbers are to be posted at the suite entries in accordance with the Building By-law prior to final inspection. Note: - No strata-titling will be permitted. - This is a two-storey building pursuant to the Zoning and Development By-law. - An annual Vancouver Business License must be obtained prior to the rental of this approved one-family dwelling and/or secondary suite on this site. - Provide minimum headroom of 6’-6” over 80% of the suite area and all exit routes. - Smoke alarms to be installed in compliance with Subsection 9.10.19., Division B of the Vancouver Building By-law (2019) - Carbon monoxide alarms shall be installed in conformance to Subsections 6.2.4. and 9.32.4., Division B of the Vancouver Building By-law Amend: May 18, 2022 Install 100amp services for main house . other 100amp for basement second suite . | Gold Medal Electric Ltd
EP-2022-00895 | 2022-06-20 | 2460 E 45TH AVENUE, Vancouver, BC V5R 3B5 | Electrical Permit | Residential | Renovation | Completed | Installation / Repair - Residential - Tel/data/cable rough-in and completion >BP: Interior and exterior alterations to convert the existing crawlspace to floor area and to change the use from a one-family dwelling to a one-family dwelling with a secondary suite in the basement , create a secondary suite in the basement, with existing two-car garage at the rear of the site having access from the lane. Scope of work also includes minor alteration to kitchen layout on the main floor A separate Sprinkler Permit is required. Structural schedule B submitted by Alan Prahalad, P.Eng. - 604.831.1431 BUILDING 1 #1-2460 E 45th Av - One Family Dwelling (1st, & 2nd floor) #2-2460 E 45th Av - Secondary Suite (basement) Address and suite numbers assigned as per approved plans for Fire and Emergency response. The address number is to be posted on the building to be visible from the street and the suite numbers are to be posted at the suite entries in accordance with the Building By-law prior to final inspection. Note: - No strata-titling will be permitted. - This is a two-storey building pursuant to the Zoning and Development By-law. - An annual Vancouver Business License must be obtained prior to the rental of this approved one-family dwelling and/or secondary suite on this site. - Provide minimum headroom of 6’-6” over 80% of the suite area and all exit routes. - Smoke alarms to be installed in compliance with Subsection 9.10.19., Division B of the Vancouver Building By-law (2019) - Carbon monoxide alarms shall be installed in conformance to Subsections 6.2.4. and 9.32.4., Division B of the Vancouver Building By-law | Infinitech Security & Integration Inc.
PP-2023-04389 | 2023-12-19 | 408 E 46TH AVENUE, Vancouver, BC V5W 1Z9 | Plumbing Permit | Residential | Renovation | Issued | Residential - Bathrooms and kitchen renovation >BP: To alter the exterior and interior of this existing single detached house to provide improvements to the 2nd floor. increase size of existing kitchen into mudroom/laundry area with new ext. window/door locations/master bedroom ensuite and closet changes/closet of second bedroom on main floor removed and added to master bedroom / renovate existing main floor bathroom | Precise Plumbing & Heating Inc
EP-2023-11042 | 2023-12-11 | 408 E 46TH AVENUE, Vancouver, BC V5W 1Z9 | Electrical Permit | Residential | Renovation | Issued | Installation / Repair - Residential - Renovation to main floor of house, including living room, bedroom, bathrooms, laundry room, and kitchen. Install new recessed lighting throughout, install new pendant lights and U/C lights in kitchen. Install two bathroom exhaust fans. Relocate existing devices as required to suit new layout, provide AFCI protection for new receptacles. Provide new 120V 20A circuits and GFCI protection for kitchen counter receptacles and island receptacles. Install hardwired smoke detectors throughout as required by BCBC. >BP: To alter the exterior and interior of this existing single detached house to provide improvements to the 2nd floor. increase size of existing kitchen into mudroom/laundry area with new ext. window/door locations/master bedroom ensuite and closet changes/closet of second bedroom on main floor removed and added to master bedroom / renovate existing main floor bathroom Letter of assurance provided by : Tim lam, P.Eng, Structural Schedule B | Newtech Electrical Services Ltd
GP-2023-03315 | 2023-10-31 | 2803 E 45TH AVENUE, Vancouver, BC V5R 3C5 | Gas Permit | Residential | Renovation - Dwelling Unit(s) only | Completed | Residential - boiler replacement | CoStar Home Energy Ltd
PP-2023-01840 | 2023-05-25 | 2850 E 45TH AVENUE, Vancouver, BC V5R 3C4 | Plumbing Permit | Residential | New | Issued | Residential - 1 Sump no pump | Bhullar Excavating and Demolition
PP-2023-00891 | 2023-03-15 | 2850 E 45TH AVENUE, Vancouver, BC V5R 3C4 | Plumbing Permit | Residential | New | Issued | Residential - 2FD+2LO's - WEST - 2848 E 45TH AV - #1 & #2 EAST - 2850 E 45TH AV - #1 & #2 Brand new construction. All pre construction, rough-in, finishing. >DB: To construct a two-storey two-family dwelling with two Lock off units located in the basement, with a detached accessory building (garage) at the rear providing 2 parking spaces, having vehicular access from the lane. Note: This is a 2 storey building pursuant to the Zoning and Development By-Law 1. A/C units proposed in rear yard 2. Bar sinks proposed in main floor The entire building, to be sprinklered to 2 x NFPA 13D. | Excellent Plumbing & Heating Ltd
NULL | NULL | 2850 E 45TH AVENUE, Vancouver, BC V5R 3C4 | Electrical Permit | Residential | New | Draft | Temporary Power - Residential - To provide temporary power. | NULL
EP-2023-02408 | 2023-04-17 | 2850 E 45TH AVENUE, Vancouver, BC V5R 3C4 | Electrical Permit | Residential | New | Issued | Installation / Repair - Residential - New construction duplex - roughing in electrical wires and finishing. >Permit Amendment Sep 05, 2023 -Service Details Amended: 400A to 200A 1P3W *Document(s) uploaded to "Application Documents" tab for Electrical Inspector review. Documents are at pending status at time of permit amendment approval *Multiple load changes / Load calculation to comply with the installation >BP: To construct a two-storey two-family dwelling with two Lock off units located in the basement, with a detached accessory building (garage) at the rear providing 2 parking spaces, having vehicular access from the lane. Note: This is a 2 storey building pursuant to the Zoning and Development By-Law 1. A/C units proposed in rear yard 2. Bar sinks proposed in main floor 3. Schedule B: Md Shahidul Alam (604.653.7475) Structural 4. Schedule B: Zhao Guan, P. Eng. (778.868.5635) Geotechnical 5. HPO: S Line Construction Ltd | SRJ Electrical Contracting Ltd
EP-2023-02407 | 2023-03-20 | 2850 E 45TH AVENUE, Vancouver, BC V5R 3C4 | Electrical Permit | Residential | New | Issued | Temporary Power - Residential - To provide temporary power. | SRJ Electrical Contracting Ltd
PP-2022-01869 | 2022-06-02 | 3038 E 45TH AVENUE, Vancouver, BC V5R 3C7 | Plumbing Permit | Residential | New | Issued | Residential - Sump and sewer connections for new home >BP:To construct a 2 storey + basement one-family dwelling with a secondary suite ($916,977.50) located in the basement with a detached laneway house, at the rear providing 1 surface parking pad and 1 garage parking spaces, having vehicular access from the lane. Note: This is a 2 storey building pursuant to the Zoning and Development By-Law 1- Covenant registered at the Land Title Office under CA8698237 2- No strata titling permitted 3- Bar sink proposed 4- A/C unit proposed 5- Schedule B: KE JIAN P.Eng (604-599-8890) Structural 6- Schedule B: HEQING JIAN P. Eng (778-987-7461) Geotechnical 7- HPO: Residential Builder – Richtown Construction Ltd # 36329 8- Entire Building to have NFPA 13-D Address Note: #1-3038 E 45th Av - One Family Dwelling (1st & 2nd floor, east portion of basement) #2-3038 E 45th Av - Secondary Suite (west portion of basement) Address and suite numbers assigned as per approved plans for Fire and Emergency response. The address number is to be posted to the building to be visible from the street and the suite numbers are to be posted at the suite entries in accordance with the Building By-law prior to final inspection. ****ALL PROJECT COORINATOR NOTES HAS BEEN ACCEPTED BY THE APPLICANT**** ******THIS PERMIT HAS BEEN ISSUED UNDER THE REQUIREMENTS OF VBBL #12511 (2019)****** | Canstar Excavating & Landscaping Ltd
SP-2022-01259 | 2022-08-11 | 3038 E 45TH AVENUE, Vancouver, BC V5R 3C7 | Sprinkler Permit | Residential | New | Issued | Residential - new sprinkler system >BP:To construct a 2 storey + basement one-family dwelling with a secondary suite ($916,977.50) located in the basement with a detached laneway house, at the rear providing 1 surface parking pad and 1 garage parking spaces, having vehicular access from the lane. Note: This is a 2 storey building pursuant to the Zoning and Development By-Law 1- Covenant registered at the Land Title Office under CA8698237 2- No strata titling permitted 3- Bar sink proposed 4- A/C unit proposed 5- Schedule B: KE JIAN P.Eng (604-599-8890) Structural 6- Schedule B: HEQING JIAN P. Eng (778-987-7461) Geotechnical 7- HPO: Residential Builder – Richtown Construction Ltd # 36329 8- Entire Building to have NFPA 13-D Address Note: #1-3038 E 45th Av - One Family Dwelling (1st & 2nd floor, east portion of basement) #2-3038 E 45th Av - Secondary Suite (west portion of basement) Address and suite numbers assigned as per approved plans for Fire and Emergency response. The address number is to be posted to the building to be visible from the street and the suite numbers are to be posted at the suite entries in accordance with the Building By-law prior to final inspection. ****ALL PROJECT COORINATOR NOTES HAS BEEN ACCEPTED BY THE APPLICANT**** ******THIS PERMIT HAS BEEN ISSUED UNDER THE REQUIREMENTS OF VBBL #12511 (2019)****** | Haven Fire Protection Ltd
PP-2022-02733 | 2022-08-08 | 3038 E 45TH AVENUE, Vancouver, BC V5R 3C7 | Plumbing Permit | Residential | New | Issued | Residential - 1FD+SS - #1 & #2 - new plumbing To construct a 2 storey + basement one-family dwelling with a secondary suite located in the basement with a detached laneway house, at the rear providing 1 surface parking pad and 1 garage parking spaces, having vehicular access from the lane. Note: This is a 2 storey building pursuant to the Zoning and Development By-Law 1- Covenant registered at the Land Title Office under CA8698237 2- No strata titling permitted 3- Bar sink proposed 4- A/C unit proposed | Avion Mechanical Ltd
EP-2022-08167 | 2022-10-14 | 3038 E 45TH AVENUE, Vancouver, BC V5R 3C7 | Electrical Permit | Residential | New | Issued | Installation / Repair - Residential - Wiring new house. Main consumer's service: 400A; 3 Electric Meters; Main house service: 125A; Secondary suite service: 100A; Laneway house service: 125A. DB: To construct a 2 storey + basement one-family dwelling with a secondary suite located in the basement with a detached laneway house, at the rear providing 1 surface parking pad and 1 garage parking spaces, having vehicular access from the lane. Note: This is a 2 storey building pursuant to the Zoning and Development By-Law 1- Covenant registered at the Land Title Office under CA8698237 2- No strata titling permitted 3- Bar sink proposed 4- A/C unit proposed 5- Schedule B: KE JIAN P.Eng (604-599-8890) Structural 6- Schedule B: HEQING JIAN P. Eng (778-987-7461) Geotechnical 7- HPO: Residential Builder – Richtown Construction Ltd # 36329 8- Entire Building to have NFPA 13-D | Powerful Electric Ltd
GP-2022-03199 | 2022-10-18 | 3038 E 45TH AVENUE, Vancouver, BC V5R 3C7 | Gas Permit | Residential | New | Issued | Residential - To install 2 range & 1 boiler >BP: To construct a 2 storey + basement one-family dwelling with a secondary suite ($916,977.50) located in the basement with a detached laneway house, at the rear providing 1 surface parking pad and 1 garage parking spaces, having vehicular access from the lane. | Avion Mechanical Ltd
EP-2022-08607 | 2022-10-11 | 3038 E 45TH AVENUE, Vancouver, BC V5R 3C7 | Electrical Permit | Residential | New | Issued | Installation / Repair - Residential - extra low voltage >BP: To construct a 2 storey + basement one-family dwelling with a secondary suite ($916,977.50) located in the basement with a detached laneway house, at the rear providing 1 surface parking pad and 1 garage parking spaces, having vehicular access from the lane. Note: This is a 2 storey building pursuant to the Zoning and Development By-Law 1- Covenant registered at the Land Title Office under CA8698237 2- No strata titling permitted 3- Bar sink proposed 4- A/C unit proposed 5- Schedule B: KE JIAN P.Eng (604-599-8890) Structural 6- Schedule B: HEQING JIAN P. Eng (778-987-7461) Geotechnical 7- HPO: Residential Builder – Richtown Construction Ltd # 36329 8- Entire Building to have NFPA 13-D ****ALL PROJECT COORINATOR NOTES HAS BEEN ACCEPTED BY THE APPLICANT**** ******THIS PERMIT HAS BEEN ISSUED UNDER THE REQUIREMENTS OF VBBL #12511 (2019)****** | AJ INTEGRATED SERVICES LTD
GP-2022-01306 | 2022-04-27 | 19 E 39TH AVENUE, Vancouver, BC V5W 1J6 | Gas Permit | Residential | Addition | Completed | Residential - Install 15ft 5/8 copper from meter, around chimney, teeing to 2x 10ft lengths of 3/8" copper for fireplace insert on main floor and basement. Install chimney liners and vent caps. Fireplace model: 2x Valor 700MN | North Vancouver Gas Services Ltd
EP-2022-00080 | 2022-01-07 | 58 E 39TH AVENUE, Vancouver, BC V5W 1J7 | Electrical Permit | Residential | New | Completed | Installation / Repair - Residential - alarm,cable,phone,data,and intercom >BP: To construct a 2 storey + basement one-family dwelling with a secondary suite ($645,162.50) located in the basement with a surface parking at the rear providing 1 parking space, having vehicular access from the lane. Note: This Building Permit will remain in a suspended status until the associated (green) Demolition Permit BP-2020-03973 is completed. Note: This is a 2 storey building pursuant to the Zoning and Development By-Law 1- Covenant to be registered at the Land Title Office prior to sheathing inspection 2- No strata titling permitted 3- A/C unit proposed in the rear yard 4- Schedule B: Tsung-Hua Yang, P. Eng. (604-729-0585) Structural & Geotechnical 5- HPO: Residential Builder - Kinip Construction Ltd. 41172 Address Note: Building 1 #1 - 58 E 39th Av - One Family Dwelling (1st and 2nd storey, north portion of basement) #2 - 58 E 39th Av - Secondary Suite (south portion of basement) Addresses assigned per approved plans. Fire and Emergency street access to the secondary suite is from the east side. Street access must be provided and maintained at all time. The building addresses are to be posted and to be visible from the street in accordance with the Building By-law prior to final inspection. ******THIS PERMIT HAS BEEN ISSUED UNDER THE REQUIREMENTS OF VBBL #12511 (2019)***** | Supertech Systems Ltd
GP-2021-03084 | 2023-02-09 | 58 E 39TH AVENUE, Vancouver, BC V5W 1J7 | Gas Permit | Residential | New | Completed | Residential - 1 Boiler complete installation and for 1 Stove and 1 BBQ its piping only >To construct a 2 storey + basement one-family dwelling with a secondary suite ($645,162.50) located in the basement with a surface parking at the rear providing 1 parking space, having vehicular access from the lane. Note: This Building Permit will remain in a suspended status until the associated (green) Demolition Permit BP-2020-03973 is completed. Note: This is a 2 storey building pursuant to the Zoning and Development By-Law 1- Covenant to be registered at the Land Title Office prior to sheathing inspection 2- No strata titling permitted 3- A/C unit proposed in the rear yard 4- Schedule B: Tsung-Hua Yang, P. Eng. (604-729-0585) Structural & Geotechnical 5- HPO: Residential Builder - Kinip Construction Ltd. 41172 Address Note: Building 1 #1 - 58 E 39th Av - One Family Dwelling (1st and 2nd storey, north portion of basement) #2 - 58 E 39th Av - Secondary Suite (south portion of basement) Addresses assigned per approved plans. Fire and Emergency street access to the secondary suite is from the east side. Street access must be provided and maintained at all time. The building addresses are to be posted and to be visible from the street in accordance with the Building By-law prior to final inspection. ******THIS PERMIT HAS BEEN ISSUED UNDER THE REQUIREMENTS OF VBBL #12511 (2019)****** | RAHELU PLUMBING & HEATING LTD.
PP-2023-01251 | 2023-04-12 | 58 E 39TH AVENUE, Vancouver, BC V5W 1J7 | Plumbing Permit | Residential | New | Completed | Residential - lawn irrigation - install 3/4" DCVA >BP: To construct a 2 storey + basement one-family dwelling with a secondary suite located in the basement with a surface parking at the rear providing 1 parking space, having vehicular access from the lane. | Permanent Irrigation DBA: SUPREME SPRINKLERS INC.
SP-2022-01726 | 2022-10-20 | 65 E 39TH AVENUE, Vancouver, BC V5W 1J6 | Sprinkler Permit | Residential | New | Completed | Residential - 1FD+SS - #1 &#2 - MAIN HOUSE WITH SPRINKLERS To construct a 2 storey one-family dwelling with a secondary suite located in the Basement with an attached garage providing 2 parking spaces, having vehicular access from the street. 1. Covenant registered at the Land Title Office under CA8861401 2. No Strata Titling permitted 3. A/C proposed – Exterior component located in Rear (North) Yard, Interior component located in Basement | BC Fire Sprinklers Ltd
EP-2022-09594 | 2022-11-15 | 65 E 39TH AVENUE, Vancouver, BC V5W 1J6 | Electrical Permit | Residential | New | Completed | Installation / Repair - Residential - low voltage & security alarm completion >>BP: To construct a 2 storey one-family dwelling with a secondary suite located in the Basement ($732,422.50) with an attached garage providing 2 parking spaces, having vehicular access from the street. 1. Covenant registered at the Land Title Office under CA8861401 2. No Strata Titling permitted 3. A/C proposed – Exterior component located in Rear (North) Yard, Interior component located in Basement 4. Schedule B: (YATENDRA KUMAR SHARMA) P.Eng (778.863.7076) Structural & Geotechnical 5. HPO: Residential Builder- LUXURIANT HOMES LTD. **THIS PERMIT HAS BEEN ISSUED UNDER THE REQUIREMENTS OF VBBL #12511 (2019)** ****ALL PROJECT COORINATOR NOTES HAS BEEN ACCEPTED BY THE APPLICANT**** | Xon Automation Ltd
GP-2022-02936 | 2022-09-29 | 65 E 39TH AVENUE, Vancouver, BC V5W 1J6 | Gas Permit | Residential | New | Completed | Residential - 1FD+SS - #1 & #2 - GAS of a house >DB: To construct a 2 storey one-family dwelling with a secondary suite located in the Basement with an attached garage providing 2 parking spaces, having vehicular access from the street. 1. Covenant registered at the Land Title Office under CA8861401 2. No Strata Titling permitted 3. A/C proposed – Exterior component located in Rear (North) Yard, Interior component located in Basement | Karan Plumbing & Heating Ltd
MP-2022-00108 | 2022-08-15 | 65 E 39TH AVENUE, Vancouver, BC V5W 1J6 | Mechanical Permit | NULL | NULL | Completed | NULL | Karan Plumbing & Heating Ltd
PP-2022-02731 | 2022-08-08 | 65 E 39TH AVENUE, Vancouver, BC V5W 1J6 | Plumbing Permit | Residential | New | Completed | Residential - 1FD+SS -#1 & #2- Plumbing of a House To construct a 2 storey one-family dwelling with a secondary suite located in the Basement with an attached garage providing 2 parking spaces, having vehicular access from the street. 1. Covenant registered at the Land Title Office under CA8861401 2. No Strata Titling permitted 3. A/C proposed – Exterior component located in Rear (North) Yard, Interior component located in Basement | Karan Plumbing & Heating Ltd
PP-2022-01782 | 2022-05-26 | 65 E 39TH AVENUE, Vancouver, BC V5W 1J6 | Plumbing Permit | Residential | New | Completed | Residential - sump >BP: To construct a 2 storey one-family dwelling with a secondary suite located in the Basement ($732,422.50) with an attached garage providing 2 parking spaces, having vehicular access from the street. 1. Covenant registered at the Land Title Office under CA8861401 2. No Strata Titling permitted 3. A/C proposed – Exterior component located in Rear (North) Yard, Interior component located in Basement 4. Schedule B: (YATENDRA KUMAR SHARMA) P.Eng (778.863.7076) Structural & Geotechnical 5. HPO: Residential Builder- LUXURIANT HOMES LTD. Note: This is a 2 storey building pursuant to the Zoning and Development By-Law Address Information: Principle Dwelling: #1-65 E 39 Ave Secondary Suite: #2-65 E 39 Ave Addresses have been assigned per the approved plans, access to the rear unit is from the North side. This access must be provided & maintained at all times and the building addresses posted to be visible from the street in accordance with the Building By-law. **THIS PERMIT HAS BEEN ISSUED UNDER THE REQUIREMENTS OF VBBL #12511 (2019)** ****ALL PROJECT COORINATOR NOTES HAS BEEN ACCEPTED BY THE APPLICANT**** | GNA Contracting Ltd
EP-2022-05010 | 2022-06-15 | 65 E 39TH AVENUE, Vancouver, BC V5W 1J6 | Electrical Permit | Residential | New | Completed | Installation / Repair - Residential - All electrical work To construct a 2 storey one-family dwelling with a secondary suite located in the Basement with an attached garage providing 2 parking spaces, having vehicular access from the street. 1. Covenant registered at the Land Title Office under CA8861401 2. No Strata Titling permitted 3. A/C proposed – Exterior component located in Rear (North) Yard, Interior component located in Basement 4. Schedule B: (YATENDRA KUMAR SHARMA) P.Eng (778.863.7076) Structural & Geotechnical 5. HPO: Residential Builder- LUXURIANT HOMES LTD. | N & M Electric Ltd
EP-2022-02954 | 2022-04-12 | 65 E 39TH AVENUE, Vancouver, BC V5W 1J6 | Electrical Permit | Residential | New | Expired | Temporary Power - Residential - To provide temporary power. NOTE: Work authorized by this permit is for placement of a temporary power pole only and does not authorize any site construction and/or excavation. A separate Building Permit will be required prior to commencement of any other work on this site. | N & M Electric Ltd
PP-2022-00898 | 2022-03-17 | 116 E 39TH AVENUE, Vancouver, BC V5W 1J8 | Plumbing Permit | Residential | New | Completed | Residential - 3/ DCVA backflow preventer for lawn irrigation | Yue Jin Qiu
PP-2022-00301 | 2022-01-31 | 187 E 39TH AVENUE, Vancouver, BC V5W 1J9 | Plumbing Permit | Residential | Tenant Improvement | Completed | Residential - - REPLACEMENT OF OUTSIDE SEWER LINES. APPROX 5MTERS - ADDITION OF 5 METERS OF OUTSIDE STORM LINES - ADDITION OF 1.5 METER OF INSIDE SEWER LINES - REPLACEMENT OF 9 METERS OF INSIDE SEWER LINE Alterations to this existing one family dwelling with secondary suite. Scope of work to include interior renovation, demolition of interior partitions, exterior cladding, new windows and roof. | Hillcrest Plumbing & Heating (1967) Ltd
EP-2023-09355 | 2023-11-01 | 242 E 39TH AVENUE, Vancouver, BC V5W 1K2 | Electrical Permit | Residential | Renovation | Completed | Installation / Repair - Residential - EV Charger installation ARCHAEOLOGICAL IMPACT: If work on this site could lead to the disturbance of soil advise applicant to contact the Provincial Archaeology Branch at 250-953-3334 for necessary permits. In addition, please be advised that reports from an Archaeologist (AIA, AOA) and permits from the First Nations may be necessary prior to the release of your City of Vancouver permits. | Kato Electrical Inc
EP-2023-08516 | 2023-09-20 | 250 E 39TH AVENUE, Vancouver, BC V5W 1K2 | Electrical Permit | Residential | New | Issued | Temporary Power - Residential - To provide temporary power. NOTE: Work authorized by this permit is for placement of a temporary power pole only and does not authorize any site construction and/or excavation. A separate Building Permit will be required prior to commencement of any other work on this site. ***** If work on this site could lead to ground disturbance (impacting soil) advise applicant to contact the Provincial Archaeology Branch at 250-953-3334 for a list of archaeological consultants, who when retained by the proponent, will apply on the proponent’s behalf for the necessary archaeological permits. In addition, please be advised that reports from an Archaeologist (Archaeological Overview Assessment (AOA) or Archaeological Impact Assessment (AIA) reports) and archaeological/heritage inspection permits from the First Nations may be necessary prior to the release of your City of Vancouver permits. | CHEEMA ELECTRIC LTD
GP-2023-02986 | 2023-10-10 | 257 E 39TH AVENUE, Vancouver, BC V5W 1K1 | Gas Permit | Residential | Renovation | Completed | Residential - replacement HWT *If work on this site could lead to ground disturbance (impacting soil) please contact the Provincial Archaeology Branch at 250-953-3334* | Hillcrest Plumbing & Heating (1991) Ltd
GP-2022-02039 | 2022-07-11 | 68 E 43RD AVENUE, Vancouver, BC V5W 1S8 | Gas Permit | Residential | Renovation | Completed | Residential - Combi Boiler Installation | Pro Ace Heating & Air Conditioning Services Ltd
GP-2023-01953 | 2023-06-28 | 131 E 43RD AVENUE, Vancouver, BC V5W 1T1 | Gas Permit | Residential | Renovation - Dwelling Unit(s) only | Completed | Residential - Replacing a Tankless water heater | Diyako Khayat o/a Techno-Gas Heating
PP-2022-00169 | 2022-01-21 | 149 E 43RD AVENUE, Vancouver, BC V5W 1T1 | Plumbing Permit | Residential | New | Completed | Residential - 1FD+SS - #1 & #2 - Sump placing To construct a 2 storey one-family dwelling with a secondary suite located in the Basement/Cellar with a detached accessory building (garage) , at the rear providing 1 garage and 1 surface parking space, having vehicular access from the lane. The entire building, INCLUDING THE ATTACHED GARAGE (if applicable), to be sprinklered to NFPA 13D. 1. Covenant registered at the Land Title Office under CA9462591 2. No strata titling permitted 3. A/C unit proposed | Metro Contracting Ltd
PP-2022-00650 | 2022-02-24 | 149 E 43RD AVENUE, Vancouver, BC V5W 1T1 | Plumbing Permit | Residential | New | Completed | Residential - 1FD+SS - Plumbing To construct a 2 storey one-family dwelling with a secondary suite located in the Basement/Cellar with a detached accessory building (garage) , at the rear providing 1 garage and 1 surface parking space, having vehicular access from the lane. The entire building, INCLUDING THE ATTACHED GARAGE (if applicable), to be sprinklered to NFPA 13D. 1. Covenant registered at the Land Title Office under CA9462591 2. No strata titling permitted 3. A/C unit proposed | Lally Plumbing & Heating Ltd
SP-2022-00265 | 2022-03-01 | 149 E 43RD AVENUE, Vancouver, BC V5W 1T1 | Sprinkler Permit | Residential | New | Completed | Residential - 1FD+SS - Installation Sprinkler Heads To construct a 2 storey one-family dwelling with a secondary suite located in the Basement/Cellar with a detached accessory building (garage) , at the rear providing 1 garage and 1 surface parking space, having vehicular access from the lane. The entire building, INCLUDING THE ATTACHED GARAGE (if applicable), to be sprinklered to NFPA 13D. 1. Covenant registered at the Land Title Office under CA9462591 2. No strata titling permitted 3. A/C unit proposed AMEND: OCT 24/2022 SCHEDULE B UPLOADED | RAHELU PLUMBING & HEATING LTD.
EP-2022-03188 | 2022-04-21 | 149 E 43RD AVENUE, Vancouver, BC V5W 1T1 | Electrical Permit | Residential | New | Completed | Installation / Repair - Residential - low voltage rough and finish data, tv >BP: To construct a 2 storey one-family dwelling with a secondary suite located in the Basement/Cellar ($391,590.00) with a detached accessory building (garage) , at the rear providing 1 garage and 1 surface parking space, having vehicular access from the lane. The entire building, INCLUDING THE ATTACHED GARAGE (if applicable), to be sprinklered to NFPA 13D. 1. Covenant registered at the Land Title Office under CA9462591 2. No strata titling permitted 3. A/C unit proposed 4. Schedule B: Jason Hui P.Eng (778.319.3403) Structural & Geotechnical 5. HPO Residential Builder: R3 Square construction Ltd #39746 This is a 2 storey building pursuant to the Zoning and Development By-Law ******THIS PERMIT HAS BEEN ISSUED UNDER THE REQUIREMENTS OF VBBL 2019****** All rooms adjacent to East and West exposing building face shall be sprinklered. Any alterations or conversions to the attached garage (if applicable) to habitable living space shall not be permitted without first obtaining the approval of the Director of Planning and the Chief Building Official. Thermal protection measures and Laneway house design guidelines shall be required to be met prior to the approval of the conversion. | GWIRELESS SMART HOMES LTD
EP-2022-03333 | 2022-04-26 | 149 E 43RD AVENUE, Vancouver, BC V5W 1T1 | Electrical Permit | Residential | New | Completed | Installation / Repair - Residential - New single family dwelling. >BP: To construct a 2 storey one-family dwelling with a secondary suite located in the Basement/Cellar ($391,590.00) with a detached accessory building (garage) , at the rear providing 1 garage and 1 surface parking space, having vehicular access from the lane. The entire building, INCLUDING THE ATTACHED GARAGE (if applicable), to be sprinklered to NFPA 13D. 1. Covenant registered at the Land Title Office under CA9462591 2. No strata titling permitted 3. A/C unit proposed 4. Schedule B: Jason Hui P.Eng (778.319.3403) Structural & Geotechnical 5. HPO Residential Builder: R3 Square construction Ltd #39746 This is a 2 storey building pursuant to the Zoning and Development By-Law ******THIS PERMIT HAS BEEN ISSUED UNDER THE REQUIREMENTS OF VBBL 2019****** All rooms adjacent to East and West exposing building face shall be sprinklered. Any alterations or conversions to the attached garage (if applicable) to habitable living space shall not be permitted without first obtaining the approval of the Director of Planning and the Chief Building Official. Thermal protection measures and Laneway house design guidelines shall be required to be met prior to the approval of the conversion. | Nulight Electric Ltd.
GP-2022-01378 | 2022-05-05 | 149 E 43RD AVENUE, Vancouver, BC V5W 1T1 | Gas Permit | Residential | New | Completed | Residential - Gas BBQ piping only | Lally Plumbing & Heating Ltd
EP-2022-01528 | NULL | 176 E 43RD AVENUE, Vancouver, BC V5W 1S9 | Electrical Permit | Residential | Tenant Improvement | Application Incomplete | Installation / Repair - Residential - Provide power for new A/C split unit system | VS Electric Ltd
GP-2022-04146 | 2022-12-27 | 258 E 43RD AVENUE, Vancouver, BC V5W 1T2 | Gas Permit | Residential | Renovation | Issued | Residential - Replace boiler | Ventresca Plumbing Ltd
EP-2023-00394 | 2023-01-20 | 312 E 43RD AVENUE, Vancouver, BC V5W 1T3 | Electrical Permit | Residential | New | Issued | Installation / Repair - Residential - new wiring for duplex -An approved mechanical permit is required for heat pump installation before an electrical inspection will be performed >BP: To construct a two and half storey two-family dwelling with a detached accessory building (garage) at the rear providing 2 parking spaces, having vehicular access from the lane. The entire building, INCLUDING THE ATTACHED GARAGE (if applicable), to be sprinklered to 2x NFPA 13D. Note: This is a 2 and half storey building pursuant to the Zoning and Development By-Law 1. A/C units proposed in rear yard, int. half storey 2. No Bar sinks (2) proposed 3. Schedule B: Alan Prahalad, P.Eng (604.831.1431) Structural & Geotechnical 4. HPO: HOMES BY ENGINEERS CONSTRUCTION CORP. | Roop Electric Co Ltd
PP-2022-04540 | 2023-01-03 | 312 E 43RD AVENUE, Vancouver, BC V5W 1T3 | Plumbing Permit | Residential | New | Completed | Residential - Sump | AKAL DEMOLITION & EXCAVATING LTD
GP-2023-02189 | 2023-07-24 | 312 E 43RD AVENUE, Vancouver, BC V5W 1T3 | Gas Permit | Residential | New | Issued | Residential - 2 Boilers, 2 Ranges, 2 Fireplaces & 2 BBQ's Complete 2 boilers, 2 ranges and piping only for 2 fireplaces,2 bbq. >BP: To construct a two and half storey two-family dwelling | Deep Gas Fitting Ltd.
SP-2023-00806 | 2023-05-10 | 312 E 43RD AVENUE, Vancouver, BC V5W 1T3 | Sprinkler Permit | Residential | New | Issued | Residential - Piping and fixture installation >BP: To construct a two and half storey two-family dwelling with a detached accessory building (garage) at the rear providing 2 parking spaces, having vehicular access from the lane. The entire building, INCLUDING THE ATTACHED GARAGE (if applicable), to be sprinklered to 2x NFPA 13D. Note: This is a 2 and half storey building pursuant to the Zoning and Development By-Law 1. A/C units proposed in rear yard, int. half storey 2. No Bar sinks (2) proposed 3. Schedule B: Alan Prahalad, P.Eng (604.831.1431) Structural & Geotechnical 4. HPO: HOMES BY ENGINEERS CONSTRUCTION CORP. | RG Plumbing Ltd
MP-2023-00402 | 2023-03-16 | 312 E 43RD AVENUE, Vancouver, BC V5W 1T3 | Mechanical Permit | NULL | NULL | Issued | NULL | Killarney Mechanical Ltd
PP-2023-00760 | 2023-03-07 | 312 E 43RD AVENUE, Vancouver, BC V5W 1T3 | Plumbing Permit | Residential | New | Issued | Residential - 2FD - FRONT - 312 E 43RD AV BACK - 310 E 43RD AV new plumbing >DB: To construct a two and half storey two-family dwelling with a detached accessory building (garage) at the rear providing 2 parking spaces, having vehicular access from the lane. The entire building, INCLUDING THE ATTACHED GARAGE (if applicable), to be sprinklered to 2x NFPA 13D. Note: This is a 2 and half storey building pursuant to the Zoning and Development By-Law 1. A/C units proposed in rear yard, int. half storey 2. No Bar sinks (2) proposed | Killarney Mechanical Ltd
EP-2023-07483 | 2023-08-16 | 312 E 43RD AVENUE, Vancouver, BC V5W 1T3 | Electrical Permit | Residential | New | Issued | Installation / Repair - Residential - Install Low Voltage wiring (networking), Alarm, CCTV, Data, Tel., Vacuum. Rough-In and Finishing. >BP: To construct a two and half storey two-family dwelling with a detached accessory building (garage) at the rear providing 2 parking spaces, having vehicular access from the lane. The entire building, INCLUDING THE ATTACHED GARAGE (if applicable), to be sprinklered to 2x NFPA 13D. Note: This is a 2 and half storey building pursuant to the Zoning and Development By-Law 1. A/C units proposed in rear yard, int. half storey 2. No Bar sinks (2) proposed 3. Schedule B: Alan Prahalad, P.Eng (604.831.1431) Structural & Geotechnical 4. HPO: HOMES BY ENGINEERS CONSTRUCTION CORP. ******THIS PERMIT HAS BEEN ISSUED UNDER THE REQUIREMENTS OF VBBL 2019****** | Magnificent Security Inc.
EP-2023-07538 | 2023-08-17 | 2233 E 44TH AVENUE, Vancouver, BC V5P 1N3 | Electrical Permit | Residential | New | Completed | Installation / Repair - Residential - Alarm Completion Only >BP: To construct a two-storey two-family dwelling with a detached accessory building (garage) at the rear providing 2 parking spaces, having vehicular access from the lane. Note: This is a 2 storey building pursuant to the Zoning and Development By-Law 1. A/C units proposed in rear & front yard 2. Bar sinks proposed in main floor 3. Schedule B: Julian Bozsik, P.Eng (604.431.0055) Structural & Geotechnical 4. HPO: Capital International Home Development Ltd. ******THIS PERMIT HAS BEEN ISSUED UNDER THE REQUIREMENTS OF VBBL #12511 (2019)****** Combustible projections or roof soffits on an exposing building face shall not project to less than .45m from the property line and shall be in compliance with VBBL 2019 9.10.15.5.(9) The entire building, to be sprinklered to 2 x NFPA 13D. | Summit Digital Systems Ltd
EP-2023-00743 | 2023-01-31 | 2233 E 44TH AVENUE, Vancouver, BC V5P 1N3 | Electrical Permit | Residential | New | Completed | Installation / Repair - Residential - 2FD - FRONT - 2233 E 44TH AV BACK - 2231 E 44TH AV Rough wire and finishing of duplex >DB: To construct a two-storey two-family dwelling with a detached accessory building (garage) at the rear providing 2 parking spaces, having vehicular access from the lane. Note: This is a 2 storey building pursuant to the Zoning and Development By-Law 1. A/C units proposed in rear & front yard 2. Bar sinks proposed in main floor The entire building, to be sprinklered to 2 x NFPA 13D. | Hayat Electrical Ltd
PP-2023-00306 | 2023-02-02 | 2233 E 44TH AVENUE, Vancouver, BC V5P 1N3 | Plumbing Permit | Residential | New | Completed | Residential - one sump with pump -outside sump for rainwater leader by gravity NOTE: Engineering Assurance letter will be submitted to the Plumbing Inspector on the site. Letter shall conform to the requirements of Vancouver Bulletin 2000-008-EL/PL. one sump without pump >BP: To construct a two-storey two-family dwelling with a detached accessory building (garage) at the rear providing 2 parking spaces, having vehicular access from the lane. | Bhullar Excavating and Demolition
MP-2023-00419 | 2023-03-19 | 2233 E 44TH AVENUE, Vancouver, BC V5P 1N3 | Mechanical Permit | NULL | NULL | Completed | NULL | ACME PLUMBING HEATING & GAS LTD.
PP-2023-00857 | 2023-03-14 | 2233 E 44TH AVENUE, Vancouver, BC V5P 1N3 | Plumbing Permit | Residential | New | Completed | Residential - to install new plumbing fixtures in duplex >DB: To construct a two-storey two-family dwelling with a detached accessory building (garage) at the rear providing 2 parking spaces, having vehicular access from the lane. Note: This is a 2 storey building pursuant to the Zoning and Development By-Law 1. A/C units proposed in rear & front yard 2. Bar sinks proposed in main floor The entire building, to be sprinklered to 2 x NFPA 13D. | ACME PLUMBING HEATING & GAS LTD.
SP-2023-00564 | 2023-04-03 | 2233 E 44TH AVENUE, Vancouver, BC V5P 1N3 | Sprinkler Permit | Residential | New | Completed | Residential - to install a new sprinkler system in the Duplex >BP: To construct a two-storey two-family dwelling with a detached accessory building (garage) at the rear providing 2 parking spaces, having vehicular access from the lane. Note: This is a 2 storey building pursuant to the Zoning and Development By-Law 1. A/C units proposed in rear & front yard 2. Bar sinks proposed in main floor 3. Schedule B: Julian Bozsik, P.Eng (604.431.0055) Structural & Geotechnical 4. HPO: Capital International Home Development Ltd. | ACME PLUMBING HEATING & GAS LTD.
GP-2023-01196 | 2023-04-12 | 2233 E 44TH AVENUE, Vancouver, BC V5P 1N3 | Gas Permit | Residential | New | Completed | Residential - to install 2 Range and rough in for 2 BBQ >BP: To construct a two-storey two-family dwelling with a detached accessory building (garage) at the rear providing 2 parking spaces, having vehicular access from the lane. Note: This is a 2 storey building pursuant to the Zoning and Development By-Law 1. A/C units proposed in rear & front yard 2. Bar sinks proposed in main floor 3. Schedule B: Julian Bozsik, P.Eng (604.431.0055) Structural & Geotechnical 4. HPO: Capital International Home Development Ltd. | ACME PLUMBING HEATING & GAS LTD.
EP-2023-03475 | 2023-04-21 | 2233 E 44TH AVENUE, Vancouver, BC V5P 1N3 | Electrical Permit | Residential | New | Completed | Installation / Repair - Residential - Low volt wiring only - security, data, vacuum. >BP: To construct a two-storey two-family dwelling with a detached accessory building (garage) at the rear providing 2 parking spaces, having vehicular access from the lane. Note: This is a 2 storey building pursuant to the Zoning and Development By-Law 1. A/C units proposed in rear & front yard 2. Bar sinks proposed in main floor 3. Schedule B: Julian Bozsik, P.Eng (604.431.0055) Structural & Geotechnical 4. HPO: Capital International Home Development Ltd. ******THIS PERMIT HAS BEEN ISSUED UNDER THE REQUIREMENTS OF VBBL #12511 (2019)****** Combustible projections or roof soffits on an exposing building face shall not project to less than .45m from the property line and shall be in compliance with VBBL 2019 9.10.15.5.(9) The entire building, to be sprinklered to 2 x NFPA 13D. | C N S Alarms Ltd
EP-2022-10697 | 2022-12-19 | 2233 E 44TH AVENUE, Vancouver, BC V5P 1N3 | Electrical Permit | Residential | New | Expired | Temporary Power - Residential - To provide temporary power. | Hayat Electrical Ltd
EP-2022-05793 | 2022-07-13 | 2066 E 45TH AVENUE, Vancouver, BC V5P 1N8 | Electrical Permit | Residential | New | Completed | Installation / Repair - Residential - TV CABLES SECURITY ALARM SYSTEMS DATA AND DOOR BELL,TELEPHONE CCTV >BP: 2FD + 2SS To construct a 2 storey two-family dwelling with (2) secondary suite(s) located in the Basement ($706,225.00 with a detached accessory building (garage) and 1 open parking at the rear providing 2 parking spaces, having vehicular access from the lane. | Innova Security Systems Inc
GP-2022-01863 | 2022-06-22 | 2066 E 45TH AVENUE, Vancouver, BC V5P 1N8 | Gas Permit | Residential | New | Completed | Residential - 2FD+2SS - FRONT - 2066 E 45TH AV - #1 & #2 BACK - 2068 E 45TH AV - #1 & #2 to install 2 boilers and gas piping for 2 range, 1 bbq BBQ in the back unit To construct a 2 storey two-family dwelling with (2) secondary suite(s) located in the Basement with a detached accessory building (garage) and 1 open parking at the rear providing 2 parking spaces, having vehicular access from the lane. 1. A/C Unit proposed at rear yard and second floor AMEND: NOV 21/2022 Please change 2 gas rough in to complete | ACME PLUMBING HEATING & GAS LTD.
PP-2022-00308 | 2022-01-31 | 2066 E 45TH AVENUE, Vancouver, BC V5P 1N8 | Plumbing Permit | Residential | New | Completed | Residential - 2FD+2SS - FRONT UNIT - 2066 E 45TH AV - #1 & #2 BACK UNIT - 2068 E 45TH - #1 & #2 1 sump no pump To construct a 2 storey two-family dwelling with (2) secondary suite(s) located in the Basement with a detached accessory building (garage) and 1 open parking at the rear providing 2 parking spaces, having vehicular access from the lane. 1. A/C Unit proposed at rear yard and second floor | Canadian Excavating Ltd
SP-2022-00790 | 2022-05-24 | 2066 E 45TH AVENUE, Vancouver, BC V5P 1N8 | Sprinkler Permit | Residential | New | Completed | Residential - to install a new sprinkler system for duplex Front Unit #1-2066 E 45th Av - One Family Dwelling (north portion of 1st & 2nd floor) #2-2066 E 45th Av - Secondary Suite (south portion of basement) Back Unit #1-2068 E 45th Av - One Family Dwelling (south portion of 1st & 2nd floor) #2-2068 E 45th Av - Secondary Suite (south portion of basement) | ACME PLUMBING HEATING & GAS LTD.
EP-2022-04984 | 2022-06-14 | 2066 E 45TH AVENUE, Vancouver, BC V5P 1N8 | Electrical Permit | Residential | New | Completed | Installation / Repair - Residential - New duplex house Main services:200amp Phase: single phase 3 wire Volt:120/240 Main panel each unit:125 >BP: 2FD + 2SS To construct a 2 storey two-family dwelling with (2) secondary suite(s) located in the Basement ($706,225.00 with a detached accessory building (garage) and 1 open parking at the rear providing 2 parking spaces, having vehicular access from the lane. 1. A/C Unit proposed at rear yard and second floor 2. Schedule B:Jason Hui P.Eng (778-319-3403) Structural and Geotechnical 3. HPO: Residential Builder- Rishi Holdings The entire building is to be sprinklered to 2 x NFPA 13D Note: This is a 2 storey building pursuant to the Zoning and Development By-Law | Samreet Electrical Services Ltd
PP-2022-00951 | 2022-03-22 | 2066 E 45TH AVENUE, Vancouver, BC V5P 1N8 | Plumbing Permit | Residential | New | Completed | Residential - 2FD+2SS - FRONT UNIT - 2066 E 45TH AV - #1 & #2 BACK UNIT - 2068 E 45TH AV - #1 & #2 to install new plumbing fixtures for duplex To construct a 2 storey two-family dwelling with (2) secondary suite(s) located in the Basement with a detached accessory building (garage) and 1 open parking at the rear providing 2 parking spaces, having vehicular access from the lane. 1. A/C Unit proposed at rear yard and second floor | ACME PLUMBING HEATING & GAS LTD.
PP-2022-01541 | 2022-06-08 | 452 E 46TH AVENUE, Vancouver, BC V5W 1Z9 | Plumbing Permit | Residential | New | Completed | Residential - sump | GNA Contracting Ltd
EP-2022-01093 | 2022-02-10 | 452 E 46TH AVENUE, Vancouver, BC V5W 1Z9 | Electrical Permit | Residential | New | Expired | Temporary Power - Residential - To provide temporary power. | G G S ELECTRICAL LTD
PP-2022-02292 | 2022-06-29 | 452 E 46TH AVENUE, Vancouver, BC V5W 1Z9 | Plumbing Permit | Residential | New | Completed | Residential - Plumbing for new house To construct a 2 storey + basement one-family dwelling with a secondary suite located in the basement with a detached accessory building (garage), at the rear providing 2 parking spaces, having vehicular access from the lane. Note: This is a 2 storey building pursuant to the Zoning and Development By-Law 1- Covenant registered at the Land Title Office under CA9190354 2- No strata titling permitted 3- Bar sink proposed in the basement 4- A/C unit proposed in the rear yard 5- Schedule B: Julian Bozsic, P.Eng (604-431-0055) Structural, Geotechnical & Glassguard 6- HPO: Residential Builder – Golden Homes Enterprises Ltd. 7- The entire building to be sprinklered to NFPA 13D. | Rain Coast Plumbing & Heating Ltd
EP-2022-07125 | 2022-08-24 | 452 E 46TH AVENUE, Vancouver, BC V5W 1Z9 | Electrical Permit | Residential | New | Completed | Installation / Repair - Residential - ROUGH WIRING, SERVICE AND FINISHING for: >BP: To construct a 2 storey + basement one-family dwelling with a secondary suite ($707,750.00) located in the basement with a detached accessory building (garage), at the rear providing 2 parking spaces, having vehicular access from the lane. Note: This is a 2 storey building pursuant to the Zoning and Development By-Law 1- Covenant registered at the Land Title Office under CA9190354 2- No strata titling permitted 3- Bar sink proposed in the basement 4- A/C unit proposed in the rear yard 5- Schedule B: Julian Bozsic, P.Eng (604-431-0055) Structural, Geotechnical & Glassguard 6- HPO: Residential Builder – Golden Homes Enterprises Ltd. 7- The entire building to be sprinklered to NFPA 13D. | G G S ELECTRICAL LTD
SP-2022-01423 | 2022-09-06 | 452 E 46TH AVENUE, Vancouver, BC V5W 1Z9 | Sprinkler Permit | Residential | New | Completed | Residential - NEW SPRINKLER INSTALLATION FOR: >BP: To construct a 2 storey + basement one-family dwelling with a secondary suite ($707,750.00) located in the basement with a detached accessory building (garage), at the rear providing 2 parking spaces, having vehicular access from the lane. Note: This is a 2 storey building pursuant to the Zoning and Development By-Law 1- Covenant registered at the Land Title Office under CA9190354 2- No strata titling permitted 3- Bar sink proposed in the basement 4- A/C unit proposed in the rear yard 5- Schedule B: Julian Bozsic, P.Eng (604-431-0055) Structural, Geotechnical & Glassguard 6- HPO: Residential Builder – Golden Homes Enterprises Ltd. 7- The entire building to be sprinklered to NFPA 13D. | Real Tech Fire Protection Ltd
EP-2022-08016 | 2022-09-23 | 452 E 46TH AVENUE, Vancouver, BC V5W 1Z9 | Electrical Permit | Residential | New | Completed | Installation / Repair - Residential - Extra Low Voltage: TV, data, telephone, doorbell, security system, sound and vacuum -Complete security system installation >BP: To construct a 2 storey + basement one-family dwelling with a secondary suite ($707,750.00) located in the basement with a detached accessory building (garage), at the rear providing 2 parking spaces, having vehicular access from the lane. Note: This is a 2 storey building pursuant to the Zoning and Development By-Law 1- Covenant registered at the Land Title Office under CA9190354 2- No strata titling permitted 3- Bar sink proposed in the basement 4- A/C unit proposed in the rear yard 5- Schedule B: Julian Bozsic, P.Eng (604-431-0055) Structural, Geotechnical & Glassguard 6- HPO: Residential Builder – Golden Homes Enterprises Ltd. | Charanjit Singh
GP-2022-02773 | 2022-09-20 | 452 E 46TH AVENUE, Vancouver, BC V5W 1Z9 | Gas Permit | Residential | New | Completed | Residential - One fireplace >BP: To construct a 2 storey + basement one-family dwelling with a secondary suite ($707,750.00) located in the basement with a detached accessory building (garage), at the rear providing 2 parking spaces, having vehicular access from the lane. | Canadian Fireplace Ltd
GP-2022-02714 | 2022-09-12 | 452 E 46TH AVENUE, Vancouver, BC V5W 1Z9 | Gas Permit | Residential | New | Completed | Residential - Gas for : >BP:To construct a 2 storey + basement one-family dwelling with a secondary suite ($707,750.00) located in the basement with a detached accessory building (garage), at the rear providing 2 parking spaces, having vehicular access from the lane. | Rain Coast Plumbing & Heating Ltd
GP-2023-03209 | 2023-10-24 | 471 E 46TH AVENUE, Vancouver, BC V5W 2A1 | Gas Permit | Residential | Addition | Completed | Residential - TO INSTALL 1 TANKLESS WATER HEATER | BC Care Heating Services Ltd
PP-2023-03581 | 2023-10-11 | 545 E 46TH AVENUE, Vancouver, BC V5W 2A2 | Plumbing Permit | Residential | New | Issued | Residential - plumbing including DWV, waterlines and finishing on a residential house >BP: Exterior and interior alterations to lift, relocate and reconstruct the ground floor, reconstruct the rear addition and to convert the existing multiple conversion dwelling building to a single detached house with a secondary suite on this site | Red Mechanical
MP-2023-01974 | 2023-11-03 | 545 E 46TH AVENUE, Vancouver, BC V5W 2A2 | Mechanical Permit | NULL | NULL | Issued | NULL | Red Mechanical
EP-2023-07868 | 2023-09-08 | 545 E 46TH AVENUE, Vancouver, BC V5W 2A2 | Electrical Permit | Residential | New | Issued | Installation / Repair - Residential - ¦ 1FD + 1SS- 200A ¦ *An approved mechanical permit is required for the installation of air conditioning or heat pump unit at the time of installation before an electrical inspection will be performed >BP: Exterior and interior alterations to lift, relocate and reconstruct the ground floor, reconstruct the rear addition and to convert the existing multiple conversion dwelling building to a single detached house with a secondary suite on this site The building is to be sprinklered in accordance with NFPA 13D requirements. Geotechnical/Structural Schedule B/Assurance of Retention of Existing Portions of Buildings submitted by Henry H.S. Hsu - 604.322.7158 Scope of work includes sprinklering, addition of two bedrooms and addition of four plumbing fixtures Note: - Install interconnected, hardwired, 120 volt smoke alarms with battery back-up and silencing feature, in each sleeping unit and within 5 m outside each sleeping area on each storey as per Building By-law 9.1019. - Install carbon monoxide alarm as per Building By-la 9.32.4.2. & Bulletin 2007-007-BU/EL. - Upgrade work under Part 11 (based on value of work - energuide related 11.2.1.1.4). Revision#1: - Revise basement layout to move kitchen and livingroom to the rear and bedrooms to the front - Reduce window size and relocate on west elevation in basement - Two new windows added to north elevation - basement - Revise mudroom and bathroom 1 layout - Delete two windows on main floor, one on west and one on north elevation - Relocate family room and laundry on 2nd floor to rear and bedrooms to the front - Revise closet layout on 3rd floor - Revise closet layout | Spotlight Electrical Inc
SP-2023-02297 | 2023-12-20 | 545 E 46TH AVENUE, Vancouver, BC V5W 2A2 | Sprinkler Permit | Residential | New | Issued | Residential - New fire sprinkler installation >BP: Exterior and interior alterations to lift, relocate and reconstruct the ground floor, reconstruct the rear addition and to convert the existing multiple conversion dwelling building to a single detached house with a secondary suite on this site The building is to be sprinklered in accordance with NFPA 13D requirements. | Spectrum Fire Protection Ltd
NULL | NULL | 545 E 46TH AVENUE, Vancouver, BC V5W 2A2 | Electrical Permit | Residential | New | Payment Pending | Installation / Repair - Residential - Data Low Voltage | Michael McCallum
EP-2023-02109 | 2023-03-13 | 545 E 46TH AVENUE, Vancouver, BC V5W 2A2 | Electrical Permit | Residential | Renovation - Dwelling Unit(s) only | Issued | Temporary Power - Residential - To provide temporary power. | Michael McCallum
NULL | NULL | 545 E 46TH AVENUE, Vancouver, BC V5W 2A2 | Electrical Permit | Residential | Renovation | Withdrawn | Installation / Repair - Residential - Complete wiring of a renovation Installation of new Triplex service, one main house, one suite, and one laneway Installation of an electric hot water tank in the laneway Installation of lightning and receptacles Installation of car charger installation of a hot tub | Michael McCallum
EP-2022-05707 | 2022-07-06 | 548 E 46TH AVENUE, Vancouver, BC V5W 2A3 | Electrical Permit | Residential | Addition | Issued | Installation / Repair - Residential - Upgrade overhead electrical service from 100 to 200 amp. | BPM Electric Ltd
NULL | NULL | 3156 E 43RD AVENUE, Vancouver, BC V5R 2Z8 | Electrical Permit | Residential | Renovation | Withdrawn | Installation / Repair - Residential - A/C unit and Air handler | Paone Electric Ltd
EP-2022-05165 | NULL | 3156 E 43RD AVENUE, Vancouver, BC V5R 2Z8 | Electrical Permit | Residential | Renovation | Application Incomplete | Installation / Repair - Residential - Supply power and connect a 4.3kw AC unit & air handler | Paone Electric Ltd
GP-2022-02986 | 2022-10-04 | 3166 E 43RD AVENUE, Vancouver, BC V5R 2Z8 | Gas Permit | Residential | Addition | Completed | Residential - TO INSTALL 1 COMBI BOILER | BC Care Heating Services Ltd
MP-2022-00040 | 2022-07-21 | 8 E 44TH AVENUE, Vancouver, BC V5W 1V4 | Mechanical Permit | NULL | NULL | Cancelled | NULL | Moore And Russell Heating And Air Conditioning Ltd
EP-2022-06161 | 2022-07-22 | 8 E 44TH AVENUE, Vancouver, BC V5W 1V4 | Electrical Permit | Residential | Tenant Improvement | Cancelled | Installation / Repair - Residential - Electrical install of heat pump. No change to existing service. BP not required. Permit: MP-2022-00040 | Moore And Russell Heating And Air Conditioning Ltd
GP-2022-02614 | 2022-08-31 | 8 E 44TH AVENUE, Vancouver, BC V5W 1V4 | Gas Permit | Residential | Tenant Improvement | Completed | Residential - Install Furnace | Gandy Installations Ltd
EP-2022-06945 | 2022-08-22 | 8 E 44TH AVENUE, Vancouver, BC V5W 1V4 | Electrical Permit | Residential | New | Issued | Installation / Repair - Residential - To install an AC on the rear right side of the home. Provide a breaker, wire run, disconnect and whip to the AC unit. -reference: Mechanical Permit MP-2022-00040 | Gandy Installations Ltd
PP-2022-04240 | 2022-11-24 | 58 E 44TH AVENUE, Vancouver, BC V5W 1V4 | Plumbing Permit | Residential | Renovation | Completed | Residential - for Storm Sewer, Sump, Trough Drain and perimeter drainage | Milani Plumbing Heating & Air Conditioning Ltd
GP-2023-04103 | 2024-01-02 | 58 E 44TH AVENUE, Vancouver, BC V5W 1V4 | Gas Permit | Residential | Renovation | Issued | Residential - Replacing mid efficiency hot water tank with tankless | Wespac Mechanical Ltd
EP-2022-06016 | 2022-07-26 | 292 E 39TH AVENUE, Vancouver, BC V5W 1K2 | Electrical Permit | Residential | New | Expired | Temporary Power - Residential - To provide temporary power. NOTE: Work authorized by this permit is for placement of a temporary power pole only and does not authorize any site construction and/or excavation. A separate Building Permit will be required prior to commencement of any other work on this site. | V & N Electric Ltd
GP-2023-02240 | 2023-07-28 | 292 E 39TH AVENUE, Vancouver, BC V5W 1K2 | Gas Permit | Residential | Addition | Issued | Residential - 1 Gas fireplace installation >BP: To construct a 2 storey + basement one-family dwelling with a secondary suite If work on this site could lead to ground disturbance (impacting soil) advise applicant to contact the Provincial Archaeology Branch at 250-953-3334 for a list of archaeological consultants | Vaglio Fireplace LTD
EP-2023-07145 | 2023-08-08 | 292 E 39TH AVENUE, Vancouver, BC V5W 1K2 | Electrical Permit | Residential | New | Issued | Temporary Power - Residential - To provide temporary power. VALID AUG 08/2023 UNTIL AUG 07/2024 If work on this site could lead to ground disturbance (impacting soil) advise applicant to contact the Provincial Archaeology Branch at 250-953-3334 for a list of archaeological consultants, who when retained by the proponent, will apply on the proponent’s behalf for the necessary archaeological permits. In addition, please be advised that reports from an Archaeologist (Archaeological Overview Assessment (AOA) or Archaeological Impact Assessment (AIA) reports) and archaeological/heritage inspection permits from the First Nations may be necessary prior to the release of your City of Vancouver permits. Staff to document this was advised to the applicants, and to let your Manager know this application is in the system. | V & N Electric Ltd
SP-2023-01242 | 2023-07-13 | 292 E 39TH AVENUE, Vancouver, BC V5W 1K2 | Sprinkler Permit | Residential | New | Completed | Residential - 1FD+SS - #1 & #2 - new sprinkler system PLEASE NOTE: If work on this site could lead to ground disturbance (impacting soil) advise applicant to contact the Provincial Archaeology Branch at 250-953-3334 for a list of archaeological consultants, who when retained by the proponent, will apply on the proponent’s behalf for the necessary archaeological permits. In addition, please be advised that reports from an Archaeologist (Archaeological Overview Assessment (AOA) or Archaeological Impact Assessment (AIA) reports) and archaeological/heritage inspection permits from the First Nations may be necessary prior to the release of your City of Vancouver permits. >DB: To construct a 2 storey + basement one-family dwelling with a secondary suite located in the basement with a detached accessory building (garage), at the rear providing 2 parking spaces, having vehicular access from the lane. The entire building, INCLUDING THE ATTACHED GARAGE (if applicable), to be sprinklered to NFPA 13D. Note: Covenant to be registered prior to sheathing inspection. 1- No strata titling permitted 2- No Bar sink proposed 3- A/C unit proposed in rear yard & second storey ***This permit is issued under the VBBL 2019, with updated energy requirements as per bylaw # 12997 effective Jan 01, 2022.*** | Alco Fire Protection Ltd
EP-2023-05950 | 2023-07-05 | 292 E 39TH AVENUE, Vancouver, BC V5W 1K2 | Electrical Permit | Residential | New | Completed | Installation / Repair - Residential - Install CCTV, Security alarm, tel, data, cable, audio. ***If work on this site could lead to ground disturbance (impacting soil) advise applicant to contact the Provincial Archaeology Branch at 250-953-3334 for a list of archaeological consultants, who when retained by the proponent, will apply on the proponent’s behalf for the necessary archaeological permits. In addition, please be advised that reports from an Archaeologist (Archaeological Overview Assessment (AOA) or Archaeological Impact Assessment (AIA) reports) and archaeological/heritage inspection permits from the First Nations may be necessary prior to the release of your City of Vancouver permits. >BP: To construct a 2 storey + basement one-family dwelling with a secondary suite ($697,250) located in the basement with a detached accessory building (garage), at the rear providing 2 parking spaces, having vehicular access from the lane. | Torrent Technologies Ltd
GP-2023-02013 | 2023-07-06 | 292 E 39TH AVENUE, Vancouver, BC V5W 1K2 | Gas Permit | Residential | New | Completed | Residential - 1 Range, 1 BBQ & 1 Fireplace gas piping/new construction >BP: To construct a 2 storey + basement one-family dwelling with a secondary suite If work on this site could lead to ground disturbance (impacting soil) advise applicant to contact the Provincial Archaeology Branch at 250-953-3334 | Dunbar Plumbing Ltd
PP-2023-00811 | 2023-03-10 | 292 E 39TH AVENUE, Vancouver, BC V5W 1K2 | Plumbing Permit | Residential | New | Completed | Residential - sump NOTE: If work on this site could lead to ground disturbance (impacting soil) please contact the Provincial Archaeology Branch at 250-953-3334 for a list of archaeological consultants, who when retained by the proponent, will apply on the proponent’s behalf for the necessary archaeological permits. In addition, please be advised that reports from an Archaeologist (Archaeological Overview Assessment (AOA) or Archaeological Impact Assessment (AIA) reports) and archaeological/heritage inspection permits from the First Nations may be necessary prior to the release of your City of Vancouver permits. | Mistral Homes Inc
EP-2023-01186 | 2023-05-25 | 292 E 39TH AVENUE, Vancouver, BC V5W 1K2 | Electrical Permit | Residential | New | Completed | Installation / Repair - Residential - to wire a single family dwelling with secondary suite **2-200amp services** >BP: To construct a 2 storey + basement one-family dwelling with a secondary suite ($697,250) located in the basement with a detached accessory building (garage), at the rear providing 2 parking spaces, having vehicular access from the lane. The entire building, INCLUDING THE ATTACHED GARAGE (if applicable), to be sprinklered to NFPA 13D. Note: This Building Permit will remain in a suspended status until the associated (green) Demolition Permit BP-2022-02332 is completed. Note: Covenant to be registered prior to sheathing inspection. 1- No strata titling permitted 2- No Bar sink proposed 3- A/C unit proposed in rear yard & second storey 4- Schedule B: Yatendra Kumar Sharma P.Eng (778.863.707) Structural & Geotechnical 5- HPO: Residential Builder - Mistral Homes Inc ***This permit is issued under the VBBL 2019, with updated energy requirements as per bylaw # 12997 effective Jan 01, 2022.*** | V & N Electric Ltd
PP-2023-01250 | 2023-04-12 | 292 E 39TH AVENUE, Vancouver, BC V5W 1K2 | Plumbing Permit | Residential | New | Completed | Residential - Plumbing. New construction >BP: To construct a 2 storey + basement one-family dwelling with a secondary suite located in the basement with a detached accessory building (garage), at the rear providing 2 parking spaces, having vehicular access from the lane. The entire building, INCLUDING THE ATTACHED GARAGE (if applicable), to be sprinklered to NFPA 13D. Note: Covenant to be registered prior to sheathing inspection. 1- No strata titling permitted 2- No Bar sink proposed 3- A/C unit proposed in rear yard & second storey 4- Schedule B: Yatendra Kumar Sharma P.Eng (778.863.707) Structural & Geotechnical 5- HPO: Residential Builder - Mistral Homes Inc | Dunbar Plumbing Ltd
EP-2022-04526 | 2022-05-31 | 1961 E 39TH AVENUE, Vancouver, BC V5P 1H5 | Electrical Permit | Residential | Addition | Completed | Installation / Repair - Residential - Installation of 7 Photovoltaic Solar Panels with microinverters on the house rooftop, AC feed from the roof feeding into the main service panel via an AC disconnect. >BP: Exterior alterations to install solar photovoltaic panels on the roof of this existing one family dwelling building on this site. Schedule B Structural - Govinder S Dhesi P.Eng - 604-580-3275 OK for Field Review as per A. Min No DP required per S. Yu on April 6, 2022 | Shift Energy Group Inc
EP-2022-08346 | 2022-10-04 | 1975 E 39TH AVENUE, Vancouver, BC V5P 1H5 | Electrical Permit | Commercial | Renovation | Completed | Installation / Repair - Commercial - 100A service upgrade to 200A | KOON-KAU LI
NULL | NULL | 1975 E 39TH AVENUE, Vancouver, BC V5P 1H5 | Electrical Permit | Residential | Renovation | Draft | Installation / Repair - Residential - upgrade electrical service from 100A 120/240V to 200A 120/240V | NULL
GP-2023-04249 | 2023-12-31 | 2028 E 39TH AVENUE, Vancouver, BC V5P 1H7 | Gas Permit | Residential | Renovation | Issued | Residential - re/re of hwt with tankless water heater | 1236318 BC Ltd DBA Aquatech Vancouver
MP-2024-00079 | 2024-01-17 | 2028 E 39TH AVENUE, Vancouver, BC V5P 1H7 | Mechanical Permit | NULL | NULL | Issued | NULL | 1236318 BC Ltd DBA Aquatech Vancouver
GP-2022-03254 | 2022-10-21 | 2040 E 39TH AVENUE, Vancouver, BC V5P 1H7 | Gas Permit | Residential | Renovation | Completed | Residential - Decommission and remove furnace | Ashton Service Group/Ashton Mechanical Ltd.
EP-2023-01919 | 2023-04-14 | 2040 E 39TH AVENUE, Vancouver, BC V5P 1H7 | Electrical Permit | Residential | Renovation | Issued | Installation / Repair - Residential - We are installing a circuit for a heat pump NO MP AT THIS TIME. | Douglas Millington o/a Moose Electric
EP-2022-04430 | 2022-05-27 | 2075 E 39TH AVENUE, Vancouver, BC V5P 1H6 | Electrical Permit | Residential | New | Expired | Temporary Power - Residential - To provide temporary power. | Hitech Electric Inc
MP-2022-00365 | 2022-10-14 | 2075 E 39TH AVENUE, Vancouver, BC V5P 1H6 | Mechanical Permit | NULL | NULL | Completed | NULL | Lucky Plumbing Heating Ltd
EP-2022-09929 | 2022-11-23 | 2075 E 39TH AVENUE, Vancouver, BC V5P 1H6 | Electrical Permit | Residential | New | Completed | Installation / Repair - Residential - Alarm/TV/Tel/Data/CCTV rough in and complete >BP: To construct a 2 storey + basement one-family dwelling with a secondary suite ($886,355) located in the basement with a parking pad, at the rear providing 1 parking space, having vehicular access from the lane. Note: This is a 2 storey building pursuant to the Zoning and Development By-Law 1- Covenant registered at the Land Title Office under CA9373011 2- No strata titling permitted 3- No Bar sink proposed 4- No A/C unit proposed 5- Schedule B: Govinder S Dhesi, P.Eng (604-580-3275) Structural & Geotechnical 6- HPO: Residential Builder - Unkar Heer ******THIS PERMIT HAS BEEN ISSUED UNDER THE REQUIREMENTS OF VBBL #12511 (2019)****** | Summit Digital Systems Ltd
EP-2022-10187 | 2022-12-13 | 2075 E 39TH AVENUE, Vancouver, BC V5P 1H6 | Electrical Permit | Residential | New | Completed | Installation / Repair - Residential - 1FD+SS - #1 & #2 - rough wiring , services electrical and telus ,finishing -A mechanical permit is required for heat pump installation before an electrical inspection will be performed **Amend 12/19/2022** Few changes in load calculations, owner now use cook top instead of range and wall oven , gas range in suite so please update my load calculations. Cook top Bosch main house Wall oven LG Main kitchen Gas cook top Fridgdaire spice kitchen Dryer LG main house Gas range LG suite Wall oven LG suite Dryer LG suite >DB: To construct a 2 storey + basement one-family dwelling with a secondary suite located in the basement with a parking pad, at the rear providing 1 parking space, having vehicular access from the lane. Note: This is a 2 storey building pursuant to the Zoning and Development By-Law 1- Covenant registered at the Land Title Office under CA9373011 2- No strata titling permitted 3- No Bar sink proposed 4- No A/C unit proposed | Hitech Electric Inc
GP-2022-03877 | 2022-12-07 | 2075 E 39TH AVENUE, Vancouver, BC V5P 1H6 | Gas Permit | Residential | New | Completed | Residential - 1FD+SS - #1 & #2 - Complete 2 boiler, 1 range, cook top, bbq. >DB: To construct a 2 storey + basement one-family dwelling with a secondary suite located in the basement with a parking pad, at the rear providing 1 parking space, having vehicular access from the lane. Note: This is a 2 storey building pursuant to the Zoning and Development By-Law 1- Covenant registered at the Land Title Office under CA9373011 2- No strata titling permitted 3- No Bar sink proposed 4- No A/C unit proposed >>>>Amend: Dec. 14 -to remove one boiler | Deep Gas Fitting Ltd.
SP-2023-00104 | 2023-01-19 | 2075 E 39TH AVENUE, Vancouver, BC V5P 1H6 | Sprinkler Permit | Residential | New | Completed | Residential - 1FD+SS - #1 & #2 - Install sprinklers in SFD >DB: To construct a 2 storey + basement one-family dwelling with a secondary suite located in the basement with a parking pad, at the rear providing 1 parking space, having vehicular access from the lane. Note: This is a 2 storey building pursuant to the Zoning and Development By-Law 1- Covenant registered at the Land Title Office under CA9373011 2- No strata titling permitted 3- No Bar sink proposed 4- A/C unit proposed rear yard North elevation | Gold Key Fire Protection Ltd
PP-2022-03246 | 2022-09-16 | 2075 E 39TH AVENUE, Vancouver, BC V5P 1H6 | Plumbing Permit | Residential | New | Completed | Residential - Plumbing for: >BP: To construct a 2 storey + basement one-family dwelling with a secondary suite ($886,355) located in the basement with a parking pad, at the rear providing 1 parking space, having vehicular access from the lane. | Lucky Plumbing Heating Ltd
PP-2022-02295 | 2022-06-30 | 2075 E 39TH AVENUE, Vancouver, BC V5P 1H6 | Plumbing Permit | Residential | New | Completed | Residential - Sumps | Bhullar Excavating and Demolition
GP-2022-00393 | 2022-02-07 | 2192 E 39TH AVENUE, Vancouver, BC V5P 1H7 | Gas Permit | Residential | Tenant Improvement | Completed | Residential - Re Re Boiler | Moore & Russell Heating Ltd
NULL | NULL | 2212 E 39TH AVENUE, Vancouver, BC V5P 1H8 | Gas Permit | Residential | New | Withdrawn | Residential - installation of gas furnace | ROMA Heating Ltd
GP-2022-02521 | 2022-08-24 | 2212 E 39TH AVENUE, Vancouver, BC V5P 1H8 | Gas Permit | Residential | New | Completed | Residential - RE N RE - installation of gas furnace | ROMA Heating Ltd
NULL | NULL | 2212 E 39TH AVENUE, Vancouver, BC V5P 1H8 | Gas Permit | Residential | New | Withdrawn | Residential - installation of gas furnace | ROMA Heating Ltd
NULL | NULL | 2212 E 39TH AVENUE, Vancouver, BC V5P 1H8 | Gas Permit | Residential | Renovation - Dwelling Unit(s) only | Withdrawn | Residential - Installation of gas furnace | ROMA Heating Ltd
NULL | NULL | 2212 E 39TH AVENUE, Vancouver, BC V5P 1H8 | Gas Permit | Residential | Tenant Improvement | Withdrawn | Residential - installation of gas furnace | ROMA Heating Ltd
NULL | NULL | 2212 E 39TH AVENUE, Vancouver, BC V5P 1H8 | Gas Permit | Residential | Renovation | Withdrawn | Residential - Installation of new gas furnace | ROMA Heating Ltd
NULL | NULL | 2212 E 39TH AVENUE, Vancouver, BC V5P 1H8 | Gas Permit | Residential | Renovation | Withdrawn | Residential - Installation of gas furnace | ROMA Heating Ltd
MP-2023-00066 | 2023-01-16 | 2086 E 45TH AVENUE, Vancouver, BC V5P 1N8 | Mechanical Permit | NULL | NULL | Issued | NULL | Finest Plumbing & Heating Ltd
PP-2023-00066 | 2023-01-09 | 2086 E 45TH AVENUE, Vancouver, BC V5P 1N8 | Plumbing Permit | Residential | New | Issued | Residential - New plumbing >BP: To construct a 2 storey + basement one-family dwelling with a secondary suite ($720,562.50) located in the basement with 1 surface parking space, having vehicular access from the lane. Note: This is a 2 storey building pursuant to the Zoning and Development By-Law 1- Covenant registered at the Land Title Office under CA9291004 2- No strata titling permitted 3- Bar sink proposed in the basement 4- A/C unit proposed in the rear yard 5- Schedule B: Tsung-Hua Yang, P. Eng. (604-729-0585) Structural & Geotechnical 6- HPO: Residential Builder – Devine Homes Ltd. 778-707-0406 7- The entire building, INCLUDING THE ATTACHED GARAGE (if applicable), to be sprinklered to NFPA 13D | Finest Plumbing & Heating Ltd
PP-2022-03900 | 2022-10-28 | 2086 E 45TH AVENUE, Vancouver, BC V5P 1N8 | Plumbing Permit | Residential | New | Issued | Residential - Sumps | Bhullar Excavating and Demolition
GP-2023-00692 | 2023-02-28 | 2086 E 45TH AVENUE, Vancouver, BC V5P 1N8 | Gas Permit | Residential | New | Issued | Residential - 1 Range, 1 Boiler & 1 BBQ Installation of Gas appliances. >BP: To construct a 2 storey + basement one-family dwelling with a secondary suite ($720,562.50) located in the basement with 1 surface parking space, having vehicular access from the lane. | Century Twenty One Gas & Heating Co. Ltd
SP-2023-00835 | 2023-05-15 | 2086 E 45TH AVENUE, Vancouver, BC V5P 1N8 | Sprinkler Permit | Residential | New | Issued | Residential - New sprinkler system >BP: To construct a 2 storey + basement one-family dwelling with a secondary suite located in the basement with 1 surface parking space, having vehicular access from the lane. Note: This is a 2 storey building pursuant to the Zoning and Development By-Law 1- Covenant registered at the Land Title Office under CA9291004 2- No strata titling permitted 3- Bar sink proposed in the basement 4- A/C unit proposed in the rear yard 5- Schedule B: Tsung-Hua Yang, P. Eng. (604-729-0585) Structural & Geotechnical 6- HPO: Residential Builder – Devine Homes Ltd. 778-707-0406 7- The entire building, INCLUDING THE ATTACHED GARAGE (if applicable), to be sprinklered to NFPA 13D. | Haven Fire Protection Ltd
EP-2023-05007 | 2023-06-20 | 2086 E 45TH AVENUE, Vancouver, BC V5P 1N8 | Electrical Permit | Residential | New | Issued | Installation / Repair - Residential - 200 amp service connections, 125 amp goes to house , 100 amp goes to LWh. All new rough wiring and finish *An approved mechanical permit is required for the installation of air conditioning or heat pump unit at the time of installation before an electrical inspection will be performed >BP: To construct a 2 storey + basement one-family dwelling with a secondary suite ($720,562.50) located in the basement with 1 surface parking space, having vehicular access from the lane. Note: This is a 2 storey building pursuant to the Zoning and Development By-Law 1- Covenant registered at the Land Title Office under CA9291004 2- No strata titling permitted 3- Bar sink proposed in the basement 4- A/C unit proposed in the rear yard 5- Schedule B: Tsung-Hua Yang, P. Eng. (604-729-0585) Structural & Geotechnical 6- HPO: Residential Builder – Devine Homes Ltd. 778-707-0406 7- The entire building, INCLUDING THE ATTACHED GARAGE (if applicable), to be sprinklered to NFPA 13D. | AECOM ELECTRIC LTD
NULL | NULL | 2086 E 45TH AVENUE, Vancouver, BC V5P 1N8 | Mechanical Permit | NULL | NULL | Draft | NULL | Newton AC Ltd
EP-2022-05004 | 2022-06-13 | 2086 E 45TH AVENUE, Vancouver, BC V5P 1N8 | Electrical Permit | Residential | New | Expired | Temporary Power - Residential - To provide temporary power. | Allone Electric Ltd
EP-2022-04060 | 2022-05-18 | 2218 E 45TH AVENUE, Vancouver, BC V5P 1N8 | Electrical Permit | Residential | Renovation | Completed | Installation / Repair - Residential - service upgrade -Previous service is 100A 120/240V. 1phase 3 conductor. | Central Power Group Ltd
MP-2023-01395 | 2023-07-31 | 2242 E 45TH AVENUE, Vancouver, BC V5P 1N8 | Mechanical Permit | NULL | NULL | Issued | NULL | Moore & Russell Heating Ltd
GP-2022-01887 | 2022-06-22 | 2242 E 45TH AVENUE, Vancouver, BC V5P 1N8 | Gas Permit | Residential | Tenant Improvement | Completed | Residential - Re Re Furnace | Moore & Russell Heating Ltd
EP-2022-06163 | 2022-07-22 | 2242 E 45TH AVENUE, Vancouver, BC V5P 1N8 | Electrical Permit | Residential | Tenant Improvement | Issued | Installation / Repair - Residential - - Electrical install for heat pump - No change to existing service - BP not required - Mechanical Permit to be obtained | Moore And Russell Heating And Air Conditioning Ltd
EP-2022-05299 | 2022-07-04 | 2268 E 45TH AVENUE, Vancouver, BC V5P 1N8 | Electrical Permit | Residential | Renovation | Completed | Installation / Repair - Residential - Wiring a new 20amps 240v circuit for the AC Unit, replace some light fixtures, receptacles and switches. | Myarc Electrical Inc
GP-2022-01660 | 2022-05-31 | 2625 E 45TH AVENUE, Vancouver, BC V5R 3B9 | Gas Permit | Residential | Addition | Completed | Residential - This is a old house getting a new boiler installed | AKAL Plumbing & Heating Ltd
PP-2022-03501 | 2022-10-03 | 2931 E 44TH AVENUE, Vancouver, BC V5R 3A9 | Plumbing Permit | Residential | New | Completed | Residential - 25 meter piping | Canadian Excavating Ltd
EP-2022-10363 | 2022-12-09 | 2931 E 44TH AVENUE, Vancouver, BC V5R 3A9 | Electrical Permit | Residential | Addition | Completed | Installation / Repair - Residential - Building new laneway house, main house need service wire underground | Econ Energy Group Ltd
GP-2023-03688 | 2023-11-22 | 2931 E 44TH AVENUE, Vancouver, BC V5R 3A9 | Gas Permit | Residential | Renovation | Completed | Residential - To replace the existing boiler with a high-efficiency Rinnai gas boiler | Shan Jiang DBA Spring River Drainage Plumbing & Heating
GP-2022-00045 | 2022-01-11 | 2943 E 44TH AVENUE, Vancouver, BC V5R 3A9 | Gas Permit | Residential | Tenant Improvement | Completed | Residential - RE - RE NEW HEF | 484081 BC LTD
GP-2021-04378 | 2022-01-05 | 3215 E 44TH AVENUE, Vancouver, BC V5R 3B2 | Gas Permit | Residential | Renovation | Completed | Residential - Furnace replacement | WESTBRIDGE PLUMBING & HEATING LTD
EP-2024-00464 | NULL | 3235 E 44TH AVENUE, Vancouver, BC V5R 3B2 | Electrical Permit | Residential | New | In Review | Installation / Repair - Residential - Electrical work for new single garage including installation of 60A 1 phase 120/240 sub panel, 40A 120/240 outlet for future EV charger, one baseboard heater >BP: To construct a detached accessory building (single car garage) at the rear of this existing one family dwelling having vehicular access from the lane. Notes: 1. Rock pit to the satisfaction of the District Building Inspector 2. The attic space (of accessory building) is not to be developed and/or used as habitable space at any time | SNG Electric Ltd
EP-2022-05340 | 2022-06-24 | 3235 E 44TH AVENUE, Vancouver, BC V5R 3B2 | Electrical Permit | Residential | Renovation | Completed | Installation / Repair - Residential - Ugrade electrical service from 100A 120/240 V single phase 3 wires to 200A 120/240V single phase 3 wires ; Install new 200A 120/240V 1 p 3 wire panel ,Re-re connect existing circuits to the new panel -New Panel will be in different location | SNG Electric Ltd
EP-2024-00083 | 2024-01-04 | 2780 E 46TH AVENUE, Vancouver, BC V5S 1A7 | Electrical Permit | Residential | New | Issued | Installation / Repair - Residential - Installation of security system | ADT Security Services Canada Inc
GP-2023-00625 | 2023-02-22 | 2127 E 47TH AVENUE, Vancouver, BC V5P 1R2 | Gas Permit | Residential | Renovation - Dwelling Unit(s) only | Completed | Residential - BOILER REPLACEMENT | CoStar Home Energy Ltd
EP-2022-04020 | 2022-05-16 | 2181 E 47TH AVENUE, Vancouver, BC V5P 1R2 | Electrical Permit | Residential | Renovation | Completed | Installation / Repair - Residential - EMERGENCY repair of meter base [BC Hydro has already been to site to reconnect, as this took place over the weekend] | Fina Electric Services Group Ltd
MP-2023-00815 | 2023-05-10 | 2226 E 39TH AVENUE, Vancouver, BC V5P 1H8 | Mechanical Permit | NULL | NULL | Completed | NULL | Moore And Russell Heating And Air Conditioning Ltd
EP-2022-06174 | 2022-07-22 | 2226 E 39TH AVENUE, Vancouver, BC V5P 1H8 | Electrical Permit | Residential | Tenant Improvement | Completed | Installation / Repair - Residential - - Electrical install for heat pump - No change to existing service - BP not required - Mechanical Permit to be obtained | Moore And Russell Heating And Air Conditioning Ltd
GP-2022-03390 | 2022-11-01 | 2238 E 39TH AVENUE, Vancouver, BC V5P 1H8 | Gas Permit | Residential | Addition | Completed | Residential - RE & RE HOT WATER TANK | B C Furnace Service Ltd
GP-2022-02410 | 2022-08-17 | 2273 E 39TH AVENUE, Vancouver, BC V5P 1H9 | Gas Permit | Residential | Tenant Improvement | Completed | Residential - Remove old hydronic Hydrotherm boiler also servicing indirect potable hot water heater | AE Mechanical Ltd
GP-2022-02512 | 2022-08-23 | 2361 E 39TH AVENUE, Vancouver, BC V5R 2V4 | Gas Permit | Residential | New | Completed | Residential - Supply and installation of one Rinnai RSC199IN tankless water heater and all there components such as exhaust venting, combustion air, gas piping, condensate piping etc. | GVA Plumbing & Heating Ltd
GP-2023-01570 | 2023-05-15 | 2249 E 43RD AVENUE, Vancouver, BC V5P 1M8 | Gas Permit | Residential | Renovation - Dwelling Unit(s) only | Completed | Residential - TANKLESS REPLACEMENT | CoStar Home Energy Ltd
NULL | NULL | 2249 E 43RD AVENUE, Vancouver, BC V5P 1M8 | Electrical Permit | Residential | Renovation | Draft | Installation / Repair - Residential - asdf | NULL
GP-2022-04147 | 2023-01-11 | 636 E 45TH AVENUE, Vancouver, BC V5W 1X7 | Gas Permit | Residential | New | Completed | Residential - Furnace Installation | Pro Ace Heating & Air Conditioning Services Ltd
EP-2022-06670 | 2022-08-09 | 786 E 45TH AVENUE, Vancouver, BC V5W 1X9 | Electrical Permit | Residential | New | Completed | Installation / Repair - Residential - Security Alarm Completion >BP: To construct a 2 storey one-family dwelling with a secondary suite located in the Basement ($449,140.00) with an attached garage providing 1 parking spaces, having vehicular access from the street. 1. Covenant registered at the Land Title Office under CA9200209 2. No Strata Titling permitted 3. A/C proposed – Exterior component located in rear yard, Interior component located in closet on upper floor. 4. Schedule B: (MA SHAHIDUL ALAM) P.Eng (604-653-7475) Structural & Geotechncial 5. HPO: Residential Builder- (0901193 BC LTD.) | Summit Digital Systems Ltd
SP-2022-00744 | 2022-05-13 | 786 E 45TH AVENUE, Vancouver, BC V5W 1X9 | Sprinkler Permit | Residential | New | Completed | Residential - Install sprinklers in sfd To construct a 2 storey one-family dwelling with a secondary suite located in the Basement with an attached garage providing 1 parking spaces, having vehicular access from the street. 1. Covenant registered at the Land Title Office under CA9200209 2. No Strata Titling permitted 3. A/C proposed – Exterior component located in rear yard, Interior component located in closet on upper floor. 4. Schedule B: (MA SHAHIDUL ALAM) P.Eng (604-653-7475) Structural & Geotechncial 5. HPO: Residential Builder- (0901193 BC LTD.) | Gold Key Fire Protection Ltd
GP-2022-01486 | 2022-05-13 | 786 E 45TH AVENUE, Vancouver, BC V5W 1X9 | Gas Permit | Residential | New | Completed | Residential - Complete boiler, range and piping only for bbq, firepit. | Deep Gas Fitting Ltd.
EP-2022-03518 | 2022-05-02 | 786 E 45TH AVENUE, Vancouver, BC V5W 1X9 | Electrical Permit | Residential | New | Completed | Installation / Repair - Residential - low volt , security prewire, tv, data,and vacuum >BP: To construct a 2 storey one-family dwelling with a secondary suite located in the Basement ($449,140.00) with an attached garage providing 1 parking spaces, having vehicular access from the street. 1. Covenant registered at the Land Title Office under CA9200209 2. No Strata Titling permitted 3. A/C proposed – Exterior component located in rear yard, Interior component located in closet on upper floor. 4. Schedule B: (MA SHAHIDUL ALAM) P.Eng (604-653-7475) Structural & Geotechncial 5. HPO: Residential Builder- (0901193 BC LTD.) Note: This is a 2 storey building pursuant to the Zoning and Development By-Law Address Information: #1-786 E 45th Av - One Family Dwelling (1st & 2nd floor, north portion of basement) #2-786 E 45th Av - Secondary Suite (south portion of basement) Address and suite numbers assigned as per approved plans for Fire and Emergency response. The address number is to be posted on the building to be visible from the street and the suite numbers are to be posted at the suite entries in accordance with the Building By-law prior to final inspection. **THIS PERMIT HAS BEEN ISSUED UNDER THE REQUIREMENTS OF VBBL #12511 (2019)** | C N S Alarms Ltd
PP-2022-00995 | 2022-03-24 | 786 E 45TH AVENUE, Vancouver, BC V5W 1X9 | Plumbing Permit | Residential | New | Completed | Residential - 1FD+SS - #1 & #2 - Plumbing, dwv To construct a 2 storey one-family dwelling with a secondary suite located in the Basement with an attached garage providing 1 parking spaces, having vehicular access from the street. 1. Covenant registered at the Land Title Office under CA9200209 2. No Strata Titling permitted 3. A/C proposed – Exterior component located in rear yard, Interior component located in closet on upper floor. | Nijjar Plumbing & Heating Ltd
PP-2022-00759 | 2022-03-04 | 786 E 45TH AVENUE, Vancouver, BC V5W 1X9 | Plumbing Permit | Residential | New | Completed | Residential - 1FD+SS - #1 & #2 - 2 Sumps with pump 1 sump without pump To construct a 2 storey one-family dwelling with a secondary suite located in the Basement with an attached garage providing 1 parking spaces, having vehicular access from the street. 1. Covenant registered at the Land Title Office under CA9200209 2. No Strata Titling permitted 3. A/C proposed – Exterior component located in rear yard, Interior component located in closet on upper floor. | Bhullar Excavating and Demolition
EP-2022-01393 | 2022-02-24 | 786 E 45TH AVENUE, Vancouver, BC V5W 1X9 | Electrical Permit | Residential | New | Completed | Installation / Repair - Residential - Rough wire and finishing of main house with secondary suite >BP:To construct a 2 storey one-family dwelling with a secondary suite located in the Basement ($449,140.00) with an attached garage providing 1 parking spaces, having vehicular access from the street. 1. Covenant registered at the Land Title Office under CA9200209 2. No Strata Titling permitted 3. A/C proposed – Exterior component located in rear yard, Interior component located in closet on upper floor. 4. Schedule B: (MA SHAHIDUL ALAM) P.Eng (604-653-7475) Structural & Geotechncial 5. HPO: Residential Builder- (0901193 BC LTD.) Note: This is a 2 storey building pursuant to the Zoning and Development By-Law Address Information: #1-786 E 45th Av - One Family Dwelling (1st & 2nd floor, north portion of basement) #2-786 E 45th Av - Secondary Suite (south portion of basement) Address and suite numbers assigned as per approved plans for Fire and Emergency response. The address number is to be posted on the building to be visible from the street and the suite numbers are to be posted at the suite entries in accordance with the Building By-law prior to final inspection. **THIS PERMIT HAS BEEN ISSUED UNDER THE REQUIREMENTS OF VBBL #12511 (2019)** | Hayat Electrical Ltd
GP-2023-00483 | 2023-02-10 | 977 E 45TH AVENUE, Vancouver, BC V5W 1Y3 | Gas Permit | Residential | Tenant Improvement | Completed | Residential - Re & Re Gas Hot Water Tank | Mainland Plumbing & Heating
GP-2023-01311 | 2023-04-20 | 3262 E 44TH AVENUE, Vancouver, BC V5R 3B1 | Gas Permit | Residential | Renovation | Completed | Residential - replace a boiler and tankless | SUNFLOWER HOME SERVICE LTD
EP-2022-01275 | 2022-02-17 | 2261 E 44TH AVENUE, Vancouver, BC V5P 1N3 | Electrical Permit | Residential | New | Completed | Installation / Repair - Residential - Upgrade and relocate existing service to 200A duplex meter base 100A - Main house switch 125A - Laneway main switch Upgrade new underground service feeder >BUILDING 1--EXISTING #1-2261 E 44th Av - One Family Dwelling BUILDING 2-NEW #3-2261 E 44th Av - Laneway House (1.5 storey) | AMTEK Electric Ltd
GP-2023-02543 | 2023-09-01 | 2261 E 44TH AVENUE, Vancouver, BC V5P 1N3 | Gas Permit | Residential | Addition | Completed | Residential - re and re gas hwt | Christopher Sterling
EP-2022-06524 | 2022-08-08 | 405 E 35TH AVENUE, Vancouver, BC V5W 1B1 | Electrical Permit | Residential | Tenant Improvement | Completed | Installation / Repair - Residential - Upgrading electrical service from 100amp to 200amp Amend: Aug 18, 2022 Wiring heat pump 30 amp in the same time with service upgrade Price won’t change because was quoted in the original price Attached is the site plane | EURO TECH ELECTRIC LTD.
GP-2023-02744 | 2023-09-20 | 420 E 35TH AVENUE, Vancouver, BC V5W 1A9 | Gas Permit | Residential | Renovation | Completed | Residential - replacing a boiler | Best Way Heating Inc
GP-2022-02635 | 2022-09-01 | 428 E 35TH AVENUE, Vancouver, BC V5W 1A9 | Gas Permit | Residential | Renovation | Issued | Residential - Re&Re Tankless water heater BTU 199.000 | Milani Plumbing Heating & Air Conditioning Ltd
GP-2022-01315 | 2022-04-27 | 445 E 35TH AVENUE, Vancouver, BC V5W 1B1 | Gas Permit | Residential | Renovation | Completed | Residential - HWT re&re | Ferenc Nagy
GP-2023-00643 | 2023-02-22 | 446 E 35TH AVENUE, Vancouver, BC V5W 1A9 | Gas Permit | Residential | Renovation | Completed | Residential - Re & Re HWT Gas | Milani Plumbing Heating & Air Conditioning Ltd
PP-2023-02460 | 2023-07-14 | 450 E 35TH AVENUE, Vancouver, BC V5W 1A9 | Plumbing Permit | Residential | Renovation | Issued | Residential - Renovating existing bathroom and addition of new bathroom along with new drainage, water pipes and venting >BP: Interior and exterior alterations to this existing One Family Dwelling. Scope of work includes: Main Floor 1) Relocation of laundry room. 2) New floor & wall finishes throughout. 3) Removal of bulkheads from existing family room and den 4) New plumbing fixtures in Bath 2 and Ensuite. 5) New lighting throughout, retention of various lighting. 6) Bedrooms are relocated to main floor. Upper Floor 1) New plumbing fixtures in Bath. 2) Relocation of kitchen plumbing fixtures / gas stove & millwork / casework. 3) Removal of bedrooms and Ensuite. 4) New lighting throughout. 5) Vaulted ceiling. North Elevation 1) Replace upper floor windows with enlarged windows that follow vaulted ceiling shape. 2) Enlarge Main floor window. South Elevation 1) Enlarge upper floor kitchen window. 2) Replace lower floor family room window with glass French doors. 3) Remove exterior door on the Main floor. 4) Enlarge and add door from new proposed office space and guest room. | Sukhwinder Rehallu
EP-2023-07451 | 2023-08-15 | 450 E 35TH AVENUE, Vancouver, BC V5W 1A9 | Electrical Permit | Residential | Renovation | Issued | Installation / Repair - Residential - Rewiring the house, upgrade service from 100 Amps to 200 Amps. >BP: Work Description: 450 E 35TH Avenue Interior and exterior alterations to this existing One Family Dwelling. Scope of work includes: Main Floor 1) Relocation of laundry room. 2) New floor & wall finishes throughout. 3) Removal of bulkheads from existing family room and den 4) New plumbing fixtures in Bath 2 and Ensuite. 5) New lighting throughout, retention of various lighting. 6) Bedrooms are relocated to main floor. Upper Floor 1) New plumbing fixtures in Bath. 2) Relocation of kitchen plumbing fixtures / gas stove & millwork / casework. 3) Removal of bedrooms and Ensuite. 4) New lighting throughout. 5) Vaulted ceiling. North Elevation 1) Replace upper floor windows with enlarged windows that follow vaulted ceiling shape. 2) Enlarge Main floor window. South Elevation 1) Enlarge upper floor kitchen window. 2) Replace lower floor family room window with glass French doors. 3) Remove exterior door on the Main floor. 4) Enlarge and add door from new proposed office space and guest room. | MILKYWAY INDUSTRY LTD
MP-2023-02043 | 2023-11-16 | 450 E 35TH AVENUE, Vancouver, BC V5W 1A9 | Mechanical Permit | NULL | NULL | Issued | NULL | Ultra Mechanical Ltd
SP-2023-01881 | 2023-10-12 | 450 E 35TH AVENUE, Vancouver, BC V5W 1A9 | Sprinkler Permit | Residential | Renovation - Dwelling Unit(s) only | Issued | Residential - existing house full renovation >BP: Interior and exterior alterations to this existing One Family Dwelling. Scope of work includes: Main Floor 1) Relocation of laundry room. 2) New floor & wall finishes throughout. 3) Removal of bulkheads from existing family room and den 4) New plumbing fixtures in Bath 2 and Ensuite. 5) New lighting throughout, retention of various lighting. 6) Bedrooms are relocated to main floor. Upper Floor 1) New plumbing fixtures in Bath. 2) Relocation of kitchen plumbing fixtures / gas stove & millwork / casework. 3) Removal of bedrooms and Ensuite. 4) New lighting throughout. 5) Vaulted ceiling. North Elevation 1) Replace upper floor windows with enlarged windows that follow vaulted ceiling shape. 2) Enlarge Main floor window. South Elevation 1) Enlarge upper floor kitchen window. 2) Replace lower floor family room window with glass French doors. 3) Remove exterior door on the Main floor. 4) Enlarge and add door from new proposed office space and guest room. Revision #1 to 1.Change the location of the Utility room from Main Floor to Upper Floor. 2.Remove the balcony on the Upper Floor. 3.Proposed patio door and window on the Upper Floor change to a window 4.Change in windows sizes as noted on South and North elevations 5.Change in Bathroom 1 size | Yu Fire Protection Inc.
GP-2023-03781 | 2023-11-30 | 450 E 35TH AVENUE, Vancouver, BC V5W 1A9 | Gas Permit | Residential | New | Issued | Residential - installation of 1 gas fireplace - venting and hook up only >BP: Interior and exterior alterations to this existing One Family Dwelling. Scope of work includes: Main Floor 1) Relocation of laundry room. 2) New floor & wall finishes throughout. 3) Removal of bulkheads from existing family room and den 4) New plumbing fixtures in Bath 2 and Ensuite. 5) New lighting throughout, retention of various lighting. 6) Bedrooms are relocated to main floor. | Urban Fireplaces Ltd
EP-2023-11196 | 2023-12-15 | 959 E 35TH AVENUE, Vancouver, BC V5W 1B7 | Electrical Permit | Commercial | Renovation | Issued | Temporary Power - Commercial - To provide temporary power. | Root 3 Electric Ltd
EP-2023-05513 | 2023-06-20 | 1328 E 35TH AVENUE, Vancouver, BC V5W 1C1 | Electrical Permit | Residential | New | Issued | Temporary Power - Residential - To provide temporary power. | Hayat Electrical Ltd
SP-2023-01419 | 2023-08-03 | 1334 E 35TH AVENUE, Vancouver, BC V5W 1C1 | Sprinkler Permit | Residential | New | Issued | Residential - Sprinkler system for new SFD >BP: To construct a 2 storey one-family dwelling with a secondary suite located in the Basement/Cellar with an open parking pad, providing 1 parking space, having vehicular access from the 20' Lane. Note: The entire building, INCLUDING THE ATTACHED GARAGE (if applicable), to be sprinklered to NFPA 13D 1. Covenant registered at the Land Title Office under CA9757443 2. No A/C Unit proposed 3. A/C proposed – Exterior component located in Rear, Interior component located in Second Floor 4. Schedule B: (A.D.A Prahalad) P.Eng (604.831.1431) Structural & Geotechnical 5. HPO: Residential Builder- Koko Construction Ltd | Allright Sprinklers Ltd
EP-2023-05283 | 2023-06-13 | 1334 E 35TH AVENUE, Vancouver, BC V5W 1C1 | Electrical Permit | Residential | New | Issued | Temporary Power - Residential - To provide temporary power. | Simon Electric Ltd
GP-2023-01688 | 2023-05-31 | 1334 E 35TH AVENUE, Vancouver, BC V5W 1C1 | Gas Permit | Residential | New | Issued | Residential - 1 Water Heater, 1 Range & 1 BBQ Gas piping rough in only >BP: To construct a 2 storey one-family dwelling with a secondary suite | HPL Plumbing & Heating Ltd
PP-2023-00724 | 2023-03-06 | 1334 E 35TH AVENUE, Vancouver, BC V5W 1C1 | Plumbing Permit | Residential | New | Issued | Residential - New plumbing & Heating >BP: To construct a 2 storey one-family dwelling with a secondary suite located in the Basement/Cellar with an open parking pad, providing 1 parking space, having vehicular access from the 20' Lane. Note: The entire building, INCLUDING THE ATTACHED GARAGE (if applicable), to be sprinklered to NFPA 13D Note: This is a 1 ½ storey building pursuant to the Zoning & Development By-law. 1. Covenant registered at the Land Title Office under CA9757443 2. No A/C Unit proposed 3. A/C proposed – Exterior component located in Rear, Interior component located in Second Floor 4. Schedule B: (A.D.A Prahalad) P.Eng (604.831.1431) Structural & Geotechnical 5. HPO: Residential Builder- Koko Construction Ltd March 6/2023- AMEND - address should be for the main house | HPL Plumbing & Heating Ltd
MP-2023-00729 | 2023-04-28 | 1334 E 35TH AVENUE, Vancouver, BC V5W 1C1 | Mechanical Permit | NULL | NULL | Issued | NULL | HPL Plumbing & Heating Ltd
EP-2023-02990 | 2023-04-18 | 1334 E 35TH AVENUE, Vancouver, BC V5W 1C1 | Electrical Permit | Residential | New | Issued | Installation / Repair - Residential - NEW HOUSE WIRING >BP: To construct a 2 storey one-family dwelling with a secondary suite located in the Basement/Cellar ($622,250) with an open parking pad, providing 1 parking space, having vehicular access from the 20' Lane. Note: The entire building, INCLUDING THE ATTACHED GARAGE (if applicable), to be sprinklered to NFPA 13D 1. Covenant registered at the Land Title Office under CA9757443 2. No A/C Unit proposed 3. A/C proposed – Exterior component located in Rear, Interior component located in Second Floor 4. Schedule B: (A.D.A Prahalad) P.Eng (604.831.1431) Structural & Geotechnical 5. HPO: Residential Builder- Koko Construction Ltd Note: The entire building, INCLUDING THE ATTACHED GARAGE (if applicable), to be sprinklered to NFPA 13D Note: This is a 2 storey building pursuant to the Zoning and Development By-Law **THIS PERMIT HAS BEEN ISSUED UNDER THE REQUIREMENTS OF VBBL #12511 (2019) ** | Simon Electric Ltd
PP-2022-03920 | 2022-10-31 | 1334 E 35TH AVENUE, Vancouver, BC V5W 1C1 | Plumbing Permit | Residential | New | Issued | Residential - SUMPS | JVT EXCAVATING & DEMOLITION LTD
EP-2023-09231 | 2023-10-13 | 1334 E 35TH AVENUE, Vancouver, BC V5W 1C1 | Electrical Permit | Residential | New | Completed | Installation / Repair - Residential - Low voltage rough-in and completion of security alarm, cameras, tel, data, cable. >BP: To construct a 2 storey one-family dwelling with a secondary suite located in the Basement/Cellar ($622,250) with an open parking pad, providing 1 parking space, having vehicular access from the 20' Lane. Note: The entire building, INCLUDING THE ATTACHED GARAGE (if applicable), to be sprinklered to NFPA 13D 1. Covenant registered at the Land Title Office under CA9757443 2. No A/C Unit proposed 3. A/C proposed – Exterior component located in Rear, Interior component located in Second Floor 4. Schedule B: (A.D.A Prahalad) P.Eng (604.831.1431) Structural & Geotechnical 5. HPO: Residential Builder- Koko Construction Ltd **THIS PERMIT HAS BEEN ISSUED UNDER THE REQUIREMENTS OF VBBL #12511 (2019) ** | Infinitech Security & Integration Inc.
MP-2023-01538 | 2023-08-21 | 1334 E 35TH AVENUE, Vancouver, BC V5W 1C1 | Mechanical Permit | NULL | NULL | Issued | NULL | Lamanden Holdings Ltd
EP-2022-04783 | 2022-06-07 | 1334 E 35TH AVENUE, Vancouver, BC V5W 1C1 | Electrical Permit | Residential | New | Expired | Temporary Power - Residential - To provide temporary power. | Simon Electric Ltd
NULL | NULL | 1334 E 35TH AVENUE, Vancouver, BC V5W 1C1 | Gas Permit | Residential | New | Withdrawn | Residential - Boiler | Westar Plumbing & Heating Ltd
GP-2022-03446 | 2022-11-09 | 1339 E 35TH AVENUE, Vancouver, BC V5W 1C2 | Gas Permit | Residential | Renovation | Completed | Residential - INSTALL INSERT INTO EXISTING BRICK MASONRY CHIMNEY, RUN GAS LINE ROUGHLY 40 FT TO FIREPLACE LOCATION | The LM Fireplace Warehouse Ltd.
EP-2023-08075 | 2023-09-06 | 1388 E 35TH AVENUE, Vancouver, BC V5W 1C1 | Electrical Permit | Residential | New | Issued | Temporary Power - Residential - To provide temporary power. | Skyview Electrical Ltd
PP-2023-04270 | 2024-01-25 | 1388 E 35TH AVENUE, Vancouver, BC V5W 1C1 | Plumbing Permit | Residential | New | Issued | Residential - 1FD+SS - installation of a sump | K P Excavating & Demolition Ltd
SP-2022-01851 | 2022-11-08 | 2342 E 40TH AVENUE, Vancouver, BC V5R 2V7 | Sprinkler Permit | Residential | New | Issued | Residential - To install fire sprinkler system in duplex >BP: To construct a three-storey multi-dwelling building containing 2 dwelling units and 2 ancillary residential units at the front of the site. 4 onsite parking spaces provided at the rear of the site having vehicular access from the lane ($725,000) Schedule B (Architectural) Christopher Huxtable, AIBC (604.363.2494) Schedule B (Structural and Geotechnical, Alan Prahalad, P.Eng (604.831.1431) submitted for this project. Building Review Branch Notes: 1. Multi-dwelling building with 2 Ancillary residential units to be sprinklered to NFPA 13D 2. This permit has been reviewed under the requirements of the VBBL #12511 (2019) 3. See BP-2022-00795 for building 2 on this site | Max Fire Pro Ltd
PP-2022-04552 | 2023-01-05 | 2342 E 40TH AVENUE, Vancouver, BC V5R 2V7 | Plumbing Permit | Residential | New | Completed | Residential - Plumbing of a duplex house >BP: Building Permit for DP-2021-00797 To construct a three-storey multi-dwelling building containing 2 dwelling units and 2 ancillary residential units at the front of the site. 4 onsite parking spaces provided at the rear of the site having vehicular access from the lane ($725,000) Schedule B (Architectural) Christopher Huxtable, AIBC (604.363.2494) Schedule B (Structural and Geotechnical, Alan Prahalad, P.Eng (604.831.1431) submitted for this project. Building Review Branch Notes: 1. Multi-dwelling building with 2 Ancillary residential units to be sprinklered to NFPA 13D 2. This permit has been reviewed under the requirements of the VBBL #12511 (2019) 3. See BP-2022-00795 for building 2 on this site. | Karan Plumbing & Heating Ltd
PP-2022-03390 | 2022-09-23 | 2342 E 40TH AVENUE, Vancouver, BC V5R 2V7 | Plumbing Permit | Residential | New | Issued | Residential - sumps | Hans Demolition and Excavating Ltd.
EP-2022-05392 | 2022-06-24 | 2342 E 40TH AVENUE, Vancouver, BC V5R 2V7 | Electrical Permit | Residential | New | Expired | Temporary Power - Residential - To provide temporary power. NOTE: Work authorized by this permit is for placement of a temporary power pole only and does not authorize any site construction and/or excavation. A separate Building Permit will be required prior to commencement of any other work on this site. | WE WIRE IT ELECTRIC LTD
GP-2023-00880 | 2023-03-13 | 2342 E 40TH AVENUE, Vancouver, BC V5R 2V7 | Gas Permit | Residential | New | Completed | Residential - 2FD+2SS - FRONT/NORTH - 2342 E 40TH AV - #1 & #2 - (WEST SIDE) 2344 E 40TH AV - #1 & #2 - (EAST SIDE) Gas Piping of a house >BP: To construct a three-storey multi-dwelling building containing 2 dwelling units and 2 ancillary residential units at the front of the site. 4 onsite parking spaces provided at the rear of the site having vehicular access from the lane. 1. Multi-dwelling building with 2 Ancillary residential units to be sprinklered to NFPA 13D | Karan Plumbing & Heating Ltd
EP-2023-01999 | 2023-03-23 | 2342 E 40TH AVENUE, Vancouver, BC V5R 2V7 | Electrical Permit | Residential | New | Issued | Installation / Repair - Residential - Building 1 - dwelling units and 2 ancillary residential units, complete roughing and finishing of electrical work and also requires 400A single phase service. >BP: To construct a three-storey multi-dwelling building containing 2 dwelling units and 2 ancillary residential units at the front of the site. 4 onsite parking spaces provided at the rear of the site having vehicular access from the lane ($725,000) Schedule B (Architectural) Christopher Huxtable, AIBC (604.363.2494) Schedule B (Structural and Geotechnical, Alan Prahalad, P.Eng (604.831.1431) submitted for this project. Building Review Branch Notes: 1. Multi-dwelling building with 2 Ancillary residential units to be sprinklered to NFPA 13D 2. This permit has been reviewed under the requirements of the VBBL #12511 (2019) 3. See BP-2022-00795 for building 2 on this site. | WE WIRE IT ELECTRIC LTD
EP-2023-01681 | 2023-03-01 | 2342 E 40TH AVENUE, Vancouver, BC V5R 2V7 | Electrical Permit | Residential | New | Issued | Installation / Repair - Residential - ( Low Voltage)Security Alarm Tel Data Tv Vacuum Cameras Pre Wire And Complete Site Contact Vineet 604-970-9606 >BP: To construct a three-storey multi-dwelling building containing 2 dwelling units and 2 ancillary residential units at the front of the site. 4 onsite parking spaces provided at the rear of the site having vehicular access from the lane ($725,000) Schedule B (Architectural) Christopher Huxtable, AIBC (604.363.2494) Schedule B (Structural and Geotechnical, Alan Prahalad, P.Eng (604.831.1431) submitted for this project. Building Review Branch Notes: 1. Multi-dwelling building with 2 Ancillary residential units to be sprinklered to NFPA 13D 2. This permit has been reviewed under the requirements of the VBBL #12511 (2019) 3. See BP-2022-00795 for building 2 on this site. | Ads Security Systems Ltd
EP-2023-06572 | 2023-07-19 | 2342 E 40TH AVENUE, Vancouver, BC V5R 2V7 | Electrical Permit | Residential | New | Issued | Temporary Power - Residential - To provide temporary power. | WE WIRE IT ELECTRIC LTD
EP-2023-03929 | 2023-09-18 | 2395 E 40TH AVENUE, Vancouver, BC V5R 2V6 | Electrical Permit | Residential | New | Issued | Installation / Repair - Residential - ¦ 1FD + 1SS- 125A ¦ Single family with suite wiring *An approved mechanical permit is required for the installation of air conditioning or heat pump unit at the time of installation before an electrical inspection will be performed >BP: To construct a 2 storey one-family dwelling with a secondary suite located in the Basement ($1,157,335.00) with an open parking pad, providing 2 parking space, having vehicular access from the 20' Lane. Note: The entire building, INCLUDING THE ATTACHED GARAGE (if applicable), to be sprinklered to NFPA 13D Note: This is a 2 storey building pursuant to the Zoning and Development By-Law 1. Covenant registered at the Land Title Office under CB700515 2. Mechanical Unit proposed – Exterior component located in Rear 3. Bar sink located in basement 4. Schedule B: (S.B Dulay) P.Eng (604.603.7254) Structural & Geotechnical 5. HPO: Residential Builder- Imperial Construction Ltd | Hi Mark Electric Ltd
EP-2023-02233 | 2023-03-16 | 2395 E 40TH AVENUE, Vancouver, BC V5R 2V6 | Electrical Permit | Residential | New | Issued | Temporary Power - Residential - To provide temporary power. NOTE: Work authorized by this permit is for placement of a temporary power pole only and does not authorize any site construction and/or excavation. A separate Building Permit will be required prior to commencement of any other work on this site. | Hi Mark Electric Ltd
PP-2023-03201 | 2023-09-11 | 2395 E 40TH AVENUE, Vancouver, BC V5R 2V6 | Plumbing Permit | Residential | New | Issued | Residential - two sumps without pump one sump with pump Sept 12/2023-AMEND remove one sump with pump | Bhullar Excavating and Demolition
PP-2023-03982 | 2023-11-21 | 2395 E 40TH AVENUE, Vancouver, BC V5R 2V6 | Plumbing Permit | Residential | New | Issued | Residential - 1FD+SS - #1 & #2 - new plumbing >DB: To construct a 2 storey one-family dwelling with a secondary suite located in the Basement with an open parking pad, providing 2 parking space, having vehicular access from the 20' Lane. Note: The entire building, INCLUDING THE ATTACHED GARAGE (if applicable), to be sprinklered to NFPA 13D Note: This is a 2 storey building pursuant to the Zoning and Development By-Law 1. Covenant registered at the Land Title Office under CB700515 2. Mechanical Unit proposed – Exterior component located in Rear 3. Bar sink located in basement ***This permit is issued under the VBBL 2019, with updated energy requirements as per bylaw # 12997 effective Jan 01, 2022.*** | S & S Plumbing Hot Water Heating Ltd
EP-2023-04865 | 2023-06-08 | 743 E 38TH AVENUE, Vancouver, BC V5W 1H9 | Electrical Permit | Residential | New | Completed | Installation / Repair - Residential - Install Solar Photovoltaic System. Provide associated wiring for new solar array on roof, system is a grid-tie only design. Related to EP-2023-04911. >BP: To install Solar Panels on the roof of this existing Single Detached House. Okay for DTI by J. Zhang Jan 18 2023. | Haven Solar Inc
PP-2022-02704 | 2022-08-04 | 772 E 38TH AVENUE, Vancouver, BC V5W 1J1 | Plumbing Permit | Residential | New | Completed | Residential - 2 sumps no pump | Bhullar Excavating and Demolition
EP-2022-08068 | 2022-10-17 | 772 E 38TH AVENUE, Vancouver, BC V5W 1J1 | Electrical Permit | Residential | New | Completed | Installation / Repair - Residential - Rough in and finishing of new house. To construct a 2 storey + basement one-family dwelling with a secondary suite located in the basement with a detached accessory building (laneway house), at the rear providing 1 parking spaces, having vehicular access from the lane. Note: This is a 2 storey building pursuant to the Zoning and Development By-Law 1- Covenant registered at the Land Title Office under CA9065204 2- No strata titling permitted 3- Bar sink proposed 4- A/C unit proposed 5- Schedule B: GEO - ALAN PRAHALAD - 604-831-1431 Geotechnical 6- Schedule B: STR - MD SHAHIDUL ALAM - 604-653-7475 Structural 7- HPO: Residential Builder – Horizon One Properties # 31804 8- Entire Building to have NFPA 13-D March 2/23-AMEND Please amend main breaker amps from 100 to 150 Amps | STAT ELECTRICS LIMITED
GP-2022-02824 | 2022-09-21 | 772 E 38TH AVENUE, Vancouver, BC V5W 1J1 | Gas Permit | Residential | New | Completed | Residential - To install boiler 2 range BBQ There is pipping for BBQ 1 range >BP: To construct a 2 storey + basement one-family dwelling with a secondary suite ($563,000) located in the basement with a detached accessory building (laneway house), at the rear providing 1 parking spaces, having vehicular access from the lane. | JOT MECHANICAL LTD
SP-2022-01626 | 2022-10-04 | 772 E 38TH AVENUE, Vancouver, BC V5W 1J1 | Sprinkler Permit | Residential | New | Completed | Residential - new sprinkler installation >To construct a 2 storey + basement one-family dwelling with a secondary suite ($563,000) located in the basement with a detached accessory building (laneway house), at the rear providing 1 parking spaces, having vehicular access from the lane. Note: This Building Permit will remain in a suspended status until the associated (green) Demolition Permit BP-2021-01244 is completed. Note: This is a 2 storey building pursuant to the Zoning and Development By-Law 1- Covenant registered at the Land Title Office under CA9065204 2- No strata titling permitted 3- Bar sink proposed 4- A/C unit proposed 5- Schedule B: GEO - ALAN PRAHALAD - 604-831-1431 Geotechnical 6- Schedule B: STR - MD SHAHIDUL ALAM - 604-653-7475 Structural 7- HPO: Residential Builder – Horizon One Properties # 31804 8- Entire Building to have NFPA 13-D ****ALL PROJECT COORINATOR NOTES HAS BEEN ACCEPTED BY THE APPLICANT**** ******THIS PERMIT HAS BEEN ISSUED UNDER THE REQUIREMENTS OF VBBL #12511 (2019)****** | Real Tech Fire Protection Ltd
MP-2022-00164 | 2022-08-30 | 772 E 38TH AVENUE, Vancouver, BC V5W 1J1 | Mechanical Permit | NULL | NULL | Completed | NULL | Rain Coast Plumbing & Heating Ltd
PP-2022-02912 | 2022-08-22 | 772 E 38TH AVENUE, Vancouver, BC V5W 1J1 | Plumbing Permit | Residential | New | Completed | Residential - 1FD+ SS - #1 & #2 - Plumbing for new house >DB: To construct a 2 storey + basement one-family dwelling with a secondary suite located in the basement with a detached accessory building (laneway house), at the rear providing 1 parking spaces, having vehicular access from the lane. Note: This is a 2 storey building pursuant to the Zoning and Development By-Law 1- Covenant registered at the Land Title Office under CA9065204 2- No strata titling permitted 3- Bar sink proposed 4- A/C unit proposed | Rain Coast Plumbing & Heating Ltd
EP-2022-08645 | 2022-10-13 | 772 E 38TH AVENUE, Vancouver, BC V5W 1J1 | Electrical Permit | Residential | New | Completed | Installation / Repair - Residential - Data, Tel, TV, and Security Alarm pre-wire, doorbell intercom systems. Vacuum systems - Complete Security Alarm System >BP: To construct a 2 storey + basement one-family dwelling with a secondary suite ($563,000) located in the basement with a detached accessory building (laneway house), at the rear providing 1 parking spaces, having vehicular access from the lane. Note: This Building Permit will remain in a suspended status until the associated (green) Demolition Permit BP-2021-01244 is completed. Note: This is a 2 storey building pursuant to the Zoning and Development By-Law 1- Covenant registered at the Land Title Office under CA9065204 2- No strata titling permitted 3- Bar sink proposed 4- A/C unit proposed 5- Schedule B: GEO - ALAN PRAHALAD - 604-831-1431 Geotechnical 6- Schedule B: STR - MD SHAHIDUL ALAM - 604-653-7475 Structural 7- HPO: Residential Builder – Horizon One Properties # 31804 8- Entire Building to have NFPA 13-D | Innova Security Systems Inc
EP-2022-02597 | 2022-03-31 | 772 E 38TH AVENUE, Vancouver, BC V5W 1J1 | Electrical Permit | Residential | New | Expired | Temporary Power - Residential - To provide temporary power. | STAT ELECTRICS LIMITED
EP-2023-08507 | 2023-09-26 | 780 E 38TH AVENUE, Vancouver, BC V5W 1J1 | Electrical Permit | Residential | Renovation | Issued | Installation / Repair - Residential - wiring for a heat pump MP-2023-01743 | David Stein
MP-2023-01743 | 2023-09-26 | 780 E 38TH AVENUE, Vancouver, BC V5W 1J1 | Mechanical Permit | NULL | NULL | Completed | NULL | Green Mountain Solutions Inc
MP-2022-00344 | 2022-10-04 | 2798 E 43RD AVENUE, Vancouver, BC V5R 2Y9 | Mechanical Permit | NULL | NULL | Completed | NULL | SUNSHINE PLUMBING LTD
SP-2022-01914 | 2022-11-16 | 2798 E 43RD AVENUE, Vancouver, BC V5R 2Y9 | Sprinkler Permit | Residential | New | Issued | Residential - Install sprinklers in SFD >BP: To construct a 2 storey one-family dwelling with a secondary suite located in the Basement with a surface parking in the rear, having vehicular access from the lane. The entire building to be sprinklered to NFPA 13D. NOTE: To achieve the required FSR a floor space exclusion of 2% has been applied to this application as per section 10.11.1 of the district schedule, to accommodate improved building performance. 1. Covenant registered at the Land Title Office under CA9644321 2. No strata titling permitted 3. A/C unit proposed in rear yard 4. Bar sink located in Rec Room 5. Schedule B Md. Shahidul Alam P.Eng (604-653-7475) Structural 6. Schedule B N.K. Varshney P.Eng (604-251-6320) Geotechnical 7. BC Housing 1029020 BC Ltd Note: Parking on this site has been provided under DB-2021-06154 This is a 2 storey building pursuant to the Zoning and Development By-Law ******THIS PERMIT HAS BEEN ISSUED UNDER THE REQUIREMENTS OF VBBL 2019****** All rooms adjacent to West exposing building face shall be sprinklered. "Combustible projections or roof soffits on an exposing building face shall not project to less than .45m from the property line and shall be in compliance with VBBL 2019 9.10.15.5.(9) | Gold Key Fire Protection Ltd
EP-2022-09425 | 2022-11-18 | 2798 E 43RD AVENUE, Vancouver, BC V5R 2Y9 | Electrical Permit | Residential | New | Completed | Installation / Repair - Residential - 200 amp service connection , 125 amp service connection goes to main house, 100 amp service connection goes to Lwh, new installation To construct a 2 storey one-family dwelling with a secondary suite located in the Basement with a surface parking in the rear, having vehicular access from the lane. The entire building to be sprinklered to NFPA 13D. NOTE: To achieve the required FSR a floor space exclusion of 2% has been applied to this application as per section 10.11.1 of the district schedule, to accommodate improved building performance. 1. Covenant registered at the Land Title Office under CA9644321 2. No strata titling permitted 3. A/C unit proposed in rear yard 4. Bar sink located in Rec Room 5. Schedule B Md. Shahidul Alam P.Eng (604-653-7475) Structural 6. Schedule B N.K. Varshney P.Eng (604-251-6320) Geotechnical 7. BC Housing 1029020 BC Ltd | AECOM ELECTRIC LTD
GP-2022-03776 | 2022-11-29 | 2798 E 43RD AVENUE, Vancouver, BC V5R 2Y9 | Gas Permit | Residential | New | Completed | Residential - to install 1 boiler 2 range >To construct a 2 storey one-family dwelling with a secondary suite located in the Basement with a surface parking in the rear, having vehicular access from the lane. The entire building to be sprinklered to NFPA 13D. NOTE: To achieve the required FSR a floor space exclusion of 2% has been applied to this application as per section 10.11.1 of the district schedule, to accommodate improved building performance. 1. Covenant registered at the Land Title Office under CA9644321 2. No strata titling permitted 3. Rev#2: A/C unit proposed in rear yard 4. Bar sink located in Rec Room 5. Schedule B Md. Shahidul Alam P.Eng (604-653-7475) Structural 6. Schedule B N.K. Varshney P.Eng (604-251-6320) Geotechnical 7. BC Housing 1029020 BC Ltd Note: Parking on this site has been provided under DB-2021-06154 This is a 2 storey building pursuant to the Zoning and Development By-Law ******THIS PERMIT HAS BEEN ISSUED UNDER THE REQUIREMENTS OF VBBL 2019****** All rooms adjacent to West exposing building face shall be sprinklered. "Combustible projections or roof soffits on an exposing building face shall not project to less than .45m from the property line and shall be in compliance with VBBL 2019 9.10.15.5.(9) | Symbolistic Heating Ltd
PP-2022-03377 | 2022-09-27 | 2798 E 43RD AVENUE, Vancouver, BC V5R 2Y9 | Plumbing Permit | Residential | New | Completed | Residential - installing new plumbing fixtures inside of the main house >BP: To construct a 2 storey one-family dwelling with a secondary suite located in the Basement with a surface parking in the rear, having vehicular access from the lane. The entire building to be sprinklered to NFPA 13D. NOTE: To achieve the required FSR a floor space exclusion of 2% has been applied to this application as per section 10.11.1 of the district schedule, to accommodate improved building performance. 1. Covenant registered at the Land Title Office under CA9644321 2. No strata titling permitted 3. A/C unit proposed in rear yard 4. Bar sink located in Rec Room 5. Schedule B Md. Shahidul Alam P.Eng (604-653-7475) Structural 6. Schedule B N.K. Varshney P.Eng (604-251-6320) Geotechnical 7. BC Housing 1029020 BC Ltd **If work on this site could lead to the disturbance of soil advise applicant to contact the Provincial Archeology Branch at 250-953-3334 for necessary permits. In addition, please be advised that reports from an Archeologist (AIA, AOA) and permits from the First Nations may be necessary prior to the release of your City of Vancouver permits. | SUNSHINE PLUMBING LTD
PP-2022-02703 | 2022-08-04 | 2798 E 43RD AVENUE, Vancouver, BC V5R 2Y9 | Plumbing Permit | Residential | New | Completed | Residential - Sump Install | Kingsman Excavating Ltd.
EP-2022-05588 | 2022-07-04 | 2798 E 43RD AVENUE, Vancouver, BC V5R 2Y9 | Electrical Permit | Residential | New | Expired | Temporary Power - Residential - To provide temporary power. If work on this site could lead to the disturbance of soil advise applicant to contact the Provincial Archeology Branch at 250-953-3334 for necessary permits. In addition, please be advised that reports from an Archeologist (AIA, AOA) and permits from the First Nations may be necessary prior to the release of your City of Vancouver permits. | AECOM ELECTRIC LTD
EP-2023-05477 | 2023-07-18 | 2798 E 43RD AVENUE, Vancouver, BC V5R 2Y9 | Electrical Permit | Residential | New | Completed | Installation / Repair - Residential - Solar Photovoltaic System: 24 solar panel installation. ***If work on this site could lead to the disturbance of soil advise applicant to contact the Provincial Archeology Branch at 250-953-3334 for necessary permits. In addition, please be advised that reports from an Archeologist (AIA, AOA) and permits from the First Nations may be necessary prior to the release of your City of Vancouver permits. >BP: To construct a 2 storey one-family dwelling with a secondary suite located in the Basement with a surface parking in the rear, having vehicular access from the lane. The entire building to be sprinklered to NFPA 13D. NOTE: To achieve the required FSR a floor space exclusion of 2% has been applied to this application as per section 10.11.1 of the district schedule, to accommodate improved building performance. 1. Covenant registered at the Land Title Office under CA9644321 2. No strata titling permitted 3. Rev#2: A/C unit proposed in rear yard 4. Bar sink located in Rec Room 5. Schedule B Md. Shahidul Alam P.Eng (604-653-7475) Structural 6. Schedule B N.K. Varshney P.Eng (604-251-6320) Geotechnical ***7. Schedule B V. Suresh P.eng. ( 778-885-0551) Solar Photovoltic panels only. 8. BC Housing 1029020 BC Ltd | Blueridge Electrical Ltd.
EP-2023-02974 | NULL | 2803 E 43RD AVENUE, Vancouver, BC V5R 2Z1 | Electrical Permit | Residential | New | Withdrawn | Installation / Repair - Residential - STRUCTURED WIRING DOORBELL SECURITY ALARM SYSTEM SURVEILLANCE CAMERA SYSTEM | Vancouver Audiospace Home Control Ltd
EP-2023-02975 | 2023-04-20 | 2803 E 43RD AVENUE, Vancouver, BC V5R 2Z1 | Electrical Permit | Residential | New | Completed | Installation / Repair - Residential - STRUCTURED WIRING SECURITY ALARM SYSTEM SURVEILLANCE CAMERA SYSTEM DOORBELL >BP: To construct a two-storey two-family dwelling with two secondary suites ($850,250) located in the basement, with a detached accessory building (garage) at the rear providing 2 parking spaces, having vehicular access from the lane. | Vancouver Audiospace Home Control Ltd
EP-2023-02286 | 2023-03-30 | 2803 E 43RD AVENUE, Vancouver, BC V5R 2Z1 | Electrical Permit | Residential | New | Completed | Installation / Repair - Residential - Duplex wiring 100A service to each unit *An approved mechanical permit is required for the installation of air conditioning or heat pump unit at the time of installation before an electrical inspection will be performed >BP: To construct a two-storey two-family dwelling with two secondary suites ($850,250) located in the basement, with a detached accessory building (garage) at the rear providing 2 parking spaces, having vehicular access from the lane. Note: This is a 2 storey building pursuant to the Zoning and Development By-Law. Note: There is always potential for a previously unidentified archaeological site to exist on the property. During ground disturbance, if any archaeological materials are found, all work on the property must stop and the Provincial Archaeology Branch, City and First Nations must be notified. All archaeological sites, that are known, unknown, or suspected to predate AD 1846, whether on Provincial Crown or private land (including land under water) are automatically protected under the BC Heritage Conservation Act and must not be altered in any way without the appropriate authorizations. No archaeological assessment is required at this time. 1. Covenant registered at the Land Title Office under CA935658 2. No strata titling of the secondary suites permitted 3. A/C units proposed in the front and rear yards 4. No bar sinks proposed 5. Schedule B: Alan Prahalad P.Eng. (604-831-4431) Structural & Geotechnical 6. BC Housing Residential Builder – Fernandes Homes Ltd. 7. The entire building to be sprinklered to 2 x NFPA 13D ******THIS PERMIT HAS BEEN ISSUED UNDER THE REQUIREMENTS OF VBBL #12511 (2019)****** | L.H. ELECTRIC LTD
SP-2023-00567 | 2023-04-04 | 2803 E 43RD AVENUE, Vancouver, BC V5R 2Z1 | Sprinkler Permit | Residential | New | Completed | Residential - Fire suppression system >BP: To construct a two-storey two-family dwelling with two secondary suites located in the basement, with a detached accessory building (garage) at the rear providing 2 parking spaces, having vehicular access from the lane. 1. Covenant registered at the Land Title Office under CA935658 2. No strata titling of the secondary suites permitted 3. A/C units proposed in the front and rear yards 4. No bar sinks proposed 5. Schedule B: Alan Prahalad P.Eng. (604-831-4431) Structural & Geotechnical 6. BC Housing Residential Builder – Fernandes Homes Ltd. 7. The entire building to be sprinklered to 2 x NFPA 13D | Brent C Williams
GP-2023-01084 | 2023-03-29 | 2803 E 43RD AVENUE, Vancouver, BC V5R 2Z1 | Gas Permit | Residential | New | Completed | Residential - piping throughout this a duplex >BP: To construct a two-storey two-family dwelling with two secondary suites located in the basement, with a detached accessory building (garage) at the rear providing 2 parking spaces, having vehicular access from the lane. | T Paradiso Plumbing & Hot Water Heating Inc
NULL | NULL | 2803 E 43RD AVENUE, Vancouver, BC V5R 2Z1 | Electrical Permit | Residential | New | Withdrawn | Installation / Repair - Residential - STRUCTURED WIRING SECURITY ALARM SYSTEM INTERCOM SURVEILLANCE CAMERAS | Vancouver Audiospace Home Control Ltd
MP-2023-00150 | 2023-02-06 | 2803 E 43RD AVENUE, Vancouver, BC V5R 2Z1 | Mechanical Permit | NULL | NULL | Completed | NULL | T Paradiso Plumbing & Hot Water Heating Inc
EP-2022-07758 | 2022-09-20 | 2803 E 43RD AVENUE, Vancouver, BC V5R 2Z1 | Electrical Permit | Residential | New | Expired | Temporary Power - Residential - To provide temporary power. >NOTE: All archaeological sites, that are known, unknown, or suspected to predate AD 1846, are protected under the BC Heritage Conservation Act and must not be altered in any way without appropriate authorizations. During ground disturbance, if any archaeological materials are found, all work on the property must stop and the Provincial Archaeology Branch, City and First Nations must be notified. | GV ELECTRICAL INC
PP-2022-04047 | 2022-11-09 | 2803 E 43RD AVENUE, Vancouver, BC V5R 2Z1 | Plumbing Permit | Residential | New | Completed | Residential - Plumbing throughout >BP: To construct a two-storey two-family dwelling with two secondary suites ($850,250) located in the basement, with a detached accessory building (garage) at the rear providing 2 parking spaces, having vehicular access from the lane. Note: There is always potential for a previously unidentified archaeological site to exist on the property. During ground disturbance, if any archaeological materials are found, all work on the property must stop and the Provincial Archaeology Branch, City and First Nations must be notified. All archaeological sites, that are known, unknown, or suspected to predate AD 1846, whether on Provincial Crown or private land (including land under water) are automatically protected under the BC Heritage Conservation Act and must not be altered in any way without the appropriate authorizations. No archaeological assessment is required at this time. 1. Covenant registered at the Land Title Office under CA935658 2. No strata titling of the secondary suites permitted 3. A/C units proposed in the front and rear yards 4. No bar sinks proposed 5. Schedule B: Alan Prahalad P.Eng. (604-831-4431) Structural & Geotechnical 6. BC Housing Residential Builder – Fernandes Homes Ltd. 7. The entire building to be sprinklered to 2 x NFPA 13D ******THIS PERMIT HAS BEEN ISSUED UNDER THE REQUIREMENTS OF VBBL #12511 (2019)****** | T Paradiso Plumbing & Hot Water Heating Inc
PP-2022-03645 | 2022-10-17 | 2803 E 43RD AVENUE, Vancouver, BC V5R 2Z1 | Plumbing Permit | Residential | New | Completed | Residential - 2FD+2SS - one sump only | Bhullar Excavating and Demolition
MP-2023-02190 | 2023-12-07 | 2803 E 43RD AVENUE, Vancouver, BC V5R 2Z1 | Mechanical Permit | NULL | NULL | Completed | NULL | Deep Gas Fitting Ltd.
EP-2023-04362 | 2023-05-25 | 2850 E 43RD AVENUE, Vancouver, BC V5R 2Z2 | Electrical Permit | Residential | Renovation | Issued | Installation / Repair - Residential - Service upgrade to 200A. | ICS Electric Ltd
EP-2023-06659 | 2023-07-24 | 2890 E 43RD AVENUE, Vancouver, BC V5R 2Z2 | Electrical Permit | Residential | Addition | Completed | Installation / Repair - Residential - Service repair and upgrade to 200A. (CF-2023-003565) | Dragon Electric Ltd
EP-2023-03890 | 2023-05-04 | 2890 E 43RD AVENUE, Vancouver, BC V5R 2Z2 | Electrical Permit | Residential | Renovation | Issued | Installation / Repair - Residential - Service repair. Support of BCH triple cables was pulled off the house. -reference: CF-2023-003565 | Vanstar Electric Ltd
EP-2022-02536 | 2022-03-29 | 2913 E 43RD AVENUE, Vancouver, BC V5R 2Z4 | Electrical Permit | Residential | Addition | Completed | Installation / Repair - Residential - re connection of main house power supply from new metering equipment at laneway house | G Chu Electric Ltd
GP-2022-00002 | 2022-01-05 | 2718 E 44TH AVENUE, Vancouver, BC V5R 3A4 | Gas Permit | Residential | Renovation | Completed | Residential - Replacement furnace | BC Wide Home Services Ltd
EP-2022-10723 | 2022-12-21 | 2760 E 44TH AVENUE, Vancouver, BC V5R 3A4 | Electrical Permit | Residential | Addition | Completed | Installation / Repair - Residential - Service upgrade to 100A Amend: Jan 12, 2023 service upgrade is to 125A | Roop Electric Co Ltd
EP-2022-10500 | 2023-02-07 | 2780 E 44TH AVENUE, Vancouver, BC V5R 3A4 | Electrical Permit | Residential | Addition | Completed | Installation / Repair - Residential - Install a Level 2 EV charger receptacle at garage. We will install a control device for EVSE load. The control device brand name is THERMOLEC and model is DCC-12. | Jun Jiang
GP-2022-02466 | 2022-08-19 | 2846 E 44TH AVENUE, Vancouver, BC V5R 3A6 | Gas Permit | Residential | Renovation | Completed | Residential - HWT re&re | Ferenc Nagy
PP-2023-01046 | 2023-03-27 | 2887 E 44TH AVENUE, Vancouver, BC V5R 3A7 | Plumbing Permit | Residential | New | Issued | Residential - 1FD+SS - #1 & #2 - sump installation | Kingsman Excavating Ltd.
EP-2023-02392 | 2023-03-21 | 2887 E 44TH AVENUE, Vancouver, BC V5R 3A7 | Electrical Permit | Residential | New | Issued | Temporary Power - Residential - To provide temporary power. | Quality Electric Ltd
GP-2024-00172 | 2024-01-23 | 2887 E 44TH AVENUE, Vancouver, BC V5R 3A7 | Gas Permit | Residential | New | Issued | Residential - 1 Fireplace Venting and hook up only >BP: To construct a 2 storey one-family dwelling with a secondary suite located in the Basement ($704,250.00). Note: This is a 2 storey building pursuant to the Zoning and Development By-Law. Off-street parking not provided due to tree #3 & #4 retention. 1. Covenant registered at the Land Title Office under CA9641141 2. No Strata Titling permitted 3. A/C proposed – Exterior component located in rear yard., Interior component located in second floor closet. 4. Bar sink not proposed. 5. Schedule B: (Antony Wang) P.Eng (604.618.6236) Structural 6. Schedule B: (JIAN ZHONG JIN) P.Eng (604.362.7021) Geotechnical 7. HPO: Residential Builder- (SEMLIN CONSTRUCTION LTD.) | ORAY FIREPLACES LTD
SP-2023-01812 | 2023-09-29 | 2887 E 44TH AVENUE, Vancouver, BC V5R 3A7 | Sprinkler Permit | Residential | New | Issued | Residential - 1FD+SS - #1 & #2 - installation of a new fire sprinkler system >DB: To construct a 2 storey one-family dwelling with a secondary suite located in the Basement. Note: This is a 2 storey building pursuant to the Zoning and Development By-Law. Off-street parking not provided due to tree #3 & #4 retention. 1. Covenant registered at the Land Title Office under CA9641141 2. No Strata Titling permitted 3. A/C proposed – Exterior component located in rear yard., Interior component located in second floor closet. 4. Bar sink not proposed. **THIS PERMIT HAS BEEN ISSUED UNDER THE REQUIREMENTS OF VBBL #12511 (2019) ** | CENTRE LINE FIRE SPRINKLERS LTD
PP-2023-02876 | 2023-08-14 | 2887 E 44TH AVENUE, Vancouver, BC V5R 3A7 | Plumbing Permit | Residential | New | Issued | Residential - Installation of new plumbing pipe and fixtures >BP: To construct a 2 storey one-family dwelling with a secondary suite located in the Basement Note: This is a 2 storey building pursuant to the Zoning and Development By-Law. Off-street parking not provided due to tree #3 & #4 retention. 1. Covenant registered at the Land Title Office under CA9641141 2. No Strata Titling permitted 3. A/C proposed – Exterior component located in rear yard., Interior component located in second floor closet. 4. Bar sink not proposed. 5. Schedule B: (Antony Wang) P.Eng (604.618.6236) Structural 6. Schedule B: (JIAN ZHONG JIN) P.Eng (604.362.7021) Geotechnical 7. HPO: Residential Builder- (SEMLIN CONSTRUCTION LTD.) | Upstream Plumbing & Heating Ltd
MP-2023-01598 | 2023-08-31 | 2887 E 44TH AVENUE, Vancouver, BC V5R 3A7 | Mechanical Permit | NULL | NULL | Issued | NULL | Upstream Plumbing & Heating Ltd
EP-2023-10054 | 2023-11-23 | 2887 E 44TH AVENUE, Vancouver, BC V5R 3A7 | Electrical Permit | Residential | New | Issued | Installation / Repair - Residential - new house electrical installation. >BP: To construct a 2 storey one-family dwelling with a secondary suite located in the Basement ($704,250.00). Note: This is a 2 storey building pursuant to the Zoning and Development By-Law. Off-street parking not provided due to tree #3 & #4 retention. 1. Covenant registered at the Land Title Office under CA9641141 2. No Strata Titling permitted 3. A/C proposed – Exterior component located in rear yard., Interior component located in second floor closet. 4. Bar sink not proposed. 5. Schedule B: (Antony Wang) P.Eng (604.618.6236) Structural 6. Schedule B: (JIAN ZHONG JIN) P.Eng (604.362.7021) Geotechnical 7. HPO: Residential Builder- (SEMLIN CONSTRUCTION LTD.) ** Laneway house permit under DB-2021-05652.** **THIS PERMIT HAS BEEN ISSUED UNDER THE REQUIREMENTS OF VBBL #12511 (2019) ** | Quality Electric Ltd
PP-2023-03853 | 2023-11-01 | 2887 E 44TH AVENUE, Vancouver, BC V5R 3A7 | Plumbing Permit | Residential | New | Issued | Residential - LWH - #3 - dwv roughin >DB: To construct a 2 storey laneway house building. Note: This is a 1 ½ storey building pursuant to the Zoning & Development By-law. Off-street parking not provided due to tree #3 & #4 retention. 1. Covenant registered at the Land Title Office under CA9641141 2. No Strata Titling permitted 3. No A/C Unit proposed for the LWH. **THIS PERMIT HAS BEEN ISSUED UNDER THE REQUIREMENTS OF VBBL #12511 (2019) ** | Upstream Plumbing & Heating Ltd
GP-2023-03228 | 2023-10-26 | 2887 E 44TH AVENUE, Vancouver, BC V5R 3A7 | Gas Permit | Residential | New | Issued | Residential - Complete installation for boiler piping only for 1 range, 1 fireplace and 1 bbq All black iron piping including fittings.2 psig natural gasline. >BP: To construct a 2 storey one-family dwelling with a secondary suite located in the Basement ($704,250.00). | POLLY MECHANICAL LTD
EP-2023-09543 | 2023-10-31 | 2887 E 44TH AVENUE, Vancouver, BC V5R 3A7 | Electrical Permit | Residential | New | Issued | Installation / Repair - Residential - To pre-wire and install security alarm, and TV/DATA/TEL cables. >BP: To construct a 2 storey one-family dwelling with a secondary suite located in the Basement ($704,250.00). Note: This is a 2 storey building pursuant to the Zoning and Development By-Law. Off-street parking not provided due to tree #3 & #4 retention. 1. Covenant registered at the Land Title Office under CA9641141 2. No Strata Titling permitted 3. A/C proposed – Exterior component located in rear yard., Interior component located in second floor closet. 4. Bar sink not proposed. 5. Schedule B: (Antony Wang) P.Eng (604.618.6236) Structural 6. Schedule B: (JIAN ZHONG JIN) P.Eng (604.362.7021) Geotechnical 7. HPO: Residential Builder- (SEMLIN CONSTRUCTION LTD.) ** Laneway house permit under DB-2021-05652.** **THIS PERMIT HAS BEEN ISSUED UNDER THE REQUIREMENTS OF VBBL #12511 (2019) ** | Yao Rong Xu
EP-2022-06318 | 2022-07-27 | 2900 E 44TH AVENUE, Vancouver, BC V5R 3A8 | Electrical Permit | Commercial | Addition | Completed | Installation / Repair - Commercial - Installation of a ULC listed dialer for the monitoring of the fire panel only | Chubb Fire & Security Canada Corp
EP-2022-02518 | 2022-03-29 | 2900 E 44TH AVENUE, Vancouver, BC V5R 3A8 | Electrical Permit | Commercial | Addition | Completed | Installation / Repair - Commercial - Installation of data/tel wiring. Low voltage communications wiring. >BP: To construct a new 2-storey partial school replacement of the west portion of existing Dr. George Weir Elementary School. The new replacement school will be constructed as a new building, separated from existing school by a 2 hr firewall. Horizontal exits will be provided as part of existing school's mean of egress. East portion of existing school will have minor partition layout changes and provide accessible entrance from new parking area. The scope of work is considered Minor Renovation with upgrades F1, S2, N1, A2, E2. Class 3 Cooking: 1. Class 3 cooking operations. 2. Domestic hood with a grease filter required. Limited smoke and grease laden vapours are produced (i.e. such as normal usage in a single-family home). 3. For applications outside a dwelling unit post a sign, “This is a Class 3 Cooking Operation, with a grease capacity alike to a single-family residence. No commercial cooking is permitted, including preparation of meals for more than a normal household on a regularly repeated basis.” This permit has been reviewed under the 2019 Vancouver Building By-law (#12511). Related to DP-2019-00554. Revision 1 - Scope of work includes: (in review) - Deletion of Class A loading bay from Killarney St - Deletion of exterior canopy and concrete play area - Deletion of exterior steel stair - Addition of suspended acoustic tile ceilings in areas as shown on arch dwgs. - Deletion of replacement stair and associated interior modification at Block 4. - Revision of design grades at new parking lot entrance. - Revision of design of interior and exterior stair handrails. | BKS Cablecom Systems Ltd
EP-2022-04092 | 2022-05-18 | 2900 E 44TH AVENUE, Vancouver, BC V5R 3A8 | Electrical Permit | Commercial | New | Completed | Installation / Repair - Commercial - Supply and install PA Cabling >BP: To construct a new 2-storey partial school replacement of the west portion of existing Dr. George Weir Elementary School. The new replacement school will be constructed as a new building, separated from existing school by a 2 hr firewall. Horizontal exits will be provided as part of existing school's mean of egress. East portion of existing school will have minor partition layout changes and provide accessible entrance from new parking area. The scope of work is considered Minor Renovation with upgrades F1, S2, N1, A2, E2. Class 3 Cooking: 1. Class 3 cooking operations. 2. Domestic hood with a grease filter required. Limited smoke and grease laden vapours are produced (i.e. such as normal usage in a single-family home). 3. For applications outside a dwelling unit post a sign, “This is a Class 3 Cooking Operation, with a grease capacity alike to a single-family residence. No commercial cooking is permitted, including preparation of meals for more than a normal household on a regularly repeated basis.” This permit has been reviewed under the 2019 Vancouver Building By-law (#12511). Related to DP-2019-00554. Revision 1 - Scope of work includes: (in review) - Deletion of Class A loading bay from Killarney St - Deletion of exterior canopy and concrete play area - Deletion of exterior steel stair - Addition of suspended acoustic tile ceilings in areas as shown on arch dwgs. - Deletion of replacement stair and associated interior modification at Block 4. - Revision of design grades at new parking lot entrance. - Revision of design of interior and exterior stair handrails. | Pacificom Integration Ltd
GP-2024-00141 | 2024-01-16 | 985 E 38TH AVENUE, Vancouver, BC V5W 1J2 | Gas Permit | Residential | Tenant Improvement | Issued | Residential - Replace hot water tank with a new one | Gregori Plumbing, Heating & Air Conditioning Ltd
GP-2023-00859 | 2023-03-10 | 986 E 38TH AVENUE, Vancouver, BC V5W 1J3 | Gas Permit | Residential | New | Completed | Residential - Install one natural gas fireplace | Vancouver Gas Fireplaces Ltd
EP-2022-06392 | 2022-08-09 | 1003 E 38TH AVENUE, Vancouver, BC V5W 1J4 | Electrical Permit | Residential | Addition | Completed | Installation / Repair - Residential - Supply and install 2 pole 40A circuit for level 2 EV charging. | Hall Electrical Ltd
EP-2022-07934 | 2022-09-19 | 1915 E 37TH AVENUE, Vancouver, BC V5P 1E9 | Electrical Permit | Residential | New | Expired | Temporary Power - Residential - To provide temporary power. | Altech Electric Ltd
EP-2023-02647 | 2023-04-12 | 1915 E 37TH AVENUE, Vancouver, BC V5P 1E9 | Electrical Permit | Residential | New | Issued | Installation / Repair - Residential - Electrical wiring for single family dwelling and with secondary suite. 200amp overhead service with 3 meters. 1st meter-100 amp for main house 2nd meter-100 amp for secondary suite 3rd meter- 100 amp for laneway house. *An approved mechanical permit is required for the installation of air conditioning or heat pump unit at the time of installation before an electrical inspection will be performed >Permit Amendment Sep 14, 2023 -"Attached new load calculation for your reference and approval" *Document(s) uploaded to "Application Documents" tab for Electrical Inspector review. Documents are at pending status at time of permit amendment approval >BP: To construct a 2 storey + basement one-family dwelling with a secondary suite ($658,000) located in the basement. Note: Parking for the site has been provided under DB-2021-06544 (Laneway House) 1- Covenant registered at the Land Title Office under CB450249 2- No strata titling permitted 3- Bar sink proposed in basement 4- A/C unit proposed on second storey 5- Schedule B: Antony Wang P.Eng (604.618.6236) Structural & Geotechnical 6- HPO: Residential Builder - Skymark Engineering Ltd. | Altech Electric Ltd
PP-2023-01134 | 2023-03-31 | 1915 E 37TH AVENUE, Vancouver, BC V5P 1E9 | Plumbing Permit | Residential | New | Issued | Residential - 1FD+SS - #1 & #2 - One outside sump | East West Excavating 2022 ltd
GP-2023-01679 | 2023-05-30 | 1915 E 37TH AVENUE, Vancouver, BC V5P 1E9 | Gas Permit | Residential | New | Issued | Residential - 1 Range, 1 Boiler & 1 BBQ >BP: To construct a 2 storey + basement one-family dwelling with a secondary suite | WDR CONTRACTING LTD
PP-2023-01929 | 2023-05-30 | 1915 E 37TH AVENUE, Vancouver, BC V5P 1E9 | Plumbing Permit | Residential | New | Issued | Residential - 1FD+SS - #1 & #2 - plumbing >DB: To construct a 2 storey + basement one-family dwelling with a secondary suite located in the basement. Note: Parking for the site has been provided under DB-2021-06544 (Laneway House) 1- Covenant registered at the Land Title Office under CB450249 2- No strata titling permitted 3- Bar sink proposed in basement 4- A/C unit proposed on second storey | WDR CONTRACTING LTD
MP-2023-01172 | 2023-06-26 | 1915 E 37TH AVENUE, Vancouver, BC V5P 1E9 | Mechanical Permit | NULL | NULL | Issued | NULL | WDR CONTRACTING LTD
SP-2023-01682 | 2023-09-14 | 1915 E 37TH AVENUE, Vancouver, BC V5P 1E9 | Sprinkler Permit | Residential | New | Issued | Residential - new sprinkler system >BP: To construct a 2 storey + basement one-family dwelling with a secondary suite located in the basement. Note: Parking for the site has been provided under DB-2021-06544 (Laneway House) 1- Covenant registered at the Land Title Office under CB450249 2- No strata titling permitted 3- Bar sink proposed in basement 4- A/C unit proposed on second storey 5- Schedule B: Antony Wang P.Eng (604.618.6236) Structural & Geotechnical 6- HPO: Residential Builder - Skymark Engineering Ltd. | Real Tech Fire Protection Ltd
EP-2023-08055 | 2023-09-06 | 1915 E 37TH AVENUE, Vancouver, BC V5P 1E9 | Electrical Permit | Residential | New | Issued | Installation / Repair - Residential - To Pre-wire and install security alarm, and TV, DATA, TEL cables. >BP: To construct a 2 storey + basement one-family dwelling with a secondary suite ($658,000) located in the basement. Note: Parking for the site has been provided under DB-2021-06544 (Laneway House) 1- Covenant registered at the Land Title Office under CB450249 2- No strata titling permitted 3- Bar sink proposed in basement 4- A/C unit proposed on second storey 5- Schedule B: Antony Wang P.Eng (604.618.6236) Structural & Geotechnical 6- HPO: Residential Builder - Skymark Engineering Ltd. ******THIS PERMIT HAS BEEN ISSUED UNDER THE REQUIREMENTS OF VBBL #12511 (2019)****** | Yao Rong Xu
EP-2023-04587 | 2023-06-20 | 1918 E 37TH AVENUE, Vancouver, BC V5P 1G1 | Electrical Permit | Residential | Renovation | Completed | Installation / Repair - Residential - inspection the house ( 1918 E 37TH AVE Vancouver) Building permit#DB-2023-00500 >check all counter receptacles to make sure they are split circuits on one receptacle and confirm that washroom receptacle are GFCI protected. we will finish panel schedule. *DB-2023-00500/ CF-2022-012530/ IA-2022-00253 >BP: Interior alterations to change the use from Single Detached House to Single Detached House with a Secondary Suite on this site. Note: No strata-titling will be permitted. An annual Vancouver Business License must be obtained prior to the rental of this approved one-family dwelling and/or secondary suite on this site. Install interconnected, hardwired, 120 volt smoke alarms with battery back-up and silencing feature, in each sleeping unit and within 5m outside each sleeping areas on each storey as per Building Bylaw 9.10.19.3 Install Carbon Monoxide Alarm as per Building By-Law 9.32.4.2 Upgrade work under Part 11 (based on value of work – energuide related Part 11.2.1.4.) Ceiling height to be a min. 6ft 6" over 80% of the suite area and all exit routes Dedicated 3'-0" wide firefighting access path with overhead clearance of 2m to be maintained at all times Note to applicant: The services of a structural engineer may be required, based upon site inspection by the District Building Inspector. A Sprinkler permit may be required, as determined by the District Building Inspector. The scope includes to remove the unauthorized deck cover over the rear deck. SIPs Related to IA-2022-00253 | GL Electric Ltd
GP-2022-02634 | 2022-09-01 | 1976 E 37TH AVENUE, Vancouver, BC V5P 1G1 | Gas Permit | Residential | Renovation | Completed | Residential - Re&Re Tankless water heater BTU 199.000 | Milani Plumbing Heating & Air Conditioning Ltd
EP-2022-05370 | 2022-06-24 | 1976 E 37TH AVENUE, Vancouver, BC V5P 1G1 | Electrical Permit | Residential | New | Completed | Installation / Repair - Residential - Electrical supply for Mitsubishi GL Series Dsplit | Milani Electric Limited
EP-2023-06759 | 2023-08-17 | 819 E 38TH AVENUE, Vancouver, BC V5W 1J2 | Electrical Permit | Residential | Addition | Completed | Installation / Repair - Residential - Electrical rough in for a heat pump with 30 amp breaker at 24 amp output. No load management required. | Red Ryno Energy Ltd
MP-2023-01554 | 2023-08-22 | 819 E 38TH AVENUE, Vancouver, BC V5W 1J2 | Mechanical Permit | NULL | NULL | Completed | NULL | Tek Climate Heating & Air Conditioning Ltd
PP-2023-03329 | 2023-09-19 | 850 E 38TH AVENUE, Vancouver, BC V5W 1J3 | Plumbing Permit | Residential | New | Issued | Residential - This is a new duplex house with 30 fixtures >BP: To construct a two-storey two-family dwelling, with a detached accessory building (garage) at the rear providing 2 parking spaces, having vehicular access from the lane. Note: This is a 2 storey building pursuant to the Zoning and Development By-Law 1. External mechanical units proposed in rear yard 2. Schedule B: Wing Ki Leung, P. Eng (604.543.8044) Structural 3. Schedule B: Joel Blanco (604.882.8475) Geotechnical 4. HPO: Sigma West Homes Inc. | AKAL Plumbing & Heating Ltd
EP-2023-09556 | 2023-11-06 | 850 E 38TH AVENUE, Vancouver, BC V5W 1J3 | Electrical Permit | Residential | New | Issued | Installation / Repair - Residential - New construction electrical work. Will be installing a 200a double meterbase to power up a duplex. >BP: To construct a two-storey two-family dwelling, with a detached accessory building (garage) at the rear providing 2 parking spaces, having vehicular access from the lane. Note: This is a 2 storey building pursuant to the Zoning and Development By-Law 1. External mechanical units proposed in rear yard 2. Schedule B: Wing Ki Leung, P. Eng (604.543.8044) Structural 3. Schedule B: Joel Blanco (604.882.8475) Geotechnical 4. HPO: Sigma West Homes Inc. ***This permit is issued under the VBBL 2019.*** Combustible projections or roof soffits on an exposing building face shall not project to less than .45m from the property line and shall be in compliance with VBBL 2019 9.10.15.5.(9) The entire building, to be sprinklered to 2 x NFPA 13D. ******THIS PERMIT HAS BEEN ISSUED UNDER THE REQUIREMENTS OF VBBL #12511 (2019)****** | Spotlight Electrical Inc
PP-2023-03525 | 2023-10-06 | 850 E 38TH AVENUE, Vancouver, BC V5W 1J3 | Plumbing Permit | Residential | New | Issued | Residential - Installation of Rainwater Leaders, Storm Sump, Sewer Connections, Waterline | Platinum Excavating Ltd
GP-2022-00893 | 2022-03-22 | 898 E 38TH AVENUE, Vancouver, BC V5W 1J3 | Gas Permit | Residential | Addition | Completed | Residential - This is a old house getting 1 boiler installed | AKAL Plumbing & Heating Ltd
GP-2022-00574 | 2022-02-23 | 937 E 38TH AVENUE, Vancouver, BC V5W 1J2 | Gas Permit | Residential | Renovation | Completed | Residential - NEW BOILER REPLACEMENT | Pro Ace Heating & Air Conditioning Services Ltd
EP-2023-09624 | 2023-11-06 | 977 E 38TH AVENUE, Vancouver, BC V5W 1J2 | Electrical Permit | Residential | Renovation | Completed | Installation / Repair - Residential - Installation of level 1 ev charger and shop receptacle. | DJR Electric
GP-2022-00844 | 2022-03-17 | 2595 E 40TH AVENUE, Vancouver, BC V5R 2V8 | Gas Permit | Residential | Renovation | Completed | Residential - hwt re&re | Ferenc Nagy
NULL | NULL | 2885 E 3RD AVENUE, Vancouver, BC V5M 1H5 | Plumbing Permit | Residential | New | Draft | Residential - Sump and underground | GNA Contracting Ltd
PP-2023-03562 | 2023-10-11 | 2885 E 3RD AVENUE, Vancouver, BC V5M 1H5 | Plumbing Permit | Residential | New | Issued | Residential - Sump and underground | GNA Contracting Ltd
PP-2023-03410 | 2023-09-26 | 2885 E 3RD AVENUE, Vancouver, BC V5M 1H5 | Plumbing Permit | Residential | New | Issued | Residential - Installation of plumbing fixtures >BP: To construct a 2 storey duplex with 2 secondary suites located in the Basement with a detached accessory building (garage) at the rear providing 2 parking spaces, having vehicular access from the lane. Note: The entire building, INCLUDING THE ATTACHED GARAGE (if applicable), to be sprinklered to 2 x NFPA 13D 1. Covenant registered at the Land Title Office under CB815178 2. Mechanical unit proposed – Exterior component located in rear yard. 3. Schedule B: (N.K. Varshney) P.Eng (604.251.6320) Architectural, Structural & Geotechnical 4. HPO: Residential Builder - Newport Developments Ltd | Century Twenty One Gas & Heating Co. Ltd
MP-2024-00037 | 2024-01-11 | 2885 E 3RD AVENUE, Vancouver, BC V5M 1H5 | Mechanical Permit | NULL | NULL | Issued | NULL | Century Twenty One Gas & Heating Co. Ltd
GP-2024-00191 | 2024-01-25 | 2885 E 3RD AVENUE, Vancouver, BC V5M 1H5 | Gas Permit | Residential | New | Issued | Residential - 2 BBQ's, 2 Fireplaces & 2 Ranges Installation of gas appliances >BP: To construct a 2 storey duplex with 2 secondary suites located in the Basement ($1,026,750.00) with a detached accessory building (garage) at the rear providing 2 parking spaces, having vehicular access from the lane. | Century Twenty One Gas & Heating Co. Ltd
EP-2023-05280 | 2023-06-13 | 2885 E 3RD AVENUE, Vancouver, BC V5M 1H5 | Electrical Permit | Residential | New | Issued | Temporary Power - Residential - To provide temporary power. | ICAN Electrical Ltd.
GP-2022-03117 | 2022-10-12 | 2932 E 43RD AVENUE, Vancouver, BC V5R 2Z3 | Gas Permit | Residential | Renovation | Completed | Residential - Re & re for gas hot water tank | Milani Plumbing Heating & Air Conditioning Ltd
GP-2022-03370 | 2022-10-31 | 2932 E 43RD AVENUE, Vancouver, BC V5R 2Z3 | Gas Permit | Residential | Renovation | Completed | Residential - re re furnace | Thomson Industries Ltd
PP-2022-04282 | 2022-11-29 | 2933 E 43RD AVENUE, Vancouver, BC V5R 2Z4 | Plumbing Permit | Residential | New | Issued | Residential - Sumps | Bhullar Excavating and Demolition
EP-2022-07041 | 2022-08-21 | 2933 E 43RD AVENUE, Vancouver, BC V5R 2Z4 | Electrical Permit | Residential | New | Expired | Temporary Power - Residential - To provide temporary power. | STAT ELECTRICS LIMITED
EP-2023-04807 | 2023-06-08 | 2933 E 43RD AVENUE, Vancouver, BC V5R 2Z4 | Electrical Permit | Residential | New | Issued | Installation / Repair - Residential - rough in and finishing of house *An approved mechanical permit is required for the installation of air conditioning or heat pump unit at the time of installation before an electrical inspection will be performed >BP: To construct a 2 storey + basement one-family dwelling with a secondary suite ($703,027) located in the basement. Note: Parking for the site has been provided under DB-2021-05678 (Laneway House). Note: This is a 2 storey building pursuant to the Zoning and Development By-Law. 1- Covenant registered at the Land Title Office under CA9742565 2- No strata titling permitted 3- Bar sink proposed in the basement 4- A/C unit proposed in the rear yard 5- Schedule B: Zhanchao Zhao (604-526-1305) Structural 6- Schedule B: Jason Hui, P.Eng (778-319-3403) Geotechnical 7- BC Housing Residential Builder - Hengwang Construction ******THIS PERMIT HAS BEEN ISSUED UNDER THE REQUIREMENTS OF VBBL #12511 (2019)****** | STAT ELECTRICS LIMITED
EP-2023-04641 | 2023-05-29 | 2933 E 43RD AVENUE, Vancouver, BC V5R 2Z4 | Electrical Permit | Residential | New | Issued | Installation / Repair - Residential - Wiring and install security alarm system, cctv, net, tv, tel, intercom and vacuum system. >BP: To construct a 2 storey + basement one-family dwelling with a secondary suite ($703,027) located in the basement. | Hysun Technology Inc
GP-2023-01602 | 2023-05-23 | 2933 E 43RD AVENUE, Vancouver, BC V5R 2Z4 | Gas Permit | Residential | New | Issued | Residential - 1 Range, 1 BBQ & 1 Boiler To install piping and appliances for a new single family house with complete installation. >BP: To construct a 2 storey + basement one-family dwelling with a secondary suite ($703,027) located in the basement. | Skyway Plumbing & gas Ltd
SP-2023-01117 | 2023-06-26 | 2933 E 43RD AVENUE, Vancouver, BC V5R 2Z4 | Sprinkler Permit | Residential | New | Issued | Residential - new home >BP: To construct a 2 storey + basement one-family dwelling with a secondary suite located in the basement. Note: Parking for the site has been provided under DB-2021-05678 (Laneway House). Note: This is a 2 storey building pursuant to the Zoning and Development By-Law. 1- Covenant registered at the Land Title Office under CA9742565 2- No strata titling permitted 3- Bar sink proposed in the basement 4- A/C unit proposed in the rear yard 5- Schedule B: Zhanchao Zhao (604-526-1305) Structural 6- Schedule B: Jason Hui, P.Eng (778-319-3403) Geotechnical 7- BC Housing Residential Builder - Hengwang Construction | SBMS Construction Ltd
MP-2023-00268 | 2023-02-28 | 2933 E 43RD AVENUE, Vancouver, BC V5R 2Z4 | Mechanical Permit | NULL | NULL | Issued | NULL | Saran Plumbing and Heating Ltd
PP-2023-00551 | 2023-02-16 | 2933 E 43RD AVENUE, Vancouver, BC V5R 2Z4 | Plumbing Permit | Residential | New | Issued | Residential - Plumbing for new build >BP: To construct a 2 storey + basement one-family dwelling with a secondary suite located in the basement. 1- Covenant registered at the Land Title Office under CA9742565 2- No strata titling permitted 3- Bar sink proposed in the basement 4- A/C unit proposed in the rear yard 5- Schedule B: Zhanchao Zhao (604-526-1305) Structural 6- Schedule B: Jason Hui, P.Eng (778-319-3403) Geotechnical 7- BC Housing Residential Builder - Hengwang Construction | Saran Plumbing and Heating Ltd
GP-2023-02721 | 2023-09-18 | 2938 E 43RD AVENUE, Vancouver, BC V5R 2Z3 | Gas Permit | Residential | Renovation | Completed | Residential - RE&RE boiler | Milani Plumbing Heating & Air Conditioning Ltd
GP-2023-00179 | 2023-01-16 | 961 E 41ST AVENUE, Vancouver, BC V5W 1P8 | Gas Permit | Residential | Tenant Improvement | Completed | Residential - Re and Re the furnace | Moore & Russell Heating Ltd
PP-2024-00042 | 2024-01-08 | 975 E 41ST AVENUE, Vancouver, BC V5W 1P8 | Plumbing Permit | Residential | Renovation | Issued | Residential - Interior alterations to existing single detached house with secondary suite. Scope of work includes construction of new powder room and layout alterations on main floor, construction of washroom and conversion of existing storage space to new habitable space on upper floor. >BP: CF-2022-007943 Interior alterations to existing single detached house with secondary suite. Scope of work includes construction of new powder room and layout alterations on main floor, construction of washroom and conversion of existing storage space to new habitable space on upper floor. Structural Sched B/comfort letter submitted by Thomas Antonius van Wermeskerken - 604 728 5657 REUP submitted by Flynn Dixon Murdock | LeBlanc Plumbing Inc
GP-2023-04080 | 2023-12-18 | 2917 E 44TH AVENUE, Vancouver, BC V5R 3A9 | Gas Permit | Residential | Tenant Improvement | Completed | Residential - Install Furnace | 0704121 BC Ltd
EP-2023-08574 | 2023-09-25 | 2923 E 44TH AVENUE, Vancouver, BC V5R 3A9 | Electrical Permit | Residential | New | Expired | Temporary Power - Residential - To provide temporary power. Renewal of EP-2022-06947 Valid: Aug 17, 2023 to Aug 16, 2024 | Econ Energy Group Ltd
EP-2022-07914 | 2022-09-26 | 2923 E 44TH AVENUE, Vancouver, BC V5R 3A9 | Electrical Permit | Residential | New | Completed | Installation / Repair - Residential - new construction rough wiring and finishing new service upgrade | Econ Energy Group Ltd
EP-2022-06296 | 2022-08-24 | 446 E 45TH AVENUE, Vancouver, BC V5W 1X4 | Electrical Permit | Residential | Addition | Completed | Installation / Repair - Residential - Service need to relocate from house to laneway | DHESI ELECTRICAL LTD.
GP-2022-00483 | 2022-02-14 | 472 E 45TH AVENUE, Vancouver, BC V5W 1X4 | Gas Permit | Residential | Renovation | Completed | Residential - Hot Water Tank Replacement | Hillcrest Plumbing & Heating (1991) Ltd
GP-2023-02689 | 2023-09-15 | 484 E 45TH AVENUE, Vancouver, BC V5W 1X4 | Gas Permit | Residential | Renovation | Completed | Residential - High Efficiency furnace upgrade | Chappa Kurte, Ricardo DBA: The Cool Guys
GP-2022-02010 | 2022-07-06 | 488 E 45TH AVENUE, Vancouver, BC V5W 1X4 | Gas Permit | Residential | Tenant Improvement | Completed | Residential - removal and re installation of Gas range on existing connection. | MAPLE APPLIANCE LTD
PP-2022-02607 | 2022-07-26 | 3527 E 46TH AVENUE, Vancouver, BC V5S 1B7 | Plumbing Permit | Residential | New | Issued | Residential - 1FD+SS - #1 & #2 - One Sump No Pump To construct a 2 storey + basement one-family dwelling with a secondary suite located in the basement with 2 parking spaces, having vehicular access from the lane. Note: This is a 2 storey building pursuant to the Zoning and Development By-Law 1- Covenant registered at the Land Title Office under CA9516766 2- No strata titling permitted 3- No bar sink proposed 4- A/C unit proposed in the rear yard | Canadian Excavating Ltd
EP-2022-07208 | 2022-08-26 | 3527 E 46TH AVENUE, Vancouver, BC V5S 1B7 | Electrical Permit | Residential | New | Expired | Temporary Power - Residential - To provide temporary power. | Ema Electric Ltd
PP-2022-04486 | 2022-12-15 | 3527 E 46TH AVENUE, Vancouver, BC V5S 1B7 | Plumbing Permit | Residential | New | Issued | Residential - This is a new house with 38 fixtures >BP: To construct a 2 storey + basement one-family dwelling with a secondary suite located in the basement with 2 parking spaces, having vehicular access from the lane. Note: This is a 2 storey building pursuant to the Zoning and Development By-Law 1- Covenant registered at the Land Title Office under CA9516766 2- No strata titling permitted 3- No bar sink proposed 4- A/C unit proposed in the rear yard 5- Schedule B: Tsung-Hua Yang, P. Eng. (604-729-0585) Structural & Geotechnical 6- HPO: Residential Builder – Golden Flame Construction 7- The entire building to be sprinklered to NFPA 13D. | AKAL Plumbing & Heating Ltd
MP-2023-00441 | 2023-03-21 | 3527 E 46TH AVENUE, Vancouver, BC V5S 1B7 | Mechanical Permit | NULL | NULL | Issued | NULL | AKAL Plumbing & Heating Ltd
SP-2023-00743 | 2023-05-01 | 3527 E 46TH AVENUE, Vancouver, BC V5S 1B7 | Sprinkler Permit | Residential | New | Issued | Residential - Install sprinklers in SFD >BP: To construct a 2 storey + basement one-family dwelling with a secondary suite located in the basement with 2 parking spaces, having vehicular access from the lane. Note: This is a 2 storey building pursuant to the Zoning and Development By-Law 1- Covenant registered at the Land Title Office under CA9516766 2- No strata titling permitted 3- No bar sink proposed 4- A/C unit proposed in the rear yard 5- Schedule B: Tsung-Hua Yang, P. Eng. (604-729-0585) Structural & Geotechnical 6- HPO: Residential Builder – Golden Flame Construction 7- The entire building to be sprinklered to NFPA 13D. | Gold Key Fire Protection Ltd
GP-2023-01581 | 2023-05-19 | 3527 E 46TH AVENUE, Vancouver, BC V5S 1B7 | Gas Permit | Residential | New | Issued | Residential - 1FD+SS - #1 & #2 - This is a new house with 3 fixtures >DB: To construct a 2 storey + basement one-family dwelling with a secondary suite located in the basement with 2 parking spaces, having vehicular access from the lane. Note: This is a 2 storey building pursuant to the Zoning and Development By-Law 1- Covenant registered at the Land Title Office under CA9516766 2- No strata titling permitted 3- No bar sink proposed 4- A/C unit proposed in the rear yard 7- The entire building to be sprinklered to NFPA 13D. | AKAL Plumbing & Heating Ltd
EP-2023-05207 | 2023-08-01 | 3527 E 46TH AVENUE, Vancouver, BC V5S 1B7 | Electrical Permit | Residential | New | Issued | Installation / Repair - Residential - new house and laneway house wiring 2- 200AMP SERVICES >BP: To construct a 2 storey + basement one-family dwelling with a secondary suite ($1,057,002.50) located in the basement with 2 parking spaces, having vehicular access from the lane. Note: This is a 2 storey building pursuant to the Zoning and Development By-Law 1- Covenant registered at the Land Title Office under CA9516766 2- No strata titling permitted 3- No bar sink proposed 4- A/C unit proposed in the rear yard 5- Schedule B: Tsung-Hua Yang, P. Eng. (604-729-0585) Structural & Geotechnical 6- HPO: Residential Builder – Golden Flame Construction 7- The entire building to be sprinklered to NFPA 13D. ******THIS PERMIT HAS BEEN ISSUED UNDER THE REQUIREMENTS OF VBBL #12511 (2019)****** | Ema Electric Ltd
EP-2023-07367 | 2023-08-14 | 3527 E 46TH AVENUE, Vancouver, BC V5S 1B7 | Electrical Permit | Residential | New | Issued | Installation / Repair - Residential - Extra low voltage. Data, Tel, speaker, alarm and security cameras prewire and finish. DB: To construct a 2 storey + basement one-family dwelling with a secondary suite located in the basement with 2 parking spaces, having vehicular access from the lane. Note: This is a 2 storey building pursuant to the Zoning and Development By-Law 1- Covenant registered at the Land Title Office under CA9516766 2- No strata titling permitted 3- No bar sink proposed 4- A/C unit proposed in the rear yard 5- Schedule B: Tsung-Hua Yang, P. Eng. (604-729-0585) Structural & Geotechnical 6- HPO: Residential Builder – Golden Flame Construction 7- The entire building to be sprinklered to NFPA 13D. | Burglar Busters Alarm & Security Ltd
EP-2023-09272 | 2023-10-12 | 3527 E 46TH AVENUE, Vancouver, BC V5S 1B7 | Electrical Permit | Residential | New | Issued | Temporary Power - Residential - To provide temporary power. | Ema Electric Ltd
EP-2022-04296 | 2022-05-24 | 3527 E 46TH AVENUE, Vancouver, BC V5S 1B7 | Electrical Permit | Residential | New | Expired | Temporary Power - Residential - To provide temporary power. | Ema Electric Ltd
EP-2023-04574 | 2023-06-15 | 3537 E 46TH AVENUE, Vancouver, BC V5S 1B7 | Electrical Permit | Residential | Tenant Improvement | Completed | Installation / Repair - Residential - ***HOMEOWNER PERMIT*** -add dedicated dishwasher circuit -kitchen -add dedicated microwave circuit -kitchen -add 1 duplex receptacle to 3 upstairs bedrooms and bathroom (GFCI) -change kitchen range hood -relocate kitchen countertop receptacle -relocate gas stove receptacle -add kitchen receptacle for cabinet lighting -add kitchen countertop receptacle | NULL
NULL | NULL | 3537 E 46TH AVENUE, Vancouver, BC V5S 1B7 | Electrical Permit | Residential | Tenant Improvement | Withdrawn | Installation / Repair - Residential - -add dedicated dishwasher circuit -kitchen -add dedicated microwave circuit -kitchen -add 1 duplex receptacle to 3 upstairs bedrooms and bathroom (GFCI) -change kitchen range hood -relocate kitchen countertop receptacle -relocate gas stove receptacle -add kitchen receptacle for cabinet lighting -add kitchen countertop receptacle | NULL
GP-2022-03651 | 2022-11-21 | 3588 E 46TH AVENUE, Vancouver, BC V5S 4T8 | Gas Permit | Residential | Addition | Completed | Residential - re and re gas range | Christopher Sterling
GP-2023-02213 | 2023-07-25 | 3627 E 46TH AVENUE, Vancouver, BC V5S 1B7 | Gas Permit | Residential | Renovation | Completed | Residential - 1 Furnace Replace furnace | Ryan Heating & Air Conditioning Ltd
EP-2023-03371 | 2023-04-25 | 2212 E 3RD AVENUE, Vancouver, BC V5N 1J1 | Electrical Permit | Residential | Addition | Completed | Installation / Repair - Residential - Electrical installation for outdoor Air Conditioner Condenser Unit *MP-2023-00564 *Document(s) uploaded to "Application Documents" tab for Electrical Inspector review. Documents are at pending status at time of permit amendment approval | Daniel Topping
MP-2023-00564 | 2023-04-03 | 2212 E 3RD AVENUE, Vancouver, BC V5N 1J1 | Mechanical Permit | NULL | NULL | Completed | NULL | Pro Ace Heating & Air Conditioning Services Ltd
EP-2022-00942 | 2022-02-18 | 2346 E 3RD AVENUE, Vancouver, BC V5N 1J2 | Electrical Permit | Residential | Addition | Completed | Installation / Repair - Residential - EV Charger Installation -Replace existing 40A 2P FPE Subpanel breaker with 2P FPE 50A -Remove existing baseboard heater in the garage, make safe. -Install 2P 40A Siemens Breaker -Install Enelx 32A Hardwire (JucieBox) -Install PVC Junction box outside for hardwire connection | TDR Electric Inc
EP-2023-11288 | NULL | 931 E 39TH AVENUE, Vancouver, BC V5W 1K7 | Electrical Permit | Residential | Renovation | In Review | Installation / Repair - Residential - Change the existing 100 Amps Panel and service to 200 Amps | Golden Wire Electric Ltd
GP-2023-03836 | 2023-12-04 | 931 E 39TH AVENUE, Vancouver, BC V5W 1K7 | Gas Permit | Residential | Renovation | Issued | Residential - Remove old hotwater tank and intall a new high efficiency tankless water heater | Rio Heating and Cooling
GP-2022-00055 | 2022-01-11 | 2178 E 40TH AVENUE, Vancouver, BC V5P 1J3 | Gas Permit | Residential | New | Completed | Residential - replace furnace | Constantine Georgas
EP-2023-00015 | 2023-01-04 | 1075 E 38TH AVENUE, Vancouver, BC V5W 1J4 | Electrical Permit | Residential | Renovation | Issued | Installation / Repair - Residential - Upgrade existing overhead 100amp to 200amp service. | Gill Energy Solutions Ltd dba GES Electrical
GP-2023-03173 | 2023-10-21 | 1076 E 38TH AVENUE, Vancouver, BC V5W 1J5 | Gas Permit | Residential | Addition | Completed | Residential - Furnace 70,000 BTU, Tankless Water Heater 199,000 BTU | HAMZEH GERAMI Dba Nation Heating & Cooling
GP-2022-02740 | 2022-09-13 | 1095 E 38TH AVENUE, Vancouver, BC V5W 1J4 | Gas Permit | Residential | Addition | Completed | Residential - Gas insert fireplace installation | Vaglio Fireplace LTD
GP-2024-00036 | 2024-01-05 | 2061 E 3RD AVENUE, Vancouver, BC V5N 1H6 | Gas Permit | Residential | Renovation | Completed | Residential - New tankless water heating replacing a standard water heater | Superior Gas Installations & Service Ltd
EP-2022-10536 | 2022-12-15 | 2120 E 3RD AVENUE, Vancouver, BC V5N 1H8 | Electrical Permit | Residential | Addition | Completed | Installation / Repair - Residential - -Supply and install new 80A Sub-Panel to consolidate existing Sub-Panels -Move all Circuits to new Sub-Panel -Junction all Circuits above new Sub-Panel and re-feed through Conduit -Test connections and commission installation -just installing a subpanel. | TDR Electric Inc
MP-2023-01118 | 2023-06-19 | 2120 E 3RD AVENUE, Vancouver, BC V5N 1H8 | Mechanical Permit | NULL | NULL | Completed | NULL | Western Pacific Mechanical Ltd
EP-2023-05469 | 2023-07-05 | 2120 E 3RD AVENUE, Vancouver, BC V5N 1H8 | Electrical Permit | Residential | Addition | Completed | Installation / Repair - Residential - -Supply and install 40A Breaker in the Homeline Panel -Supply and install 15A Breaker in the Homeline Panel -Supply and install 8 AWG 3C Teck from junction box to Disconnect for Heat Pump Outdoor unit -Supply and install 12 AWG 3C Teck from junction box to Disconnect for Air Handler Indoor unit -Supply and install 12 AWG 3C Teck from junction box to Wall Unit located upstairs, following Mechanical lines -Test connections and commission installation -Tidy site and dispose of garbage correctly and safely *MP-2023-01118: Issued (Heating and Cooling) | TDR Electric Inc
PP-2023-02327 | 2023-06-30 | 2130 E 3RD AVENUE, Vancouver, BC V5N 1H8 | Plumbing Permit | Residential | New | Completed | Residential - to install a DCVA for lawn irrigation >BP: interior /exterior alterations to this 2 storey plus basement two family dwelling including change of use to one family dwelling. | University Sprinkler Systems Incorporated
EP-2023-01574 | 2023-02-23 | 2130 E 3RD AVENUE, Vancouver, BC V5N 1H8 | Electrical Permit | Residential | New | Expired | Temporary Power - Residential - To provide temporary power. | Coast Current Electric Ltd
NULL | NULL | 2130 E 3RD AVENUE, Vancouver, BC V5N 1H8 | Plumbing Permit | Residential | New | Withdrawn | Residential - New installation of fire sprinkler system 13D in new contruction home | Rising Force Fire Sprinkler Installations and Service Inc
SP-2022-02022 | 2022-12-06 | 2130 E 3RD AVENUE, Vancouver, BC V5N 1H8 | Sprinkler Permit | Residential | New | Completed | Residential - Installation of full fire sprinkler system throughout >BP: interior /exterior alterations to this 2 storey plus basement two family dwelling including change of use to one family dwelling. scope of work: full interior renovation including removal of suite in basement , new foundations, new windows, new dormer at the rear, new siding, new insulation, new rear deck replacing non conforming rear addition and new entry stair. | Rising Force Fire Sprinkler Installations and Service Inc
GP-2022-04064 | 2022-12-19 | 2130 E 3RD AVENUE, Vancouver, BC V5N 1H8 | Gas Permit | Residential | New | Completed | Residential - Gas to water heater and bbq. >BP: interior /exterior alterations to this 2 storey plus basement two family dwelling including change of use to one family dwelling. scope of work: full interior renovation including removal of suite in basement , new foundations, new windows, new dormer at the rear, new siding, new insulation, new rear deck replacing non conforming rear addition and new entry stair. | A & J GAS SERVICES LTD
EP-2023-00195 | 2023-01-17 | 2130 E 3RD AVENUE, Vancouver, BC V5N 1H8 | Electrical Permit | Residential | Renovation | Completed | Installation / Repair - Residential - TO CONTINUE WORK STARTED BY OTHERS (EP-2022-06250) Full House renovation. All new wiring and distribution. 200 amp service installation 'Service Increases" *Permit Amendment Jul 13, 2023 -"Heat Pump circuit added" *MP-2023-00082: Issued (Heating and Cooling) >BP: interior /exterior alterations to this 2 storey plus basement two family dwelling including change of use to one family dwelling. scope of work: full interior renovation including removal of suite in basement , new foundations, new windows, new dormer at the rear, new siding, new insulation, new rear deck replacing non conforming rear addition and new entry stair. Note: house will be moved to meet required side yard setbacks. | Coast Current Electric Ltd
MP-2023-00082 | 2023-01-27 | 2130 E 3RD AVENUE, Vancouver, BC V5N 1H8 | Mechanical Permit | NULL | NULL | Completed | NULL | Centigrade Mechanical Ltd
PP-2022-03114 | 2022-09-08 | 2130 E 3RD AVENUE, Vancouver, BC V5N 1H8 | Plumbing Permit | Residential | Renovation | Completed | Residential - Renovation relocate of all plumbing fixtures >DB: interior /exterior alterations to this 2 storey plus basement two family dwelling including change of use to one family dwelling. scope of work: full interior renovation including removal of suite in basement , new foundations, new windows, new dormer at the rear, new siding, new insulation, new rear deck replacing non conforming rear addition and new entry stair. Note: house will be moved to meet required side yard setbacks. | VANMECH PLUMBING & HEATING LTD.
EP-2022-06250 | 2022-07-26 | 2130 E 3RD AVENUE, Vancouver, BC V5N 1H8 | Electrical Permit | Residential | Renovation | Expired | Installation / Repair - Residential - 200A Service, Branch circuits, Appliance Circuits, Lighting, Low Voltage, Mechanical Circuits, Sprinkler Interconnect -Grounding/Bonding will be related to the service We are supplying a new 200A Service to a pole and underground from that point. >BP: interior /exterior alterations to this 2 storey plus basement two family dwelling including change of use to one family dwelling. scope of work: full interior renovation including removal of suite in basement , new foundations, new windows, new dormer at the rear, new siding, new insulation, new rear deck replacing non conforming rear addition and new entry stair. Note: house will be moved to meet required side yard setbacks. | Kato Electrical Inc
PP-2022-02106 | 2022-06-16 | 2130 E 3RD AVENUE, Vancouver, BC V5N 1H8 | Plumbing Permit | Residential | Renovation | Completed | Residential - Sump | L Walter Zdebiak House Raising Co Ltd
EP-2022-00917 | 2022-02-07 | 2130 E 3RD AVENUE, Vancouver, BC V5N 1H8 | Electrical Permit | Residential | Renovation | Expired | Temporary Power - Residential - To provide temporary power. | Kato Electrical Inc
PP-2023-04121 | 2023-11-23 | 1896 E 40TH AVENUE, Vancouver, BC V5P 1J2 | Plumbing Permit | Residential | Renovation | Issued | Residential - Change location of fixtures CF-2022-012400: In Violation >BP: CF-2022-012400 Exterior and interior alterations to renovate this existing Single Detached House. Scope of work: - Remove interior partition walls, remove stove in the basement, add 3 bedrooms & 2 washrooms in the basement, plumbing fixtures & EL work. | Five Water Plumbing and Heating Ltd
EP-2023-07438 | 2023-08-21 | 1896 E 40TH AVENUE, Vancouver, BC V5P 1J2 | Electrical Permit | Residential | Renovation | Issued | Installation / Repair - Residential - To wire and install smoke alarms. To add a few outlets in the basement. Safety check and minor repairs. CF-2022-012400 Exterior and interior alterations to renovate this existing Single Detached House. Scope of work: - Remove interior partition walls, remove stove in the basement, add 3 bedrooms & 2 washrooms in the basement, plumbing fixtures & EL work. | JIU DING ELECTRIC LTD
EP-2022-00963 | 2022-02-17 | 1907 E 40TH AVENUE, Vancouver, BC V5P 1J1 | Electrical Permit | Residential | New | Completed | Installation / Repair - Residential - new duplex complete wiring >BP: To construct a 2.5 storey two-family ($744,000.00) with a detached accessory building (garage) and 1 open parking at the rear providing 2 parking spaces, having vehicular access from the lane. 1. A/C proposed – Exterior component located in Front Yard and Rear Yard, Interior component located on second floor plan 2. Schedule B: (YATENDRA KUMAR SHARMA) P.Eng (778-863-7076) Structural / Geotechnical 3. HPO: Residential Builder- (SACH-MOH VENTURES LTD) Note: This is a 2 storey building pursuant to the Zoning and Development By-Law Address Information: FRONT UNIT 1907 E 40th Av - One Family Dwelling (south portion of 1st-3rd floor) BACK UNIT 1905 E 40th Av - One Family Dwelling (north portion of 1st-2nd floor) Address numbers assigned as per approved plans for Fire and Emergency response. The address numbers are to be posted to the building to be visible from the street and in accordance with the Building By-law prior to final inspection. **THIS PERMIT HAS BEEN ISSUED UNDER THE REQUIREMENTS OF VBBL #12511 (2019)** Amend: Oct 4, 2022 Attachment A for 1905 & 1907 Is attached | Roop Electric Co Ltd
SP-2022-00399 | 2022-03-21 | 1907 E 40TH AVENUE, Vancouver, BC V5P 1J1 | Sprinkler Permit | Residential | New | Completed | Residential - DUPLEX WITH NEW SPRINKLERS To construct a 2.5 storey two-family with a detached accessory building (garage) and 1 open parking at the rear providing 2 parking spaces, having vehicular access from the lane. 1. A/C proposed – Exterior component located in Front Yard and Rear Yard, Interior component located on second floor plan 2. Schedule B: (YATENDRA KUMAR SHARMA) P.Eng (778-863-7076) Structural / Geotechnical 3. HPO: Residential Builder- (SACH-MOH VENTURES LTD) | BC Fire Sprinklers Ltd
EP-2022-02459 | 2022-04-05 | 1907 E 40TH AVENUE, Vancouver, BC V5P 1J1 | Electrical Permit | Residential | New | Completed | Installation / Repair - Residential - Extra Low Voltage TV,data,telephone,doorbell, security system, sound and vacuum >BP: To construct a 2.5 storey two-family ($744,000.00) with a detached accessory building (garage) and 1 open parking at the rear providing 2 parking spaces, having vehicular access from the lane. 1. A/C proposed – Exterior component located in Front Yard and Rear Yard, Interior component located on second floor plan 2. Schedule B: (YATENDRA KUMAR SHARMA) P.Eng (778-863-7076) Structural / Geotechnical 3. HPO: Residential Builder- (SACH-MOH VENTURES LTD) Note: This is a 2 storey building pursuant to the Zoning and Development By-Law Address Information: FRONT UNIT 1907 E 40th Av - One Family Dwelling (south portion of 1st-3rd floor) BACK UNIT 1905 E 40th Av - One Family Dwelling (north portion of 1st-2nd floor) Address numbers assigned as per approved plans for Fire and Emergency response. The address numbers are to be posted to the building to be visible from the street and in accordance with the Building By-law prior to final inspection. **THIS PERMIT HAS BEEN ISSUED UNDER THE REQUIREMENTS OF VBBL #12511 (2019)** | Charanjit Singh
GP-2022-01116 | 2022-04-11 | 1907 E 40TH AVENUE, Vancouver, BC V5P 1J1 | Gas Permit | Residential | New | Completed | Residential - gas piping , range, bbq and combi boiler ** Amend 04/11/2022** added both 1907 and 1905 to this permit for fixtures | HIGH STAR PLUMBING & HEATING LTD
EP-2023-05080 | 2023-06-19 | 2062 E 40TH AVENUE, Vancouver, BC V5P 1J3 | Electrical Permit | Residential | Addition | Issued | Installation / Repair - Residential - Service- Disconnect/ Re-connect ¦ 100A | Arise Electrical Ltd
MP-2023-01523 | 2023-08-18 | 2086 E 40TH AVENUE, Vancouver, BC V5P 1J3 | Mechanical Permit | NULL | NULL | Completed | NULL | Royal Vancouver Air Conditioning
EP-2023-09891 | 2023-11-17 | 2086 E 40TH AVENUE, Vancouver, BC V5P 1J3 | Electrical Permit | Residential | Addition | Completed | Installation / Repair - Residential - heat pump power supply,30A *MP-2023-01523: Issued (Heating and Cooling) (CF-2023-008172) | Royal Vancouver Air Conditioning
NULL | NULL | 2086 E 40TH AVENUE, Vancouver, BC V5P 1J3 | Electrical Permit | Residential | Renovation | Withdrawn | Installation / Repair - Residential - 1. Complete necessary work according to the building permit BP-2023-03243 2. Install an EV charger using an elecrical energy management device (Blackbox, please see attachment). No panel upgrade necessary. | Eudemon Electrical Ltd
PP-2023-03914 | 2023-11-09 | 2086 E 40TH AVENUE, Vancouver, BC V5P 1J3 | Plumbing Permit | Residential | Renovation | Completed | Residential - To add a bathroom and a laundry room REFER TO: CF-2023-008172 >BP: Exterior and interior alterations to provide improvements and perform the removal of non structural hazardous materials to this existing single detached dwelling on this RS-1 site. Exterior work to include the removal of a deck cover. Interior work to include the removal of hazardous materials, ground floor kitchen, addition of 3pc bathroom and laundry facilities on ground level floor, replacement of furnace, hot water tank, and the upper floor kitchen. | Plumb Rite Plumbing and Heating Ltd
EP-2023-09913 | 2023-11-28 | 2086 E 40TH AVENUE, Vancouver, BC V5P 1J3 | Electrical Permit | Residential | Renovation | Completed | Installation / Repair - Residential - Electrical installation for Exterior and interior alterations to provide improvements This is to clarify our Work Description: 1. All electrical work according to the building permit BP-2023-03243 2. No electric range (use gas range) 3. No load of EVEMS (no EV charger)cancelled per owner 4. The calculation form has been updated Note: we don't do heat pump related work. EP-2023-09891: Completed >BP: Exterior and interior alterations to provide improvements and perform the removal of non structural hazardous materials to this existing single detached dwelling on this RS-1 site. Exterior work to include the removal of a deck cover. Interior work to include the removal of hazardous materials, ground floor kitchen, addition of 3pc bathroom and laundry facilities on ground level floor, replacement of furnace, hot water tank, and the upper floor kitchen. | Eudemon Electrical Ltd
EP-2023-11137 | 2023-12-14 | 1015 E 41ST AVENUE, Vancouver, BC V5W 1P9 | Electrical Permit | Residential | Renovation | Issued | Temporary Power - Residential - To provide temporary power. Note: BC Vancouver Electric will take out a permit for repairs from Fire damage as this permit relates to CF-2023-013033 "Basement Bathroom fire Damage to floor structure and electrical" Amend: Dec 19, 2023 service phase: single phase 3 wire | BC Vancouver Electrical
MP-2023-01134 | 2023-06-20 | 1033 E 41ST AVENUE, Vancouver, BC V5W 1P9 | Mechanical Permit | NULL | NULL | Completed | NULL | 1236318 BC Ltd DBA Aquatech Vancouver
EP-2023-06145 | 2023-07-10 | 1033 E 41ST AVENUE, Vancouver, BC V5W 1P9 | Electrical Permit | Residential | Renovation | Completed | Installation / Repair - Residential - Upgrade service from 100 amp to 200 Amp. >Permit Amendment Feb 01, 2024 -Work Description + Installation Details: Amended ¦ -"Add wiring of heat pump to permit. No additional costs" -Document Review: Rejected ¦ -"Heat pump specs + load calculation" ¦ -Document(s) uploaded to "Application Documents" tab for Electrical Inspector review. Electrical contractor to request an electrical inspection online for the District Electrical Inspector to review document(s): https://plposweb.vancouver.ca/Public/Login.aspx ¦ Include "Document review only" in the requestor comments | Mountain Point Electrical Inc.
GP-2022-01016 | 2022-04-01 | 1047 E 41ST AVENUE, Vancouver, BC V5W 1P9 | Gas Permit | Residential | New | Completed | Residential - to install boiler, range, and rough in only for bbq in Duplex To construct a two-storey two-family dwelling with two secondary suites located in the basement, with a detached accessory building (garage) and an open parking pad at the rear providing 3 parking spaces, having vehicular access from the lane. | ACME PLUMBING HEATING & GAS LTD.
SP-2022-00402 | 2022-03-22 | 1047 E 41ST AVENUE, Vancouver, BC V5W 1P9 | Sprinkler Permit | Residential | New | Completed | Residential - to install a new sprinkler system for Duplex To construct a two-storey two-family dwelling with two secondary suites located in the basement, with a detached accessory building (garage) and an open parking pad at the rear providing 3 parking spaces, having vehicular access from the lane. Note: This is a 2 storey building pursuant to the Zoning and Development By-Law 1. Covenant registered at the Land Title Office under CA9542599 2. No strata titling permitted 3. A/C units proposed in the rear yard 4. No bar sinks proposed 5. Schedule B: JASON HUI 778-319-3403 Structural & Geotechnical 6. HPO: Residential Builder - Rishi Holdings Ltd. | ACME PLUMBING HEATING & GAS LTD.
EP-2022-02225 | 2022-03-22 | 1047 E 41ST AVENUE, Vancouver, BC V5W 1P9 | Electrical Permit | Residential | New | Completed | Installation / Repair - Residential - duplex house wiring, 200 amps main breaker size with legal suite >BP: To construct a two-storey two-family dwelling with two secondary suites ($656,425) located in the basement, with a detached accessory building (garage) and an open parking pad at the rear providing 3 parking spaces, having vehicular access from the lane. Note: This Building Permit will remain in a suspended status until the associated (green) Demolition Permit BP-2021-03930 is completed. Note: This is a 2 storey building pursuant to the Zoning and Development By-Law 1. Covenant registered at the Land Title Office under CA9542599 2. No strata titling permitted 3. A/C units proposed in the rear yard 4. No bar sinks proposed 5. Schedule B: JASON HUI 778-319-3403 Structural & Geotechnical 6. HPO: Residential Builder - Rishi Holdings Ltd. Address number assigned as per approved plans for Fire and Emergency response. The address number is to be posted and to the building and to be visible from the street in accordance with the Building By-law prior to final inspection. ******THIS PERMIT HAS BEEN ISSUED UNDER THE REQUIREMENTS OF VBBL #12511 (2019)****** Amend: May 16, 2022 last load calc for this project was for 4 meters, these new load calc are for 2 meters that we have installed since stock for 4 meters is very low and we are not getting supplies on time. | Bindi Electrical Services Ltd
PP-2022-00679 | 2022-02-28 | 1047 E 41ST AVENUE, Vancouver, BC V5W 1P9 | Plumbing Permit | Residential | New | Completed | Residential - 2FD+2SS - FRONT UNIT - 1047 E 41ST AV - #1 & #2 BACK UNIT - 1045 E 41ST AV - #1 & #2 to install new fixtures for duplex To construct a two-storey two-family dwelling with two secondary suites ($656,425) located in the basement, with a detached accessory building (garage) and an open parking pad at the rear providing 3 parking spaces, having vehicular access from the lane. Note: This is a 2 storey building pursuant to the Zoning and Development By-Law 1. Covenant registered at the Land Title Office under CA9542599 2. No strata titling permitted 3. A/C units proposed in the rear yard 4. No bar sinks proposed | ACME PLUMBING HEATING & GAS LTD.
EP-2022-03327 | 2022-04-26 | 1047 E 41ST AVENUE, Vancouver, BC V5W 1P9 | Electrical Permit | Residential | New | Completed | Installation / Repair - Residential - Data and telephone CCTV and security alarm Vacuum systems rough-in Door bell, CATV. >BP: To construct a two-storey two-family dwelling with two secondary suites ($656,425) located in the basement, with a detached accessory building (garage) and an open parking pad at the rear providing 3 parking spaces, having vehicular access from the lane. | Innova Security Systems Inc
EP-2022-01357 | 2022-08-09 | 1065 E 41ST AVENUE, Vancouver, BC V5W 1P9 | Electrical Permit | Residential | Tenant Improvement | Completed | Installation / Repair - Residential - old house , something repair according city's list -as identified in the city's letter of August17 ,2018 being as 1/the receptacles installed in the bathroom need to be GFCI protect, 2/ The receptacles polarity should be correct 3/ Furnace switch must be facing outside 4/ some unacceptable wires corrected 5/ remove or correctly install the hood fan wiring. (CF-2018-009408 / CF-2018-009394 & CF-2021-009479) >BP: Reapply for expired permit DB-2018-04602 Interior alterations only and change of use from an One-Family Dwelling to an One Family with secondary suite building, with 2 -parking space provided in existing detached garage, having vehicular access off the rear lane. Scope of work is to legalize the secondary suite and to close off the interconnecting stairs | Q & L Construction Service Ltd
EP-2022-08964 | 2022-10-24 | 1095 E 41ST AVENUE, Vancouver, BC V5W 1P9 | Electrical Permit | Residential | Tenant Improvement | Completed | Installation / Repair - Residential - Change 2x Existing Smoke Detectors to Smoke/C0 Combo. Add 2x Smoke/C0 detectors in suite bedrooms. | AJ's Electrical Contractors LTD
GP-2023-03391 | 2023-11-06 | 1095 E 41ST AVENUE, Vancouver, BC V5W 1P9 | Gas Permit | Residential | Renovation | Issued | Residential - RE&RE hot water tank | Milani Plumbing Heating & Air Conditioning Ltd
EP-2022-03808 | 2022-05-10 | 1231 E 41ST AVENUE, Vancouver, BC V5W 1R3 | Electrical Permit | Residential | Renovation | Completed | Installation / Repair - Residential - Heat pump Installation to rear of house. | ACS ELECTRICAL LTD
PP-2022-01804 | 2022-05-27 | 1255 E 41ST AVENUE, Vancouver, BC V5W 1R3 | Plumbing Permit | Residential | New | Completed | Residential - sump >BP: To construct a two-storey two-family dwelling ($589,125) with a detached accessory building (garage) at the rear providing 2 parking spaces, having vehicular access from the lane. Note: This is a 2 storey building pursuant to the Zoning and Development By-Law 1. No strata titling permitted 2. A/C units proposed in rear yard 3. No Bar sinks proposed 4. Schedule B: Jason Hui (778.319.3403) Structural & Geotechnical 5. HPO: Residential Builder - Singh Development Ltd Address Note: Address numbers assigned as per approved plans for Fire and Emergency response. The address numbers are to be posted to the building to be visible from the street and in accordance with the Building By-law prior to final inspection. ******THIS PERMIT HAS BEEN ISSUED UNDER THE REQUIREMENTS OF VBBL #12511 (2019)****** | GNA Contracting Ltd
PP-2022-01031 | 2022-06-14 | 1255 E 41ST AVENUE, Vancouver, BC V5W 1R3 | Plumbing Permit | Residential | New | Cancelled | Residential - 2FD - BACK UNIT - 1253 E 41ST AV FRONT UNIT - 1255 E 41ST AV Sump, storm and sanitary connection To construct a two-storey two-family dwelling with a detached accessory building (garage) at the rear providing 2 parking spaces, having vehicular access from the lane. Note: This is a 2 storey building pursuant to the Zoning and Development By-Law 1. No strata titling permitted 2. A/C units proposed in rear yard 3. No Bar sinks proposed | GNA Contracting Ltd
SP-2022-01670 | 2022-10-12 | 1255 E 41ST AVENUE, Vancouver, BC V5W 1R3 | Sprinkler Permit | Residential | New | Completed | Residential - new home >To construct a two-storey two-family dwelling ($589,125) with a detached accessory building (garage) at the rear providing 2 parking spaces, having vehicular access from the lane. Note: This is a 2 storey building pursuant to the Zoning and Development By-Law 1. No strata titling permitted 2. A/C units proposed in rear yard 3. No Bar sinks proposed 4. Schedule B: Jason Hui (778.319.3403) Structural & Geotechnical 5. HPO: Residential Builder - Singh Development Ltd Address Note: Address numbers assigned as per approved plans for Fire and Emergency response. The address numbers are to be posted to the building to be visible from the street and in accordance with the Building By-law prior to final inspection. ******THIS PERMIT HAS BEEN ISSUED UNDER THE REQUIREMENTS OF VBBL #12511 (2019)****** | SBMS Construction Ltd
PP-2022-02601 | NULL | 1255 E 41ST AVENUE, Vancouver, BC V5W 1R3 | Plumbing Permit | Residential | New | Withdrawn | Residential - New build. Underground, dwv, waterline, finishing | Alpine Mechanicals Ltd
PP-2022-02600 | 2022-08-05 | 1255 E 41ST AVENUE, Vancouver, BC V5W 1R3 | Plumbing Permit | Residential | New | Completed | Residential - New build. Underground, dwv, waterline, finishing >BP: To construct a two-storey two-family dwelling ($589,125) with a detached accessory building (garage) at the rear providing 2 parking spaces, having vehicular access from the lane. Note: This is a 2 storey building pursuant to the Zoning and Development By-Law 1. No strata titling permitted 2. A/C units proposed in rear yard 3. No Bar sinks proposed 4. Schedule B: Jason Hui (778.319.3403) Structural & Geotechnical 5. HPO: Residential Builder - Singh Development Ltd Address Note: Address numbers assigned as per approved plans for Fire and Emergency response. The address numbers are to be posted to the building to be visible from the street and in accordance with the Building By-law prior to final inspection. ******THIS PERMIT HAS BEEN ISSUED UNDER THE REQUIREMENTS OF VBBL #12511 (2019)****** Amend: Aug 25, 2022 See attached Heating Design & Load Calculations | Alpine Mechanicals Ltd
MP-2022-00144 | 2022-08-25 | 1255 E 41ST AVENUE, Vancouver, BC V5W 1R3 | Mechanical Permit | NULL | NULL | Completed | NULL | Alpine Mechanicals Ltd
EP-2022-07807 | 2022-09-16 | 1255 E 41ST AVENUE, Vancouver, BC V5W 1R3 | Electrical Permit | Residential | New | Completed | Installation / Repair - Residential - Prewire & Finish - Alarm, Data, CCTV | Vantech Communications Ltd.
GP-2022-02851 | 2022-09-27 | 1255 E 41ST AVENUE, Vancouver, BC V5W 1R3 | Gas Permit | Residential | New | Completed | Residential - new gas For the two family dwelling unit To construct a two-storey two-family dwelling with a detached accessory building (garage) at the rear providing 2 parking spaces, having vehicular access from the lane. Note: This is a 2 storey building pursuant to the Zoning and Development By-Law 1. No strata titling permitted 2. A/C units proposed in rear yard 3. No Bar sinks proposed 4. Schedule B: Jason Hui (778.319.3403) Structural & Geotechnical 5. HPO: Residential Builder - Singh Development Ltd | Sodhi Development Ltd
EP-2022-08254 | 2022-09-28 | 1255 E 41ST AVENUE, Vancouver, BC V5W 1R3 | Electrical Permit | Residential | New | Completed | Installation / Repair - Residential - New construction duplex. DB: To construct a two-storey two-family dwelling ($589,125) with a detached accessory building (garage) at the rear providing 2 parking spaces, having vehicular access from the lane. Note: This is a 2 storey building pursuant to the Zoning and Development By-Law 1. No strata titling permitted 2. A/C units proposed in rear yard 3. No Bar sinks proposed 4. Schedule B: Jason Hui (778.319.3403) Structural & Geotechnical 5. HPO: Residential Builder - Singh Development Ltd | MSD Electrical Ltd.
EP-2023-10093 | 2023-11-23 | 1374 E 41ST AVENUE, Vancouver, BC V5W 1R8 | Electrical Permit | Residential | Renovation | Issued | Installation / Repair - Residential - Repair damaged electrical in upstairs kitchen as required -replace devices/wiring in kitchen -No structural work. | Wespac Electrical Contractor Ltd
EP-2022-08220 | 2022-10-04 | 269 E 45TH AVENUE, Vancouver, BC V5W 1X2 | Electrical Permit | Residential | New | Completed | Installation / Repair - Residential - 2FD+2SS - WEST - 269 E 45TH AV - #1 & #2 EAST - 271 E 45TH AV - #1 & #2 Main service is 200amp each unit 125 amp new wiring and finishing >DB: To construct a 2 storey two-family dwelling with (2) secondary suites located in the Basement with a detached accessory building (garage) and 1 open parking at the rear providing 2 parking spaces, having vehicular access from the lane. 1. Covenant registered at the Land Title Office under CA9381905 2. A/C proposed – Exterior components located in rear yard, Interior components located in closets on second floor. | G N ELECTRIC LTD
PP-2022-02670 | 2022-08-02 | 269 E 45TH AVENUE, Vancouver, BC V5W 1X2 | Plumbing Permit | Residential | New | Completed | Residential - to install new plumbing fixtures >BP: To construct a 2 storey two-family dwelling with (2) secondary suites located in the Basement ($1,297,250.00) with a detached accessory building (garage) and 1 open parking at the rear providing 2 parking spaces, having vehicular access from the lane. | ACME PLUMBING HEATING & GAS LTD.
GP-2022-03537 | 2022-11-14 | 269 E 45TH AVENUE, Vancouver, BC V5W 1X2 | Gas Permit | Residential | New | Completed | Residential - to install 2 boilers,2 ranges and rough-in piping for 2 fireplaces and 2 BBQ >BP: To construct a 2 storey two-family dwelling with (2) secondary suites located in the Basement ($1,297,250.00) with a detached accessory building (garage) and 1 open parking at the rear providing 2 parking spaces, having vehicular access from the lane. 1. Covenant registered at the Land Title Office under CA9381905 2. A/C proposed – Exterior components located in rear yard, Interior components located in closets on second floor. 3. Schedule B: (JULIAN BOZSIK) P.Eng (604-431-0055) Structural & Geotechnical 4. HPO: Residential Builder- EVERSHINE ENTERPRISES LTD **THIS PERMIT HAS BEEN ISSUED UNDER THE REQUIREMENTS OF VBBL #12511 (2019)** >>>>>>>>Amend: Aug. 15th -please change one range (East side) finish to rough in only | ACME PLUMBING HEATING & GAS LTD.
EP-2022-09225 | 2022-10-31 | 269 E 45TH AVENUE, Vancouver, BC V5W 1X2 | Electrical Permit | Residential | New | Completed | Installation / Repair - Residential - Roughing and Finishing of tv, data, Phone, Speaker, Alarm and CCTV. To construct a 2 storey two-family dwelling with (2) secondary suites located in the Basement with a detached accessory building (garage) and 1 open parking at the rear providing 2 parking spaces, having vehicular access from the lane. 1. Covenant registered at the Land Title Office under CA9381905 2. A/C proposed – Exterior components located in rear yard, Interior components located in closets on second floor. 3. Schedule B: (JULIAN BOZSIK) P.Eng (604-431-0055) Structural & Geotechnical | Simplypro Enterprise Ltd
SP-2022-01840 | 2022-11-21 | 269 E 45TH AVENUE, Vancouver, BC V5W 1X2 | Sprinkler Permit | Residential | New | Completed | Residential - to install a new sprinkler system in the Duplex To construct a 2 storey two-family dwelling with (2) secondary suites located in the Basement with a detached accessory building (garage) and 1 open parking at the rear providing 2 parking spaces, having vehicular access from the lane. 1. Covenant registered at the Land Title Office under CA9381905 2. A/C proposed – Exterior components located in rear yard, Interior components located in closets on second floor. 3. Schedule B: (JULIAN BOZSIK) P.Eng (604-431-0055) Structural & Geotechnical 4. HPO: Residential Builder- EVERSHINE ENTERPRISES LTD | ACME PLUMBING HEATING & GAS LTD.
PP-2023-01653 | 2023-05-15 | 269 E 45TH AVENUE, Vancouver, BC V5W 1X2 | Plumbing Permit | Residential | New | Completed | Residential - 2FD+2SS - 3/4 backflow preventer for lawn irrigation | Yue Jin Qiu
GP-2023-01211 | 2023-04-13 | 269 E 45TH AVENUE, Vancouver, BC V5W 1X2 | Gas Permit | Residential | New | Completed | Residential - Venting & Hookup Only >BP: To construct a 2 storey two-family dwelling with (2) secondary suites located in the Basement with a detached accessory building (garage) and 1 open parking at the rear providing 2 parking spaces, having vehicular access from the lane. | REAL LIGHTING & FIREPLACES LTD
EP-2022-00287 | 2022-01-20 | 269 E 45TH AVENUE, Vancouver, BC V5W 1X2 | Electrical Permit | Residential | New | Expired | Temporary Power - Residential - To provide temporary power. >NOTE: Work authorized by this permit is for placement of a temporary power pole only and does not authorize any site construction and/or excavation. A separate Building Permit will be required prior to commencement of any other work on this site. | Tatla Electrical Ltd
PP-2022-01694 | 2022-05-17 | 269 E 45TH AVENUE, Vancouver, BC V5W 1X2 | Plumbing Permit | Residential | New | Completed | Residential - Sump >BP: To construct a 2 storey two-family dwelling with (2) secondary suites located in the Basement ($1,297,250.00) with a detached accessory building (garage) and 1 open parking at the rear providing 2 parking spaces, having vehicular access from the lane. 1. Covenant registered at the Land Title Office under CA9381905 2. A/C proposed – Exterior components located in rear yard, Interior components located in closets on second floor. 3. Schedule B: (JULIAN BOZSIK) P.Eng (604-431-0055) Structural & Geotechnical 4. HPO: Residential Builder- EVERSHINE ENTERPRISES LTD Note: This is a 2 storey building pursuant to the Zoning and Development By-Law Address Information: WEST UNIT #1-269 E 45th Av - One Family Dwelling (1st & 2nd floor, basement) #2-269 E 45th Av - Secondary Suite (basement) EAST UNIT #1-271 E 45th Av - One Family Dwelling (1st & 2nd floor, basement) #2-271 E 45th Av - Secondary Suite (basement) Address and suite numbers assigned as per approved plans for Fire and Emergency response. The address numbers are to be posted on the building to be visible from the street and the suite numbers are to be posted at the suite entries in accordance with the Building By-law prior to final inspection. **THIS PERMIT HAS BEEN ISSUED UNDER THE REQUIREMENTS OF VBBL #12511 (2019)** | Bhullar Excavating and Demolition
GP-2022-02833 | 2022-09-21 | 1070 E 45TH AVENUE, Vancouver, BC V5W 1Y5 | Gas Permit | Residential | Renovation | Completed | Residential - Replacement furnace >>Amend: Sept. 28 -Customer decided to replace the hot water heater also, so want to update permit to include two units changed (re: case 201000110443) | BC Wide Home Services Ltd
GP-2023-02374 | 2023-08-14 | 1420 E 45TH AVENUE, Vancouver, BC V5P 1N5 | Gas Permit | Residential | Tenant Improvement | Completed | Residential - Re and Re the Furnace. Re an Re the Water Heater | Moore & Russell Heating Ltd
GP-2022-02090 | 2022-07-19 | 1528 E 45TH AVENUE, Vancouver, BC V5P 4X3 | Gas Permit | Residential | Addition | Completed | Residential - Installation of one boiler | East West Plumbing (2007) Ltd
EP-2023-09075 | 2023-10-17 | 2030 E 45TH AVENUE, Vancouver, BC V5P 1N8 | Electrical Permit | Residential | Renovation | Completed | Installation / Repair - Residential - The work is to do electrical service upgrade from 100A to 200A. It is a overhead service. We are going to install new meter base, pipe, grounding system and 200A panel. The new meterbase will be installed on the side wall outdoor. It is located in the back left side of the house. The main panel is located inside, southeast corner. We will replace it with 200A new panel at the same location. The new grounding plated will be buried outside, besides southeast corner of the house. Its in the side walkway, in the back left of the house. | Happyman Electric Ltd
PP-2023-03599 | 2023-10-12 | 2812 E 41ST AVENUE, Vancouver, BC V5R 2X3 | Plumbing Permit | Residential | New | Issued | Residential - Plumbing only >BP: To construct a 2 storey + basement one-family dwelling with a secondary suite located in the basement with a detached accessory building (garage) and open parking space, at the rear providing 3 parking spaces, having vehicular access from the lane. Note: This is a 2 storey building pursuant to the Zoning and Development By-Law 1- Covenant registered at the Land Title Office under (CB473917) 2- External mechanical unit proposed in rear yard 3- Schedule B: Antony Wang (604.618.6236) Structural 4- Schedule B: Xinyu Hu (604.783.5379) Geotechnical 5- HPO: JB Pacific Homes Limited | Blue Sea Plumbing & Heating Ltd
EP-2023-08278 | 2023-10-11 | 2812 E 41ST AVENUE, Vancouver, BC V5R 2X3 | Electrical Permit | Residential | New | Issued | Installation / Repair - Residential - ¦ 1FD + 1SS- 200A ¦ Electrical installation in a new one-family house with a secondary suite *An approved mechanical permit is required for the installation of air conditioning or heat pump unit at the time of installation before an electrical inspection will be performed >BP: To construct a 2 storey + basement one-family dwelling with a secondary suite located in the basement with a detached accessory building (garage) and open parking space, at the rear providing 3 parking spaces, having vehicular access from the lane. Note: This is a 2 storey building pursuant to the Zoning and Development By-Law 1- Covenant registered at the Land Title Office under (CB473917) 2- External mechanical unit proposed in rear yard 3- Schedule B: Antony Wang (604.618.6236) Structural 4- Schedule B: Xinyu Hu (604.783.5379) Geotechnical 5- HPO: JB Pacific Homes Limited ******THIS PERMIT HAS BEEN ISSUED UNDER THE REQUIREMENTS OF VBBL #12511 (2019)****** | Eltec Electric Ltd
MP-2023-02195 | 2023-12-08 | 2812 E 41ST AVENUE, Vancouver, BC V5R 2X3 | Mechanical Permit | NULL | NULL | Issued | NULL | Lumi HVAC Ltd
EP-2023-10807 | 2023-12-01 | 2812 E 41ST AVENUE, Vancouver, BC V5R 2X3 | Electrical Permit | Residential | New | Issued | Installation / Repair - Residential - To pre-wire and install security alarm, and TV/DATA/TEL Cables. >BP: To construct a 2 storey + basement one-family dwelling with a secondary suite located in the basement with a detached accessory building (garage) and open parking space, at the rear providing 3 parking spaces, having vehicular access from the lane. Note: This is a 2 storey building pursuant to the Zoning and Development By-Law 1- Covenant registered at the Land Title Office under (CB473917) 2- External mechanical unit proposed in rear yard 3- Schedule B: Antony Wang (604.618.6236) Structural 4- Schedule B: Xinyu Hu (604.783.5379) Geotechnical 5- HPO: JB Pacific Homes Limited The entire building, to be sprinklered to NFPA 13D. ******THIS PERMIT HAS BEEN ISSUED UNDER THE REQUIREMENTS OF VBBL #12511 (2019)****** | Yao Rong Xu
SP-2023-02180 | 2023-12-04 | 2812 E 41ST AVENUE, Vancouver, BC V5R 2X3 | Sprinkler Permit | Residential | New | Issued | Residential - new installation >BP: To construct a 2 storey + basement one-family dwelling with a secondary suite located in the basement with a detached accessory building (garage) and open parking space, at the rear providing 3 parking spaces, having vehicular access from the lane. Note: This is a 2 storey building pursuant to the Zoning and Development By-Law 1- Covenant registered at the Land Title Office under (CB473917) 2- External mechanical unit proposed in rear yard 3- Schedule B: Antony Wang (604.618.6236) Structural 4- Schedule B: Xinyu Hu (604.783.5379) Geotechnical 5- HPO: JB Pacific Homes Limited | Real Tech Fire Protection Ltd
PP-2023-02744 | 2023-08-02 | 2812 E 41ST AVENUE, Vancouver, BC V5R 2X3 | Plumbing Permit | Residential | New | Issued | Residential - Two Sump No Pump | CANADIAN EXCAVATING LTD.
EP-2023-06805 | 2023-07-26 | 2812 E 41ST AVENUE, Vancouver, BC V5R 2X3 | Electrical Permit | Residential | New | Issued | Temporary Power - Residential - To provide temporary power. | Eltec Electric Ltd
EP-2022-00922 | 2022-03-14 | 2812 E 41ST AVENUE, Vancouver, BC V5R 2X3 | Electrical Permit | Residential | Renovation | Completed | Installation / Repair - Residential - Fire. Rewire and replace all electrical including service -Fire, replace panel and service wire. Rewire and replace all devices. Rewire low voltage, telephone and cable throughout house. -the service will be new | Novawest Electrical Services Ltd
EP-2023-04064 | 2023-05-09 | 2281 E 40TH AVENUE, Vancouver, BC V5P 1J6 | Electrical Permit | Residential | New | Issued | Temporary Power - Residential - To provide temporary power. DB: To construct a 2 storey laneway house building ($225,000) with an attached garage and 1 open parking pad, providing a total of 2 parking spaces, having vehicular access from the 20' Lane. Note: This is a 1 ½ storey building pursuant to the Zoning & Development By-law. 1. Covenant not required with existing house 2. No Strata Titling permitted 3. No A/C Unit proposed 4. Entire building to be sprinklered 13R 5. Schedule B: (Md. Shahidul Alam) P.Eng (604.653.7475) Structural 6. Schedule B: (Md. Shahidul Alam) P.Eng (604.653.7475) Geotechnical 7. HPO: Residential Builder- Lamai Homes Ltd 8. HRV is required in laneway house as of year 2022 NOTE: To achieve the required FSR. A floor space exclusion of 3% has been applied to this application as per section 11.24.18 of the district schedule, to accommodate improved building performance. Address Information: Principle Dwelling: #1-2281 E 40th Av Secondary Suite: #2-2281 E 40th Av Laneway home: #3-2281 E 40th Av Address and suite number assigned as per approved plans for Fire and Emergency response. The address number is to be posted to the building to be visible from the street and the suite number is to be posted at the suite entry in accordance with the Building By-law prior to final inspection. NOTE: Information regarding the principal building on the survey and site plan is for reference only. Any discrepancy between information regarding the principal building on the survey and/or site plan and approved permit drawings for the principal building are neither approved nor authorized under this laneway house permit. *EXISTING HOUSE* Note: Bldg 1 (principal bldg) addressed #1-2281 E 40th Av retained on site. | Kaler Electrical Ltd
PP-2023-03148 | 2023-09-06 | 2281 E 40TH AVENUE, Vancouver, BC V5P 1J6 | Plumbing Permit | Residential | New | Issued | Residential - New laneway build with upper and lower level >BP: To construct a 2 storey laneway house building with an attached garage and 1 open parking pad, providing a total of 2 parking spaces, having vehicular access from the 20' Lane. Note: This is a 1 ½ storey building pursuant to the Zoning & Development By-law. 1. Covenant not required with existing house 2. No Strata Titling permitted 3. No A/C Unit proposed 4. Entire building to be sprinklered 13R 5. Schedule B: (Md. Shahidul Alam) P.Eng (604.653.7475) Structural 6. Schedule B: (Md. Shahidul Alam) P.Eng (604.653.7475) Geotechnical 7. HPO: Residential Builder- Lamai Homes Ltd 8. HRV is required in laneway house as of year 2022 | High Rise Mechanical Ltd
EP-2023-09784 | 2023-11-14 | 2281 E 40TH AVENUE, Vancouver, BC V5P 1J6 | Electrical Permit | Residential | Renovation | Issued | Installation / Repair - Residential - ¦ 1FD + 1SS: 200A ¦ 2 SEPARATE SERVICES: 1FD+SS: 200A ¦ LWH: 125A ¦ -we are having now two separate services 200amps for existing main house and 125amps for laneway | Kaler Electrical Ltd
PP-2023-03495 | 2023-10-04 | 2295 E 40TH AVENUE, Vancouver, BC V5P 1J6 | Plumbing Permit | Residential | New | Issued | Residential - Plumbing permit for Rennovation >BP: Exterior and interior alterations to convert the crawl space into living space(approx. 463sf) and change the use from Single Detached House to Single Detached House with Secondary Suite on this site. | Rain Coast Plumbing & Heating Ltd
EP-2024-00208 | 2024-01-18 | 2295 E 40TH AVENUE, Vancouver, BC V5P 1J6 | Electrical Permit | Residential | Renovation | Issued | Installation / Repair - Residential - Secondary suite wiring. 125A existing service to main house. DB-2023-00852: Exterior and interior alterations to convert the crawl space into living space(approx. 463sf) and change the use from Single Detached House to Single Detached House with Secondary Suite on this site. To remove any excavated material via the lane. Address note:2295 E 40th Av - Principal Dwelling (1st-2nd floor, east side basement) 5551 Nanaimo St - Secondary Suite (west side basement) Address has been assigned per the approved plans as the access to the secondary suite is from the west site. This access must be provided & maintained at all times; the address must be posted to be easily visible from the street: AND posted by the suite entry in accordance with the Building by-law. Note: - No strata-titling will be permitted. - This is a two story building pursuant to the Zoning and Development By-law. - An annual Vancouver Business License must be obtained prior to the rental of this approved single detached house with secondary suite on this site - Install interconnected, hardwired, 120 volt smoke alarms with battery back-up and silencing feature, in each sleeping unit and within 5m outside each sleeping areas on each storey as per Building Bylaw 9.10.19 - Install Carbon Monoxide Alarm as per Building Bylaw 9.32.4.2 &Bulletin 2007-07-BU/EL - Upgrade work under Part 11 (base don the value of work - energuide related Part 11.2.1.4) | L.H. ELECTRIC LTD
PP-2022-01516 | 2022-05-04 | 2234 E 43RD AVENUE, Vancouver, BC V5P 1M9 | Plumbing Permit | Residential | New | Completed | Residential - Installing new plumbing fixtures inside the main house **Amend 06/23/2022** The 2 additional fixtures are: 2 deck drains on above grade 2 level. >BP: To construct a 2 storey one-family dwelling with a secondary suite located in the Basement ($668,850) with a detached garage providing 2 parking spaces, having vehicular access from the street. Note: the entire building, INCLUDING THE ATTACHED GARAGE (if applicable), to be sprinklered to NFPA 13D 1. Covenant registered at the Land Title Office under CA9697655 2. No Strata Titling permitted 3. A/C proposed – Exterior component located in Rear, Interior component located in Main floor. 4. Schedule B: (K.T.C Nguyen) P.Eng (604.326.2701) Structural & Geotechnical 5. HPO: Residential Builder- Tyko Development Ltd Note: This is a 2 storey building pursuant to the Zoning and Development By-Law Address Information: Principle Dwelling: #1-2234 E 43rd Av Secondary Suite: #2-2234 E 43rd Av Address and suite numbers assigned as per approved plans for Fire and Emergency response. The address number is to be posted to the building to be visible from the street and the suite numbers are to be posted at the suite entries in accordance with the Building By-law prior to final inspection. **THIS PERMIT HAS BEEN ISSUED UNDER THE REQUIREMENTS OF VBBL #12511 (2019)** | SUNSHINE PLUMBING LTD
GP-2022-01687 | 2022-06-02 | 2234 E 43RD AVENUE, Vancouver, BC V5P 1M9 | Gas Permit | Residential | New | Completed | Residential - to install 1 boiler 2 range 1 bbq To construct a 2 storey one-family dwelling with a secondary suite located in the Basement with a detached garage providing 2 parking spaces, having vehicular access from the street. 1. Covenant registered at the Land Title Office under CA9697655 2. No Strata Titling permitted 3. A/C proposed – Exterior component located in Rear, Interior component located in Main floor. 4. Schedule B: (K.T.C Nguyen) P.Eng (604.326.2701) Structural & Geotechnical 5. HPO: Residential Builder- Tyko Development Ltd | Symbolistic Heating Ltd
EP-2022-05048 | 2022-06-14 | 2234 E 43RD AVENUE, Vancouver, BC V5P 1M9 | Electrical Permit | Residential | New | Completed | Installation / Repair - Residential - security,chime,tel,data,tv wiring and completion >BP: To construct a 2 storey one-family dwelling with a secondary suite located in the Basement ($668,850) with a detached garage providing 2 parking spaces, having vehicular access from the street. Note: the entire building, INCLUDING THE ATTACHED GARAGE (if applicable), to be sprinklered to NFPA 13D 1. Covenant registered at the Land Title Office under CA9697655 2. No Strata Titling permitted 3. A/C proposed – Exterior component located in Rear, Interior component located in Main floor. 4. Schedule B: (K.T.C Nguyen) P.Eng (604.326.2701) Structural & Geotechnical 5. HPO: Residential Builder- Tyko Development Ltd Note: This is a 2 storey building pursuant to the Zoning and Development By-Law Address Information: Principle Dwelling: #1-2234 E 43rd Av Secondary Suite: #2-2234 E 43rd Av Address and suite numbers assigned as per approved plans for Fire and Emergency response. The address number is to be posted to the building to be visible from the street and the suite numbers are to be posted at the suite entries in accordance with the Building By-law prior to final inspection. **THIS PERMIT HAS BEEN ISSUED UNDER THE REQUIREMENTS OF VBBL #12511 (2019)** | Repel Security Systems Ltd
EP-2022-02590 | 2022-04-05 | 2234 E 43RD AVENUE, Vancouver, BC V5P 1M9 | Electrical Permit | Residential | New | Completed | Installation / Repair - Residential - New one family dwelling with secondary suite to be built with new electrical wiring and service. >BP: To construct a 2 storey one-family dwelling with a secondary suite located in the Basement ($668,850) with a detached garage providing 2 parking spaces, having vehicular access from the street. Note: the entire building, INCLUDING THE ATTACHED GARAGE (if applicable), to be sprinklered to NFPA 13D 1. Covenant registered at the Land Title Office under CA9697655 2. No Strata Titling permitted 3. A/C proposed – Exterior component located in Rear, Interior component located in Main floor. 4. Schedule B: (K.T.C Nguyen) P.Eng (604.326.2701) Structural & Geotechnical 5. HPO: Residential Builder- Tyko Development Ltd | Skyview Electrical Ltd
PP-2022-00960 | 2022-03-22 | 2234 E 43RD AVENUE, Vancouver, BC V5P 1M9 | Plumbing Permit | Residential | New | Completed | Residential - Sump | Power Excavating Ltd
SP-2022-00974 | 2022-06-15 | 2234 E 43RD AVENUE, Vancouver, BC V5P 1M9 | Sprinkler Permit | Residential | New | Completed | Residential - Install sprinklers in sfd To construct a 2 storey one-family dwelling with a secondary suite located in the Basement with a detached garage providing 2 parking spaces, having vehicular access from the street. 1. Covenant registered at the Land Title Office under CA9697655 2. No Strata Titling permitted 3. A/C proposed – Exterior component located in Rear, Interior component located in Main floor. 4. Schedule B: (K.T.C Nguyen) P.Eng (604.326.2701) Structural & Geotechnical 5. HPO: Residential Builder- Tyko Development Ltd | Gold Key Fire Protection Ltd
EP-2022-04586 | 2022-05-31 | 395 E 40TH AVENUE, Vancouver, BC V5W 1M1 | Electrical Permit | Residential | New | Expired | Temporary Power - Residential - To provide temporary power. | Indy Electrical Ltd
PP-2022-04548 | 2023-01-03 | 395 E 40TH AVENUE, Vancouver, BC V5W 1M1 | Plumbing Permit | Residential | New | Issued | Residential - install sumps | Ajac Construction & Excavation Inc
EP-2023-04578 | 2023-06-02 | 395 E 40TH AVENUE, Vancouver, BC V5W 1M1 | Electrical Permit | Residential | New | Issued | Installation / Repair - Residential - NEW ELECTRICAL FOR DUPLEX MAIN SERVICE 200AMPS 125AMPS TO EACH UNIT >BP: To construct a two-storey two-family dwelling, with a detached accessory building (garage) at the rear providing 2 parking spaces, having vehicular access from the lane. Note: This is a 2 storey building pursuant to the Zoning and Development By-Law 1. No strata titling permitted. 2. A/C units proposed in rear yard. 3. Bar sinks proposed in main floor. 4. Schedule B: KE Jian, MA (604.599.8890) Structural & Geotechnical 5. HPO: 0869270 BC LTD | Indy Electrical Ltd
GP-2023-01791 | 2023-06-12 | 395 E 40TH AVENUE, Vancouver, BC V5W 1M1 | Gas Permit | Residential | New | Issued | Residential - 2 Fireplaces >BP: To construct a two-storey two-family dwelling Amendment: June 28, 2023- Added 1 fireplace to bring total to 2 | The LM Fireplace Warehouse Ltd.
SP-2023-01065 | 2023-06-19 | 395 E 40TH AVENUE, Vancouver, BC V5W 1M1 | Sprinkler Permit | Residential | New | Issued | Residential - 2FD - SOUTH - 395 E 40TH AV NORTH - 5481 PRINCE EDWARD ST New fire sprinkler installation >DB: To construct a two-storey two-family dwelling, with a detached accessory building (garage) at the rear providing 2 parking spaces, having vehicular access from the lane. Note: This is a 2 storey building pursuant to the Zoning and Development By-Law 1. No strata titling permitted. 2. A/C units proposed in rear yard. 3. Bar sinks proposed in main floor. ******THIS PERMIT HAS BEEN ISSUED UNDER THE REQUIREMENTS OF VBBL #12511 (2019)****** The entire building, to be sprinklered to 2 x NFPA 13D. | Spectrum Fire Protection Ltd
EP-2023-05656 | 2023-06-26 | 395 E 40TH AVENUE, Vancouver, BC V5W 1M1 | Electrical Permit | Residential | New | Issued | Installation / Repair - Residential - Install security, intercom, camera, speaker, tel, tv, data rough in & completion. >BP: To construct a two-storey two-family dwelling, with a detached accessory building (garage) at the rear providing 2 parking spaces, having vehicular access from the lane. This Building Permit will remain in a suspended status until the associated (green) Demolition Permit BP-2021-06303 is completed. Note: This is a 2 storey building pursuant to the Zoning and Development By-Law 1. No strata titling permitted. 2. A/C units proposed in rear yard. 3. Bar sinks proposed in main floor. 4. Schedule B: KE Jian, MA (604.599.8890) Structural & Geotechnical 5. HPO: 0869270 BC LTD ******THIS PERMIT HAS BEEN ISSUED UNDER THE REQUIREMENTS OF VBBL #12511 (2019)****** Combustible projections or roof soffits on an exposing building face shall not project to less than .45m from the property line and shall be in compliance with VBBL 2019 9.10.15.5.(9) The entire building, to be sprinklered to 2 x NFPA 13D. | Repel Security Systems Ltd
GP-2023-01950 | 2023-06-28 | 395 E 40TH AVENUE, Vancouver, BC V5W 1M1 | Gas Permit | Residential | New | Issued | Residential - 2 Range, 2 Boiler, 2 BBQ & 2 Fireplace Black iron piping for gas installation for residential duplex >BP: To construct a two-storey two-family dwelling | Red Mechanical
PP-2023-01264 | 2023-04-12 | 395 E 40TH AVENUE, Vancouver, BC V5W 1M1 | Plumbing Permit | Residential | New | Issued | Residential - Plumbing for new residential duplex home >BP: To construct a two-storey two-family dwelling, with a detached accessory building (garage) at the rear providing 2 parking spaces, having vehicular access from the lane. Note: This is a 2 storey building pursuant to the Zoning and Development By-Law 1. No strata titling permitted. 2. A/C units proposed in rear yard. 3. Bar sinks proposed in main floor. 4. Schedule B: KE Jian, MA (604.599.8890) Structural & Geotechnical 5. HPO: 0869270 BC LTD | Red Mechanical
MP-2023-00694 | 2023-04-25 | 395 E 40TH AVENUE, Vancouver, BC V5W 1M1 | Mechanical Permit | NULL | NULL | Issued | NULL | Red Mechanical
PP-2023-04176 | 2023-11-28 | 395 E 40TH AVENUE, Vancouver, BC V5W 1M1 | Plumbing Permit | Residential | New | Issued | Residential - 2FD - 3/4 DCVA backflow preventer for lawn irrigation | Yue Jin Qiu
GP-2022-00658 | 2022-03-01 | 778 E 40TH AVENUE, Vancouver, BC V5W 1M2 | Gas Permit | Residential | Addition | Completed | Residential - Replacement of heating boiler system | BCRC Plumbing and Heating Ltd
EP-2023-05766 | 2023-07-05 | 904 E 40TH AVENUE, Vancouver, BC V5W 1M3 | Electrical Permit | Residential | Renovation | Completed | Installation / Repair - Residential - Service Upgrade from 100 to 200amp. Panel relocation and circuit changes. Lighting and receptacle relocation. No cutting into ceilings/walls or fire rated walls. The service/meter upgrade will not be a location change at the time of the meter change. | LJGC Contracting Ltd
EP-2022-10764 | 2022-12-23 | 910 E 40TH AVENUE, Vancouver, BC V5W 1M3 | Electrical Permit | Residential | New | Completed | Installation / Repair - Residential - Extra Low Voltage Roughin and Finshing for TV, Tel, Data, CCTV , Security Alarm System and Vacuum System >BP: To construct a 2 storey one-family dwelling with a secondary suite located in the Basement ($862,250.00) with an open parking pad, providing 1 parking space, having vehicular access from the 20' Lane. 1. Covenant registered at the Land Title Office under CA9554747 2. No Strata Titling permitted 3. A/C proposed – Exterior component located in front yard, Interior component located in Second Floor Plan. 4. Schedule B: ( Xue Li Chen) P.Eng (778-235-5447) Structural, Geotechnical 5. HPO: Residential Builder- (TOMS INVESTMENT GROUP INC.) | Secure Worx AV & Automation Inc
SP-2022-02113 | 2022-12-22 | 910 E 40TH AVENUE, Vancouver, BC V5W 1M3 | Sprinkler Permit | Residential | New | Completed | Residential - Install new sprinkler head To construct a 2 storey one-family dwelling with a secondary suite located in the Basement with an open parking pad, providing 1 parking space, having vehicular access from the 20' Lane. 1. Covenant registered at the Land Title Office under CA9554747 2. No Strata Titling permitted 3. A/C proposed – Exterior component located in front yard, Interior component located in Second Floor Plan. 4. Schedule B: ( Xue Li Chen) P.Eng (778-235-5447) Structural, Geotechnical 5. HPO: Residential Builder- (TOMS INVESTMENT GROUP INC.) Oct 4/2023-AMEND Floor Test provided | RAHELU PLUMBING & HEATING LTD.
EP-2022-10589 | 2022-12-20 | 910 E 40TH AVENUE, Vancouver, BC V5W 1M3 | Electrical Permit | Residential | New | Completed | Installation / Repair - Residential - New house electrical wiring and finishing >BP: To construct a 2 storey one-family dwelling with a secondary suite located in the Basement ($862,250.00) with an open parking pad, providing 1 parking space, having vehicular access from the 20' Lane. 1. Covenant registered at the Land Title Office under CA9554747 2. No Strata Titling permitted 3. A/C proposed – Exterior component located in front yard, Interior component located in Second Floor Plan. 4. Schedule B: ( Xue Li Chen) P.Eng (778-235-5447) Structural, Geotechnical 5. HPO: Residential Builder- (TOMS INVESTMENT GROUP INC.) Note: This is a 2 storey building pursuant to the Zoning and Development By-Law ** Laneway house permit under DB-2021-05536.** **THIS PERMIT HAS BEEN ISSUED UNDER THE REQUIREMENTS OF VBBL #12511 (2019) ** | Swaich Electrical Ltd
GP-2022-03922 | 2022-12-09 | 910 E 40TH AVENUE, Vancouver, BC V5W 1M3 | Gas Permit | Residential | New | Completed | Residential - 1FD+SS - #1 & #2 - Gas work >DB: To construct a 2 storey one-family dwelling with a secondary suite located in the Basement with an open parking pad, providing 1 parking space, having vehicular access from the 20' Lane. 1. Covenant registered at the Land Title Office under CA9554747 2. No Strata Titling permitted 3. A/C proposed – Exterior component located in front yard, Interior component located in Second Floor Plan. | RAHELU PLUMBING & HEATING LTD.
MP-2022-00497 | 2022-11-01 | 910 E 40TH AVENUE, Vancouver, BC V5W 1M3 | Mechanical Permit | NULL | NULL | Completed | NULL | RAHELU PLUMBING & HEATING LTD.
PP-2022-03749 | 2022-10-19 | 910 E 40TH AVENUE, Vancouver, BC V5W 1M3 | Plumbing Permit | Residential | New | Completed | Residential - Plumbing for: >BP: To construct a 2 storey one-family dwelling with a secondary suite located in the Basement ($862,250.00) with an open parking pad, providing 1 parking space, having vehicular access from the 20' Lane. 1. Covenant registered at the Land Title Office under CA9554747 2. No Strata Titling permitted 3. A/C proposed – Exterior component located in front yard, Interior component located in Second Floor Plan. 4. Schedule B: ((SHAMBHU N. BISWAS) P.Eng (604-250-8666) Structural, Geotechnical 5. HPO: Residential Builder- (TOMS INVESTMENT GROUP INC.) | RAHELU PLUMBING & HEATING LTD.
PP-2022-03199 | 2022-09-14 | 910 E 40TH AVENUE, Vancouver, BC V5W 1M3 | Plumbing Permit | Residential | New | Completed | Residential - SUMP | Bluewater Mechanical Ltd
EP-2022-03268 | 2022-04-23 | 910 E 40TH AVENUE, Vancouver, BC V5W 1M3 | Electrical Permit | Residential | New | Expired | Temporary Power - Residential - To provide temporary power. | Simplex Electrical Ltd
EP-2022-10787 | 2023-01-03 | 1005 E 40TH AVENUE, Vancouver, BC V5W 1M5 | Electrical Permit | Residential | Addition | Completed | Installation / Repair - Residential - upgrade panel from 100 A to 200 A >>>>Amend: January 19, 2023 We upgraded 200A service , single phase ,3wire | Pacific Total Electric Ltd
GP-2023-03778 | 2023-11-29 | 1062 E 40TH AVENUE, Vancouver, BC V5W 1M4 | Gas Permit | Residential | Renovation | Completed | Residential - hot water tank | Hillcrest Plumbing & Heating (1991) Ltd
GP-2024-00024 | 2024-01-05 | 1062 E 40TH AVENUE, Vancouver, BC V5W 1M4 | Gas Permit | Residential | Renovation | Issued | Residential - replacement of speed blower furnace | Hillcrest Plumbing & Heating (1991) Ltd
EP-2022-10255 | 2022-12-05 | 2563 E 41ST AVENUE, Vancouver, BC V5R 2W6 | Electrical Permit | Residential | Renovation | Completed | Installation / Repair - Residential - Service upgrade from 100A single phase 240v to single phase 240v 200A | Ling-Tec Electrical Service Ltd
GP-2022-00379 | 2023-02-17 | 2596 E 41ST AVENUE, Vancouver, BC V5R 2W7 | Gas Permit | Residential | Renovation | Completed | Residential - furnace replacement | Save On Water Heater & Furnace Inc
EP-2022-04573 | 2022-05-31 | 1548 E 41ST AVENUE, Vancouver, BC V5P 1K2 | Electrical Permit | Residential | New | Expired | Temporary Power - Residential - To provide temporary power. | Bindi Electrical Services Ltd
PP-2023-02682 | 2023-07-28 | 1548 E 41ST AVENUE, Vancouver, BC V5P 1K2 | Plumbing Permit | Residential | New | Issued | Residential - 2FD+2SS - WEST - 1548 E 41ST AV - #1 & #2 EAST - 1550 E 41ST AV - #1 & #2 plumbing >DB: To construct a two-storey two-family dwelling with two secondary suites located in the basement, with a detached accessory building (garage) and open parking pad at the rear providing 4 parking spaces, having vehicular access from the lane. Note: This is a 2 storey building pursuant to the Zoning and Development By-Law 1. A/C units proposed in rear & front yards. ******THIS PERMIT HAS BEEN ISSUED UNDER THE REQUIREMENTS OF VBBL #12511 (2019)****** The entire building, to be sprinklered to 2 x NFPA 13D. | Any Hour Plumbing Heating and Electrical Ltd
NULL | NULL | 1548 E 41ST AVENUE, Vancouver, BC V5P 1K2 | Mechanical Permit | NULL | NULL | Withdrawn | NULL | Any Hour Plumbing Heating and Electrical Ltd
NULL | NULL | 1548 E 41ST AVENUE, Vancouver, BC V5P 1K2 | Mechanical Permit | NULL | NULL | Draft | NULL | Any Hour Plumbing Heating and Electrical Ltd
MP-2023-01411 | 2023-08-02 | 1548 E 41ST AVENUE, Vancouver, BC V5P 1K2 | Mechanical Permit | NULL | NULL | Issued | NULL | Any Hour Plumbing Heating and Electrical Ltd
PP-2023-02620 | NULL | 1548 E 41ST AVENUE, Vancouver, BC V5P 1K2 | Plumbing Permit | Residential | New | Withdrawn | Residential - PLUMBING | Any Hour Plumbing Heating and Electrical Ltd
EP-2023-05190 | 2023-06-09 | 1548 E 41ST AVENUE, Vancouver, BC V5P 1K2 | Electrical Permit | Residential | New | Issued | Temporary Power - Residential - To provide temporary power. Amend: July 11, 2023 Change service from 100 amp to 70 amp Amend: July 14, 2023 Main service 100 amp - change back to 100 amp | ALPHA TECH ELECTRICAL LTD
PP-2023-01874 | 2023-05-26 | 1548 E 41ST AVENUE, Vancouver, BC V5P 1K2 | Plumbing Permit | Residential | New | Issued | Residential - Sentry and storm con with sump | AKAL DEMOLITION & EXCAVATING LTD
SP-2023-01639 | 2023-09-07 | 1548 E 41ST AVENUE, Vancouver, BC V5P 1K2 | Sprinkler Permit | Residential | New | Issued | Residential - 2FD+2SS - WEST - 1548 E 41ST AV - #1 & #2 EAST - 1550 E 41ST AV - #1 & #2 Piping and fixture installation >DB: To construct a two-storey two-family dwelling with two secondary suites located in the basement, with a detached accessory building (garage) and open parking pad at the rear providing 4 parking spaces, having vehicular access from the lane. Note: This is a 2 storey building pursuant to the Zoning and Development By-Law 1. A/C units proposed in rear & front yards. ******THIS PERMIT HAS BEEN ISSUED UNDER THE REQUIREMENTS OF VBBL #12511 (2019)****** The entire building, to be sprinklered to 2 x NFPA 13D. | RG Plumbing Ltd
GP-2023-02641 | 2023-09-13 | 1548 E 41ST AVENUE, Vancouver, BC V5P 1K2 | Gas Permit | Residential | New | Issued | Residential - Rough in and complete installation of 2 Navien boilers (2x 210000 btu) Piping only for 4 cooktops, 2 dryers & 2 bbq's >BP: To construct a two-storey two-family dwelling with two secondary suites located in the basement, with a detached accessory building (garage) and open parking pad at the rear providing 4 parking spaces, having vehicular access from the lane. ***Amendment - July 19. 2023 - Added 4 cooktops, 2 BBq's and 2 Dryers*** | Artemis Plumbing and Heating Ltd
GP-2023-02629 | 2023-09-08 | 1548 E 41ST AVENUE, Vancouver, BC V5P 1K2 | Gas Permit | Residential | New | Issued | Residential - 2 Fireplaces >BP: To construct a two-storey two-family dwelling with two secondary suites located in the basement, with a detached accessory building (garage) and open parking pad at the rear providing 4 parking spaces, having vehicular access from the lane. | Canadian Fireplace Ltd
EP-2023-07611 | 2023-08-25 | 1548 E 41ST AVENUE, Vancouver, BC V5P 1K2 | Electrical Permit | Residential | New | Issued | Installation / Repair - Residential - Installation of extra low voltage: Class 2 Circuits (extra-low voltage: intercom, security-prewire). Complete Security Alarm System. >BP: To construct a two-storey two-family dwelling with two secondary suites located in the basement, with a detached accessory building (garage) and open parking pad at the rear providing 4 parking spaces, having vehicular access from the lane. | AJ INTEGRATED SERVICES LTD
EP-2023-07484 | 2023-08-29 | 1548 E 41ST AVENUE, Vancouver, BC V5P 1K2 | Electrical Permit | Residential | New | Issued | Installation / Repair - Residential - ¦ 2FD + 2SS- 200A ¦ New Duplex wiring finishing and service with 200 amp main service and 100 amp each unit Gas range in main house and suite Gas dryer in legal suite 100 amp each unit 200 amp main service *An approved mechanical permit is required for the installation of air conditioning or heat pump unit at the time of installation before an electrical inspection will be performed >BP: To construct a two-storey two-family dwelling with two secondary suites located in the basement, with a detached accessory building (garage) and open parking pad at the rear providing 4 parking spaces, having vehicular access from the lane. Note: This is a 2 storey building pursuant to the Zoning and Development By-Law 1. A/C units proposed in rear & front yards. 2. Schedule B: Jason Hui, P.Eng (778-319-3403) Structural & Geotechnical 3. HPO: UR Land Construction Ltd. ******THIS PERMIT HAS BEEN ISSUED UNDER THE REQUIREMENTS OF VBBL #12511 (2019)****** Combustible projections or roof soffits on an exposing building face shall not project to less than .45m from the property line and shall be in compliance with VBBL 2019 9.10.15.5.(9) The entire building, to be sprinklered to 2 x NFPA 13D. | ALPHA TECH ELECTRICAL LTD
EP-2022-07848 | 2022-09-27 | 1708 E 41ST AVENUE, Vancouver, BC V5P 1K6 | Electrical Permit | Residential | Renovation | Completed | Installation / Repair - Residential - ***BUILDING PERMIT to FOLLOW** -CF-2018-016519 -IA-2022-00212 -As per IA-2022-00212- Electrical Inspector comments: Electrical hazard. At the order of city, remove an illegal construction that touches street power line to the house. -standing of home owner to apply for electrical permit; contacting BC Hydro for power cut-off and reconnect; watching illegal construction safely removed. | Gan Liu
GP-2023-03116 | 2023-10-18 | 1721 E 41ST AVENUE, Vancouver, BC V5P 1K7 | Gas Permit | Residential | Tenant Improvement | Issued | Residential - Replaced boiler | PAPA PLUMBING & HEATING LTD.
EP-2022-03814 | 2022-05-11 | 1722 E 41ST AVENUE, Vancouver, BC V5P 1K6 | Electrical Permit | Residential | Addition | Completed | Installation / Repair - Residential - Upgrade service from 60A to 200A. | Powerful Electric Ltd
EP-2023-09705 | 2023-11-06 | 1745 E 41ST AVENUE, Vancouver, BC V5P 1K7 | Electrical Permit | Residential | Renovation | Issued | Installation / Repair - Residential - Service upgrade from 100A to 200A >Permit Amendment Dec 15, 2023 -"Service upgrade to 200A. Add rough in basement renovation" | Line In Electric Ltd
PP-2023-04253 | 2023-12-06 | 1745 E 41ST AVENUE, Vancouver, BC V5P 1K7 | Plumbing Permit | Residential | Renovation | Issued | Residential - Adding 1 toilet , 1 lav , 1 shower, 1 hand sink >BP: Interior alterations to renovate the basement of this existing Single Detached House on this site. the scope includes: Restore the interconnected stairs new partition & doors remove the unauthorized cover over the rear deck. | Tuyet Minh Huynh
GP-2022-03475 | 2022-11-08 | 2948 E 41ST AVENUE, Vancouver, BC V5R 2X5 | Gas Permit | Residential | Renovation | Completed | Residential - hwt re&re | Ferenc Nagy
PP-2023-02291 | 2023-06-28 | 46 E 42ND AVENUE, Vancouver, BC V5W 1S3 | Plumbing Permit | Residential | New | Issued | Residential - Two out side sumps with out pump | JVT EXCAVATING & DEMOLITION LTD
EP-2023-01195 | 2023-02-13 | 46 E 42ND AVENUE, Vancouver, BC V5W 1S3 | Electrical Permit | Residential | New | Issued | Temporary Power - Residential - To provide temporary power. NOTE: Work authorized by this permit is for placement of a temporary power pole only and does not authorize any site construction and/or excavation. A separate Building Permit will be required prior to commencement of any other work on this site. | E G ELECTRICAL LTD.
MP-2023-02106 | 2023-11-28 | 46 E 42ND AVENUE, Vancouver, BC V5W 1S3 | Mechanical Permit | NULL | NULL | Issued | NULL | Power Cool Electrical & Refrigeration Mech Ltd
SP-2023-02143 | 2023-11-24 | 46 E 42ND AVENUE, Vancouver, BC V5W 1S3 | Sprinkler Permit | Residential | New | Issued | Residential - New sprinkler system installation >BP: 1 FD + SS To construct a 2 storey one-family dwelling with a secondary suite located in the Basement. **Existing 2 car garage to remain at the rear providing 2 parking spaces, having vehicular access from the lane. The entire building, INCLUDING THE ATTACHED GARAGE (if applicable), to be sprinklered to NFPA 13D. Note: This is a 2 storey building pursuant to the Zoning and Development By-Law 1- Covenant registered at the Land Title Office under CB293426 2- No strata titling permitted 3- Exterior/Interior mechanical unit (heat pump proposed as per original plans) 4- 8’ bar sink proposed in cellar 5- Schedule B: YATENDRA KUMAR SHARMA P.Eng. (778-863- 7076) Structural and Geotechnical 6- HPO: Maximus Vision Group | MP FIRE PROTECTION LTD
GP-2023-03378 | 2023-11-07 | 46 E 42ND AVENUE, Vancouver, BC V5W 1S3 | Gas Permit | Residential | New | Issued | Residential - 1 Range, 1 Fireplace, 1 Fire Pit & 1 BBQ Fireplace, BBQ & Fire Pit - piping only >BP: To construct a 2 storey one-family dwelling with a secondary suite located in the Basement ($850,000.00). | GAHEER Bros Mechanical Ltd
EP-2023-10020 | 2023-11-21 | 46 E 42ND AVENUE, Vancouver, BC V5W 1S3 | Electrical Permit | Residential | New | Issued | Installation / Repair - Residential - ¦ 1FD + 1SS: 200A ¦ New house electrical rough wiring and finishing with overhead 200 amp service *An approved mechanical permit is required for the installation of air conditioning or heat pump unit before a final electrical inspection will be performed >BP: To construct a 2 storey one-family dwelling with a secondary suite located in the Basement ($850,000.00). **Existing 2 car garage to remain at the rear providing 2 parking spaces, having vehicular access from the lane. The entire building, INCLUDING THE ATTACHED GARAGE (if applicable), to be sprinklered to NFPA 13D. Note: This is a 2 storey building pursuant to the Zoning and Development By-Law 1- Covenant registered at the Land Title Office under CB293426 2- No strata titling permitted 3- Exterior/Interior mechanical unit (heat pump proposed as per original plans) 4- 8’ bar sink proposed in cellar 5- Schedule B: YATENDRA KUMAR SHARMA P.Eng. (778-863- 7076) Structural and Geotechnical 6- HPO: Maximus Vision Group Combustible projections or roof soffits on an exposing building face shall not project to less than .45m from the property line and shall be in compliance with VBBL 2014 9.10.15.5.(9) ***This permit is issued under the VBBL 2019, with updated energy requirements as per bylaw # 12997 effective Jan 01, 2022.*** | E G ELECTRICAL LTD.
EP-2023-10012 | 2023-11-08 | 46 E 42ND AVENUE, Vancouver, BC V5W 1S3 | Electrical Permit | Residential | New | Issued | Installation / Repair - Residential - security alarm/tv/tel/data/cameras/sound/doorbell/underground conduit -complete security alarm installation >BP: To construct a 2 storey one-family dwelling with a secondary suite located in the Basement | Sidhu, Bhag Singh DBA: Astech Automation & Security Technologies
GP-2023-03557 | 2023-11-16 | 46 E 42ND AVENUE, Vancouver, BC V5W 1S3 | Gas Permit | Residential | New | Issued | Residential - 1 Fireplace venting and hookup >BP: To construct a 2 storey one-family dwelling with a secondary suite located in the Basement ($850,000.00). | REAL LIGHTING & FIREPLACES LTD
PP-2023-02834 | 2023-08-10 | 46 E 42ND AVENUE, Vancouver, BC V5W 1S3 | Plumbing Permit | Residential | New | Issued | Residential - Plumbing for new: BP: 1 FD + SS To construct a 2 storey one-family dwelling with a secondary suite located in the Basement ($850,000.00). **Existing 2 car garage to remain at the rear providing 2 parking spaces, having vehicular access from the lane. The entire building, INCLUDING THE ATTACHED GARAGE (if applicable), to be sprinklered to NFPA 13D. Note: This is a 2 storey building pursuant to the Zoning and Development By-Law 1- Covenant registered at the Land Title Office under CB293426 2- No strata titling permitted 3- No A/C unit proposed 4- 8’ bar sink proposed in cellar 5- Schedule B: YATENDRA KUMAR SHARMA P.Eng. (778-863- 7076) Structural and Geotechnical 6- HPO: Maximus Vision Group | GAHEER Bros Mechanical Ltd
NULL | NULL | 46 E 42ND AVENUE, Vancouver, BC V5W 1S3 | Mechanical Permit | NULL | NULL | Draft | NULL | NULL
MP-2023-01745 | 2023-09-26 | 46 E 42ND AVENUE, Vancouver, BC V5W 1S3 | Mechanical Permit | NULL | NULL | Issued | NULL | GAHEER Bros Mechanical Ltd
GP-2023-03983 | 2023-12-11 | 77 E 42ND AVENUE, Vancouver, BC V5W 1S4 | Gas Permit | Residential | Renovation | Completed | Residential - RE&RE furnace | Milani Plumbing Heating & Air Conditioning Ltd
GP-2023-03061 | 2023-10-13 | 98 E 42ND AVENUE, Vancouver, BC V5W 1S3 | Gas Permit | Residential | Renovation | Completed | Residential - Removal of current boiler, replacement with IBC | Pioneer Plumbing & Heating Inc
EP-2022-01195 | 2022-02-14 | 121 E 42ND AVENUE, Vancouver, BC V5W 1S5 | Electrical Permit | Residential | New | Expired | Temporary Power - Residential - To provide temporary power. | Apaar Electrical Ltd
GP-2023-00617 | 2023-02-24 | 121 E 42ND AVENUE, Vancouver, BC V5W 1S5 | Gas Permit | Residential | New | Completed | Residential - to install 2 Boilers,2 Range and rough in for 2 BBQs in a Duplex >BP: To construct a two-storey two-family dwelling ($751,000), with a detached accessory building (garage) at the rear providing 2 parking spaces, having vehicular access from the lane. | ACME PLUMBING HEATING & GAS LTD.
SP-2023-00300 | 2023-02-22 | 121 E 42ND AVENUE, Vancouver, BC V5W 1S5 | Sprinkler Permit | Residential | New | Completed | Residential - 2FD - FRONT - 121 E 42ND AV BACK - 123 E 42ND AV to install a new Sprinkler system in the Duplex >DB: To construct a two-storey two-family dwelling, with a detached accessory building (garage) at the rear providing 2 parking spaces, having vehicular access from the lane. Note: This is a 2 storey building pursuant to the Zoning and Development By-Law 1. A/C units proposed in rear yard 2. No Bar sinks proposed | ACME PLUMBING HEATING & GAS LTD.
EP-2023-01638 | 2023-02-27 | 121 E 42ND AVENUE, Vancouver, BC V5W 1S5 | Electrical Permit | Residential | New | Completed | Installation / Repair - Residential - Security system data cable >BP: To construct a two-storey two-family dwelling ($751,000), with a detached accessory building (garage) at the rear providing 2 parking spaces, having vehicular access from the lane. | Guardwell Service Ltd
EP-2023-01639 | NULL | 121 E 42ND AVENUE, Vancouver, BC V5W 1S5 | Electrical Permit | Residential | New | Application Incomplete | Installation / Repair - Residential - Security system data | Guardwell Service Ltd
MP-2022-00456 | 2022-10-22 | 121 E 42ND AVENUE, Vancouver, BC V5W 1S5 | Mechanical Permit | NULL | NULL | Completed | NULL | ACME PLUMBING HEATING & GAS LTD.
PP-2022-03602 | 2022-10-11 | 121 E 42ND AVENUE, Vancouver, BC V5W 1S5 | Plumbing Permit | Residential | New | Completed | Residential - New plumbing for: >BP: To construct a two-storey two-family dwelling ($751,000), with a detached accessory building (garage) at the rear providing 2 parking spaces, having vehicular access from the lane. Note: This is a 2 storey building pursuant to the Zoning and Development By-Law 1. A/C units proposed in rear yard 2. No Bar sinks proposed 3. Schedule B: Jason Hui, P. Eng (Structural & Geotechnical) 4. HPO: Residential Builder - Canada Wing-Form Development Ltd | ACME PLUMBING HEATING & GAS LTD.
EP-2022-10421 | 2023-02-08 | 121 E 42ND AVENUE, Vancouver, BC V5W 1S5 | Electrical Permit | Residential | New | Completed | Installation / Repair - Residential - Wiring new duplex house. >DB: To construct a two-storey two-family dwelling ($751,000), with a detached accessory building (garage) at the rear providing 2 parking spaces, having vehicular access from the lane. Note: This is a 2 storey building pursuant to the Zoning and Development By-Law 1. A/C units proposed in rear yard 2. No Bar sinks proposed 3. Schedule B: Jason Hui, P. Eng (Structural & Geotechnical) 4. HPO: Residential Builder - Canada Wing-Form Development Ltd | Powerful Electric Ltd
PP-2022-02880 | 2022-08-17 | 121 E 42ND AVENUE, Vancouver, BC V5W 1S5 | Plumbing Permit | Residential | New | Completed | Residential - SUMPS | JVT EXCAVATING & DEMOLITION LTD
GP-2022-02719 | 2022-10-04 | 124 E 42ND AVENUE, Vancouver, BC V5W 1S6 | Gas Permit | Residential | Renovation | Completed | Residential - RE N RE - Hot Water Heater Replacement | Hillcrest Plumbing & Heating (1991) Ltd
GP-2023-01601 | 2023-05-18 | 2738 E 27TH AVENUE, Vancouver, BC V5R 1N5 | Gas Permit | Residential | Tenant Improvement | Completed | Residential - Removal of hot water tank and furnace. Install Combination furnace(tankless) | Suter Services Ltd
GP-2022-04003 | 2022-12-15 | 927 E 29TH AVENUE, Vancouver, BC V5V 2S3 | Gas Permit | Residential | Tenant Improvement | Completed | Residential - Re and Re the boiler | Moore & Russell Heating Ltd
GP-2022-03775 | 2022-11-29 | 935 E 29TH AVENUE, Vancouver, BC V5V 2S3 | Gas Permit | Residential | Renovation | Completed | Residential - install gas fireplace | Campbell Care Plumbing, Heating & Air Ltd.
EP-2022-06839 | 2022-08-15 | 949 E 29TH AVENUE, Vancouver, BC V5V 2S3 | Electrical Permit | Residential | Renovation | Completed | Installation / Repair - Residential - Legal Suite Wiring Service Upgrade from 100A to 200A Lighting Installation on the main floor smoke Alarm wiring and installation >BP: Exterior and interior alterations to change the use from one family dwelling to one family dwelling with secondary suite at this existing building on this site. Exterior alterations are limited to: 1) Removal of the unauthorized awning and reduce the deck size to 3"0" 2) Changes to the site impermeable coverage to be at 60 percent. Ok for field review per M. Lee Structural Schedule B submitted by Mir Afshar Niakouei P. Eng., 778-840-9867 Notes: - No strata titling will be permitted. - Dedicated 3' wide firefighter access path with overhead clearance of 2m to be maintained at all times. - An annual Vancouver Business Licence must be obtained prior to the rental of this approved one family dwelling and/or secondary suite on this site. | Vantech Electric Ltd
PP-2022-02790 | 2022-08-11 | 949 E 29TH AVENUE, Vancouver, BC V5V 2S3 | Plumbing Permit | Residential | Renovation | Completed | Residential - water repiping and add one bath tub , one washer relocation kitchen sink and vanity Exterior and interior alterations to change the use from one family dwelling to one family dwelling with secondary suite at this existing building on this site. | Mirage Plumbing Ltd
NULL | NULL | 949 E 29TH AVENUE, Vancouver, BC V5V 2S3 | Mechanical Permit | NULL | NULL | Withdrawn | NULL | NULL
GP-2022-02390 | 2022-08-15 | 949 E 29TH AVENUE, Vancouver, BC V5V 2S3 | Gas Permit | Residential | Renovation | Completed | Residential - Install new high efficiency Vissman boiler Install new gas stove Install new bbq box Boiler 99000 btu Range 5000 btu >Exterior and interior alterations to change the use from one family dwelling to one family dwelling with secondary suite at this existing building on this site. Exterior alterations are limited to: 1) Removal of the unauthorized awning and reduce the deck size to 3"0" 2) Changes to the site impermeable coverage to be at 60 percent. Ok for field review per M. Lee Structural Schedule B submitted by Mir Afshar Niakouei P. Eng., 778-840-9867 Notes: - No strata titling will be permitted. - Dedicated 3' wide firefighter access path with overhead clearance of 2m to be maintained at all times. - An annual Vancouver Business Licence must be obtained prior to the rental of this approved one family dwelling and/or secondary suite on this site. | Mondial Mechanical Corporation
EP-2023-08843 | 2023-10-03 | 962 E 29TH AVENUE, Vancouver, BC V5V 2S4 | Electrical Permit | Residential | Renovation | Completed | Installation / Repair - Residential - 200 amp service upgrade. No new loads. | EVANSON ELECTRIC LTD
EP-2023-07485 | 2023-08-16 | 973 E 29TH AVENUE, Vancouver, BC V5V 2S3 | Electrical Permit | Residential | Renovation | Issued | Installation / Repair - Residential - Installation for low voltage prewiring and finish, alarm and network only. >BP: Exterior and interior alterations to change the use from two family dwelling to one family dwelling with a secondary suite. Scope of work: - Removal of enclosed storage shed below rear deck. interior walls, doors, and plumbing fixtures - 1st fl - remove & relocate interior stairs, update kitchen, relocate bathroom - 2nd fl - create 3 bedrooms, remove & relocate interior stairs, relocate bathroom and create a master bathroom, install 3 new skylights OK for Field Review per J. Zhang, March 1st, 2022 REUP submitted per N. Dhaliwal, 604-773-0673 This is not a sprinklered building Schedule B Structural submitted per Jason Hui, 778-319-3403 | Aslan Security Systems Ltd
NULL | NULL | 973 E 29TH AVENUE, Vancouver, BC V5V 2S3 | Mechanical Permit | NULL | NULL | Draft | NULL | 0994152 BC Ltd
NULL | NULL | 973 E 29TH AVENUE, Vancouver, BC V5V 2S3 | Electrical Permit | Residential | Tenant Improvement | Draft | Installation / Repair - Residential - Electrical to outdoor heat pump | 0994152 BC Ltd
GP-2023-01785 | 2023-06-12 | 973 E 29TH AVENUE, Vancouver, BC V5V 2S3 | Gas Permit | Residential | New | Issued | Residential - 1 Range & 1 BBQ >BP: Exterior and interior alterations to change the use from two family dwelling to one family dwelling with a secondary suite. | R J Gas Ltd
MP-2023-01375 | 2023-07-27 | 973 E 29TH AVENUE, Vancouver, BC V5V 2S3 | Mechanical Permit | NULL | NULL | Completed | NULL | 0994152 BC Ltd
PP-2023-00942 | 2023-03-20 | 973 E 29TH AVENUE, Vancouver, BC V5V 2S3 | Plumbing Permit | Residential | Renovation | Issued | Residential - plumbing work >DB: Exterior and interior alterations to change the use from two family dwelling to one family dwelling with a secondary suite. Scope of work: - Removal of enclosed storage shed below rear deck. interior walls, doors, and plumbing fixtures - 1st fl - remove & relocate interior stairs, update kitchen, relocate bathroom - 2nd fl - create 3 bedrooms, remove & relocate interior stairs, relocate bathroom and create a master bathroom, install 3 new skylights | ATOMIC PLUMBING & HEATING
EP-2023-02941 | 2023-04-17 | 973 E 29TH AVENUE, Vancouver, BC V5V 2S3 | Electrical Permit | Residential | Renovation | Issued | Installation / Repair - Residential - Renovation of a residential house *Permit Amendment Jun 23, 2023 -"Add a new 200 amp service to the scope of work. Service needed to be relocated so upgrading to 200 amp. Legal suite existing already. EV load and AC unit maybe in future" >BP: Exterior and interior alterations to change the use from two family dwelling to one family dwelling with a secondary suite. Scope of work: - Removal of enclosed storage shed below rear deck. interior walls, doors, and plumbing fixtures - 1st fl - remove & relocate interior stairs, update kitchen, relocate bathroom - 2nd fl - create 3 bedrooms, remove & relocate interior stairs, relocate bathroom and create a master bathroom, install 3 new skylights | RBM Electric Ltd
GP-2022-03840 | 2022-12-02 | 1821 E 33RD AVENUE, Vancouver, BC V5N 3E5 | Gas Permit | Residential | Addition | Completed | Residential - re and re hwt | Christopher Sterling
GP-2023-00016 | 2023-01-04 | 3303 E 2ND AVENUE, Vancouver, BC V5M 1G4 | Gas Permit | Residential | Renovation | Completed | Residential - Replace boiler in basement. | Canadian Care Heating & Cooling Ltd
SP-2022-01783 | 2022-10-27 | 3326 E 2ND AVENUE, Vancouver, BC V5M 1G5 | Sprinkler Permit | Residential | New | Completed | Residential - 2FD+2SS - WEST - 3324 E 2ND AV - #1 & #2 EAST - 3326 E 2ND AV - #1 & #2 Install sprinklers in duplex >DB: To construct a 2 storey two-family dwelling with a secondary suite located in the Basement with a detached accessory building (garage) and open parking , at the rear providing 3 parking spaces, having vehicular access from the lane. 1. Bar sink located in main floor. The entire building, to be sprinklered to NFPA 13D. | Gold Key Fire Protection Ltd
PP-2022-00596 | 2022-02-22 | 3326 E 2ND AVENUE, Vancouver, BC V5M 1G5 | Plumbing Permit | Residential | New | Completed | Residential - 2FD+2SS - WEST UNIT - 3324 E 2ND AV - #1 & #2 EAST UNIT - 3326 E 2ND AV - #1 & #2 two out side sumps with out pump To construct a 2 storey two-family dwelling with a secondary suite located in the Basement with a detached accessory building (garage) and open parking , at the rear providing 3 parking spaces, having vehicular access from the lane. 1. Bar sink located in main floor. | JVT EXCAVATING & DEMOLITION LTD
EP-2022-01684 | 2022-03-01 | 3326 E 2ND AVENUE, Vancouver, BC V5M 1G5 | Electrical Permit | Residential | New | Expired | Temporary Power - Residential - To provide temporary power. | High Watt Electric Ltd
EP-2022-06684 | 2022-08-11 | 2308 E 34TH AVENUE, Vancouver, BC V5R 2S7 | Electrical Permit | Commercial | New | Completed | Installation / Repair - Commercial - BLDG 1 - 2FD - to wire two residential suites and one commercial unit Alteration and New Addition - To alter and convert the existing 2-storey heritage building under the Heritage Restoration Covenant (Building 1, containing retail on the main floor and a dwelling unit at the second floor), along with the addition of a two-storey dwelling unit and to develop a new two-family infill dwelling (Building 2, under separate permit) at the rear of the site. AMEND: AUG 10/2022 Electrical take over for permit #'s EP-2020-06083/EP-2020-06084/EP-2020-00026 CHANGE OF CONTRACTOR LETTER UPLOADED AMEND: OCT 13/2022 Please Change existing service to New Service AMEND: JAN 27/2023 UPLOADED: Fire Alarm Verification Report | Robert Clark & Karen Clark & Dean Clark
EP-2023-03087 | 2023-04-10 | 365 E 33RD AVENUE, Vancouver, BC V5V 2Z8 | Electrical Permit | Residential | New | Issued | Temporary Power - Residential - To provide temporary power. | Ankor Electrical Ltd.
PP-2024-00088 | 2024-01-11 | 365 E 33RD AVENUE, Vancouver, BC V5V 2Z8 | Plumbing Permit | Commercial | New | Issued | Commercial - sump | Kingsman Excavating Ltd.
SP-2024-00050 | 2024-01-17 | 365 E 33RD AVENUE, Vancouver, BC V5V 2Z8 | Sprinkler Permit | Residential | New | Issued | Residential - MCD - New sprinkler system >BP: To add, alter and convert this existing character one-family dwelling to a multiple conversion dwelling (Building 1) containing two dwelling units and, to construct an infill two-family dwelling (Building 2) and another infill two-family dwelling (Building 3), and a 3 car garage at the rear of the site and 2 surface stalls providing a total of five (5) parking spaces all having access from the lane. This permit is for site work, building 1 and garage. Building 1: BP-2023-03174 - 365 E 33rd Avenue Building 2: BP-2023-03175 - 367 E 33rd Avenue Building 3: BP-2023-03176 - 369 E 33rd Avenue Notes: 1.0. This application is reviewed under VBBL2019. 2.0. Building 1 and 3 are sprinklered to NFPA 13R. 3.0. Building 2 is sprinklered to NFPA 13 D | Haven Fire Protection Ltd
SP-2024-00053 | 2024-01-18 | 375 E 33RD AVENUE, Vancouver, BC V5V 2Z8 | Sprinkler Permit | Residential | New | Issued | Residential - MCD - BLDG #1 - 375 E 33RD AV - #1 375 E 33RD AV - #2 New sprinkler system, common backflow preventor , Paid under 375 E 33rd >BP: To add, alter and convert the existing Single Detached Character House to a Multiple Conversion Dwelling containing two (2) dwelling units, to construct two infill duplexes, for a total of seven (6) dwelling units on site, and a 3 car garage at the rear of the site and 2 surface stalls providing a total of five (5) parking spaces all having access from the lane. This permit is for site work, garage and building 1. Building 1: BP-2023-03178 - 375 E 33rd Avenue Building 2: BP-2023-03179 - 373 E 33rd Avenue Building 3: BP-2023-03180 - 371 E 33rd Avenue Notes: 1.0. This application is reviewed under VBBL2019. 2.0. Building 1 and 2 are sprinklered to NFPA 13D. 3.0. Building 3 is sprinklered to NFPA 13R. | Haven Fire Protection Ltd
PP-2024-00089 | 2024-01-29 | 375 E 33RD AVENUE, Vancouver, BC V5V 2Z8 | Plumbing Permit | Commercial | New | Issued | Commercial - sump | Kingsman Excavating Ltd.
GP-2023-02352 | 2023-08-10 | 1783 E 34TH AVENUE, Vancouver, BC V5P 1A4 | Gas Permit | Residential | Renovation | Completed | Residential - Replace boiler with high efficient boiler | Vector Home Services Inc
GP-2023-02738 | 2023-10-10 | 1783 E 34TH AVENUE, Vancouver, BC V5P 1A4 | Gas Permit | Residential | Renovation | Completed | Residential - Replace hot water tank | Vector Home Services Inc
EP-2023-08233 | 2023-09-21 | 1895 E 34TH AVENUE, Vancouver, BC V5P 1A5 | Electrical Permit | Residential | New | Issued | Installation / Repair - Residential - ¦ 2FD + 2SS- 200A ¦ complete wiring and finishing for new construction. Divvee 40: AC: 5760W + EV: 5760W *An approved mechanical permit is required for the installation of air conditioning or heat pump unit at the time of installation before an electrical inspection will be performed >BP: To construct a 2-storey duplex with 2 secondary suites and a detached accessory building (garage) at the rear providing 2 parking spaces and 2 surface parking, having vehicular access from the lane. NOTE: To achieve the required FSR a floor space exclusion of 2% has been applied to this application as per section 10.15.1 of the district schedule, to accommodate improved building performance. h updated energy requirements as per bylaw # 12997 effective Jan 01, 2022. 1. Covenant registered at the Land Title Office under CB180705 2. No strata titling permitted for secondary suites 3. A/C units located in rear yard 4. No bar sink 5. Schedule B Ke Jian P.Eng (604-599-8890) Architectural, Structural and Geotechnical 6. BC Housing Sanco Projects Ltd. "Combustible projections or roof soffits on an exposing building face shall not project to less than .45m from the property line and shall be in compliance with VBBL 2019 9.10.15.5.(9)" | LINK ELECTRICAL LTD
MP-2023-01485 | 2023-08-14 | 1895 E 34TH AVENUE, Vancouver, BC V5P 1A5 | Mechanical Permit | NULL | NULL | Issued | NULL | Rain Coast Plumbing & Heating Ltd
NULL | NULL | 1895 E 34TH AVENUE, Vancouver, BC V5P 1A5 | Plumbing Permit | NULL | New | Withdrawn | - new | Real Tech Fire Protection Ltd
SP-2023-01877 | 2023-10-11 | 1895 E 34TH AVENUE, Vancouver, BC V5P 1A5 | Sprinkler Permit | Residential | New | Issued | Residential - 2FD+2SS - WEST - 1895 E 34TH AV - #1 & #2 EAST - 1897 E 34TH AV - #1 & #2 new sprinkler >DB: To construct a 2-storey duplex with 2 secondary suites and a detached accessory building (garage) at the rear providing 2 parking spaces and 2 surface parking, having vehicular access from the lane. The entire building to be sprinklered to 2x NFPA 13D. ******THIS PERMIT HAS BEEN ISSUED UNDER THE REQUIREMENTS OF VBBL 2019****** This permit is issued under the VBBL 2019, with updated energy requirements as per bylaw # 12997 effective Jan 01, 2022. 1. Covenant registered at the Land Title Office under CB180705 2. No strata titling permitted for secondary suites 3. A/C units located in rear yard 4. No bar sink | Real Tech Fire Protection Ltd
GP-2023-03435 | 2023-11-07 | 1895 E 34TH AVENUE, Vancouver, BC V5P 1A5 | Gas Permit | Residential | New | Issued | Residential - 4 Ranges, 2 BBQ's & 2 Dryers >BP: To construct a 2-storey duplex with 2 secondary suites and a detached accessory building (garage) at the rear providing 2 parking spaces and 2 surface parking, having vehicular access from the lane. | Rain Coast Plumbing & Heating Ltd
MP-2023-02025 | 2023-11-12 | 1895 E 34TH AVENUE, Vancouver, BC V5P 1A5 | Mechanical Permit | NULL | NULL | Issued | NULL | Ultimate Choice Air Conditioning & Renovations Ltd
EP-2023-09754 | 2023-11-07 | 1895 E 34TH AVENUE, Vancouver, BC V5P 1A5 | Electrical Permit | Residential | New | Issued | Installation / Repair - Residential - Low voltage, Network wiring and CCTV >BP: To construct a 2-storey duplex with 2 secondary suites and a detached accessory building (garage) at the rear providing 2 parking spaces and 2 surface parking, having vehicular access from the lane. The entire building to be sprinklered to 2x NFPA 13D. NOTE: To achieve the required FSR a floor space exclusion of 2% has been applied to this application as per section 10.15.1 of the district schedule, to accommodate improved building performance. This permit is issued under the VBBL 2019, with updated energy requirements as per bylaw # 12997 effective Jan 01, 2022. 1. Covenant registered at the Land Title Office under CB180705 2. No strata titling permitted for secondary suites 3. A/C units located in rear yard 4. No bar sink 5. Schedule B Ke Jian P.Eng (604-599-8890) Architectural, Structural and Geotechnical 6. BC Housing Sanco Projects Ltd. "Combustible projections or roof soffits on an exposing building face shall not project to less than .45m from the property line and shall be in compliance with VBBL 2019 9.10.15.5.(9)" | Prolink Security Systems Inc
PP-2023-02765 | 2023-08-03 | 1895 E 34TH AVENUE, Vancouver, BC V5P 1A5 | Plumbing Permit | Residential | New | Issued | Residential - 2FD+2SS - WEST - 1895 E 34TH AV - #1 & #2 EAST - 1897 E 34TH AV - #1 & #2 Plumbing for Duplex house >DB: To construct a 2-storey duplex with 2 secondary suites and a detached accessory building (garage) at the rear providing 2 parking spaces and 2 surface parking, having vehicular access from the lane. The entire building to be sprinklered to 2x NFPA 13D. Note: This is a 2 storey building pursuant to the Zoning and Development By-Law ******THIS PERMIT HAS BEEN ISSUED UNDER THE REQUIREMENTS OF VBBL 2019****** This permit is issued under the VBBL 2019, with updated energy requirements as per bylaw # 12997 effective Jan 01, 2022. 1. Covenant registered at the Land Title Office under CB180705 2. No strata titling permitted for secondary suites 3. A/C units located in rear yard 4. No bar sink | Rain Coast Plumbing & Heating Ltd
PP-2023-01625 | 2023-05-09 | 1895 E 34TH AVENUE, Vancouver, BC V5P 1A5 | Plumbing Permit | Residential | New | Issued | Residential - sumps | Van-City Excavating Ltd
EP-2023-04175 | 2023-05-11 | 1895 E 34TH AVENUE, Vancouver, BC V5P 1A5 | Electrical Permit | Residential | New | Issued | Temporary Power - Residential - To provide temporary power. | LINK ELECTRICAL LTD
GP-2023-03237 | 2023-10-26 | 1912 E 34TH AVENUE, Vancouver, BC V5P 1A6 | Gas Permit | Residential | Renovation | Completed | Residential - To replace the existing boiler with a high-efficiency Rinnai boiler | Shan Jiang DBA Spring River Drainage Plumbing & Heating
GP-2023-00309 | 2023-01-26 | 1926 E 34TH AVENUE, Vancouver, BC V5P 1A6 | Gas Permit | Residential | New | Completed | Residential - 1FD+SS - #1 & #2 - to install one boiler and rough-in for one range >DB: To construct a 2 storey + basement one-family dwelling with a secondary suite located in the basement with an open parking pad, at the rear providing 1 parking spaces, having vehicular access from the lane. This is a 2 storey building pursuant to the Zoning and Development By-Law 1- Covenant registered at the Land Title Office under CA9421414 2- No strata titling permitted 3- Bar sink proposed in main floor. 4- A/C unit proposed in rear yard. The entire building, to be sprinklered to NFPA 13D. | ACME PLUMBING HEATING & GAS LTD.
EP-2023-00908 | 2023-02-02 | 1926 E 34TH AVENUE, Vancouver, BC V5P 1A6 | Electrical Permit | Residential | New | Completed | Installation / Repair - Residential - tv,telephone,alarm,prewire and complete >BP: To construct a 2 storey + basement one-family dwelling with a secondary suite located in the basement with an open parking pad, at the rear providing 1 parking spaces, having vehicular access from the lane. This Building Permit will remain in a suspended status until the associated (green) Demolition Permit BP-2021-05048 is completed. This is a 2 storey building pursuant to the Zoning and Development By-Law 1- Covenant registered at the Land Title Office under CA9421414 2- No strata titling permitted 3- Bar sink proposed in main floor. 4- A/C unit proposed in rear yard. 5- Schedule B: Md. Shahidul Alam P.Eng (604.653.7475) Structural & Geotechnical 6- HPO: Trans Pacific Homes Inc. Combustible projections or roof soffits on an exposing building face shall not project to less than .45m from the property line and shall be in compliance with VBBL 2019 9.10.15.5.(9) The entire building, to be sprinklered to NFPA 13D. ******THIS PERMIT HAS BEEN ISSUED UNDER THE REQUIREMENTS OF VBBL #12511 (2019)****** | Tvisha Technologies Ltd
NULL | NULL | 1926 E 34TH AVENUE, Vancouver, BC V5P 1A6 | Plumbing Permit | Residential | New | Draft | Residential - 2 Sumps no pump | NULL
PP-2022-03356 | 2022-09-22 | 1926 E 34TH AVENUE, Vancouver, BC V5P 1A6 | Plumbing Permit | Residential | New | Completed | Residential - SUMPS | Bhullar Excavating and Demolition
PP-2022-04051 | 2022-11-10 | 1926 E 34TH AVENUE, Vancouver, BC V5P 1A6 | Plumbing Permit | Residential | New | Completed | Residential - to install new plumbing Fixtures >BP: To construct a 2 storey + basement one-family dwelling with a secondary suite located in the basement with an open parking pad, at the rear providing 1 parking spaces, having vehicular access from the lane. This Building Permit will remain in a suspended status until the associated (green) Demolition Permit BP-2021-05048 is completed. This is a 2 storey building pursuant to the Zoning and Development By-Law 1- Covenant registered at the Land Title Office under CA9421414 2- No strata titling permitted 3- Bar sink proposed in main floor. 4- A/C unit proposed in rear yard. 5- Schedule B: Md. Shahidul Alam P.Eng (604.653.7475) Structural & Geotechnical 6- HPO: Trans Pacific Homes Inc. Combustible projections or roof soffits on an exposing building face shall not project to less than .45m from the property line and shall be in compliance with VBBL 2019 9.10.15.5.(9) The entire building, to be sprinklered to NFPA 13D. ******THIS PERMIT HAS BEEN ISSUED UNDER THE REQUIREMENTS OF VBBL #12511 (2019)****** | ACME PLUMBING HEATING & GAS LTD.
MP-2022-00594 | 2022-11-22 | 1926 E 34TH AVENUE, Vancouver, BC V5P 1A6 | Mechanical Permit | NULL | NULL | Completed | NULL | ACME PLUMBING HEATING & GAS LTD.
SP-2023-00032 | 2023-01-09 | 1926 E 34TH AVENUE, Vancouver, BC V5P 1A6 | Sprinkler Permit | Residential | New | Completed | Residential - To install a new Sprinkler System in main house To construct a 2 storey + basement one-family dwelling with a secondary suite located in the basement with an open parking pad, at the rear providing 1 parking spaces, having vehicular access from the lane. This is a 2 storey building pursuant to the Zoning and Development By-Law 1- Covenant registered at the Land Title Office under CA9421414 2- No strata titling permitted 3- Bar sink proposed in main floor. 4- A/C unit proposed in rear yard. 5- Schedule B: Md. Shahidul Alam P.Eng (604.653.7475) Structural & Geotechnical 6- HPO: Trans Pacific Homes Inc. | ACME PLUMBING HEATING & GAS LTD.
EP-2022-10799 | 2023-01-04 | 1926 E 34TH AVENUE, Vancouver, BC V5P 1A6 | Electrical Permit | Residential | New | Completed | Installation / Repair - Residential - wiring of single family house under ground cables ,and service main service *MAIN SERVICE: 200A/ 1FD: 100A/ SS: 60A/ LWH: 100A *An approved mechanical permit is required for the installation of air conditioning or heat pump unit at the time of installation before an electrical inspection will be performed >BP: To construct a 2 storey + basement one-family dwelling with a secondary suite located in the basement with an open parking pad, at the rear providing 1 parking spaces, having vehicular access from the lane. This Building Permit will remain in a suspended status until the associated (green) Demolition Permit BP-2021-05048 is completed. This is a 2 storey building pursuant to the Zoning and Development By-Law 1- Covenant registered at the Land Title Office under CA9421414 2- No strata titling permitted 3- Bar sink proposed in main floor. 4- A/C unit proposed in rear yard. 5- Schedule B: Md. Shahidul Alam P.Eng (604.653.7475) Structural & Geotechnical 6- HPO: Trans Pacific Homes Inc. Combustible projections or roof soffits on an exposing building face shall not project to less than .45m from the property line and shall be in compliance with VBBL 2019 9.10.15.5.(9) The entire building, to be sprinklered to NFPA 13D. ******THIS PERMIT HAS BEEN ISSUED UNDER THE REQUIREMENTS OF VBBL #12511 (2019)****** *Mar 1, 2023- Amendment: -"Main Service 200 Amps , Main house 100 Amps , Lane Way house 100 Amps ,Suit 60 Amps" | AULAKH ELECTRICAL CORPORATION
EP-2022-01337 | 2022-02-21 | 1926 E 34TH AVENUE, Vancouver, BC V5P 1A6 | Electrical Permit | Residential | New | Expired | Temporary Power - Residential - To provide temporary power. | AULAKH ELECTRICAL CORPORATION
EP-2022-06866 | 2022-08-16 | 604 E 28TH AVENUE, Vancouver, BC V5V 2N5 | Electrical Permit | Residential | Renovation | Completed | Installation / Repair - Residential - Service relocation Main service-200 amp House meter-150 amp Laneway meter-100 amp >BP: Exterior alterations to this existing One Family Dwelling (principle dwelling building) on this inside with lane site. Scope to Include: Removing a portion of the existing rear deck to achieve min. 16.08' separation between principal dwelling and the new laneway house. NOTE : The principle dwelling exterior rear deck reduction work to be completed prior to the Final inspection of the related Laneway House. | SUNSTONE ELECTRIC LTD
GP-2023-03956 | 2023-12-11 | 641 E 28TH AVENUE, Vancouver, BC V5V 2N4 | Gas Permit | Residential | New | Completed | Residential - Install Gas fireplace insert into wood burning fireplace | Vancouver Gas Fireplaces Ltd
GP-2023-03701 | 2023-11-23 | 641 E 28TH AVENUE, Vancouver, BC V5V 2N4 | Gas Permit | Residential | Renovation | Completed | Residential - S&I hi efficiency boiler | Lambert Plumbing & Heating
GP-2022-02284 | 2022-08-04 | 649 E 28TH AVENUE, Vancouver, BC V5V 2N4 | Gas Permit | Residential | New | Completed | Residential - 1FD+SS - #1 & #2 - To install piping and fixtures for a new single family house. To construct a 2 storey one-family dwelling with a secondary suite located in the Basement/Cellar with a detached accessory building (garage), with an open parking pad providing 2 parking spaces, having vehicular access from the lane. 1. Covenant registered at the Land Title Office under CA9185853 2. No Strata Titling permitted 3. No A/C Unit proposed 4. A/C proposed – Exterior component located in rear yard, Interior component located in basement. 5. No Bar sink located | Skyway Plumbing & gas Ltd
SP-2022-01237 | 2022-08-05 | 649 E 28TH AVENUE, Vancouver, BC V5V 2N4 | Sprinkler Permit | Residential | New | Completed | Residential - 1FD+SS - #1 & #2 - Piping and fixture installation To construct a 2 storey one-family dwelling with a secondary suite located in the Basement/Cellar with a detached accessory building (garage), with an open parking pad providing 2 parking spaces, having vehicular access from the lane. 1. Covenant registered at the Land Title Office under CA9185853 2. No Strata Titling permitted 3. No A/C Unit proposed 4. A/C proposed – Exterior component located in rear yard, Interior component located in basement. 5. No Bar sink located | RG Plumbing Ltd
EP-2022-05916 | 2022-07-14 | 649 E 28TH AVENUE, Vancouver, BC V5V 2N4 | Electrical Permit | Residential | New | Completed | Installation / Repair - Residential - Rough-In wiring of Alarm system, tel/data/cable/ security cameras and speakers. Completion of Alarm system >BP: To construct a 2 storey one-family dwelling with a secondary suite located in the Basement/Cellar ($700,000) with a detached accessory building (garage), with an open parking pad providing 2 parking spaces, having vehicular access from the lane. 1. Covenant registered at the Land Title Office under CA9185853 2. No Strata Titling permitted 3. No A/C Unit proposed 4. A/C proposed – Exterior component located in rear yard, Interior component located in basement. 5. No Bar sink located 6. Schedule B: (C.Y.N. Chiu) P.Eng (604.737.9830) Structural 7. Schedule B: (H. Jian) P.Eng (778.987.7461) Geotechnical 8. HPO: Residential Builder- HBD Homes Ltd 9. Rev#1: Schedule B Pool: B. Klarich, P. Eng. (604-619-8875) Structural 10. Rev#1: Schedule B Pool: Heqing Jian, P. Eng. (778-987-7461) Geo- Technical Note: This is a 2 storey building pursuant to the Zoning and Development By-Law Address Information: Principle Dwelling: #1-649 E 28th Av Secondary Suite: #2-649 E 28th Av Address and suite numbers assigned as per approved plans for Fire and Emergency response. The address number is to be posted to the building to be visible from the street and the suite numbers are to be posted at the suite entries in accordance with the Building By-law prior to final inspection. Note: Building Permit DB-2021-03310 has been suspended pending completion of the associated (green) Demolition Permit BP-2021-03556. **THIS PERMIT HAS BEEN ISSUED UNDER THE REQUIREMENTS OF VBBL #12511 (2019) ** | Infinitech Security & Integration Inc.
PP-2022-00259 | 2022-01-28 | 649 E 28TH AVENUE, Vancouver, BC V5V 2N4 | Plumbing Permit | Residential | New | Completed | Residential - 1FD+SS - #1 & #2 - Sanitary Storm connections to PL from house To construct a 2 storey one-family dwelling with a secondary suite located in the Basement/Cellar with a detached accessory building (garage), with an open parking pad providing 2 parking spaces, having vehicular access from the lane. 1. Covenant registered at the Land Title Office under CA9185853 2. No Strata Titling permitted 3. No A/C Unit proposed 4. A/C proposed – Exterior component located in rear yard, Interior component located in basement. 5. No Bar sink located | I-DEMO SITE SERVICES INC
PP-2022-01001 | 2022-03-25 | 649 E 28TH AVENUE, Vancouver, BC V5V 2N4 | Plumbing Permit | Residential | New | Completed | Residential - Piping and fixture installation. To construct a 2 storey one-family dwelling with a secondary suite located in the Basement/Cellar with a detached accessory building (garage), with an open parking pad providing 2 parking spaces, having vehicular access from the lane. 1. Covenant registered at the Land Title Office under CA9185853 2. No Strata Titling permitted 3. No A/C Unit proposed 4. A/C proposed – Exterior component located in rear yard, Interior component located in basement. 5. No Bar sink located 6. Schedule B: (C.Y.N. Chiu) P.Eng (604.737.9830) Structural 7. Schedule B: (H. Jian) P.Eng (778.987.7461) Geotechnical 8. HPO: Residential Builder- HBD Homes Ltd | RG Plumbing Ltd
EP-2022-04628 | 2022-06-02 | 649 E 28TH AVENUE, Vancouver, BC V5V 2N4 | Electrical Permit | Residential | New | Completed | Installation / Repair - Residential - wiring and service. >BP: To construct a 2 storey one-family dwelling with a secondary suite located in the Basement/Cellar ($700,000) with a detached accessory building (garage), with an open parking pad providing 2 parking spaces, having vehicular access from the lane. 1. Covenant registered at the Land Title Office under CA9185853 2. No Strata Titling permitted 3. No A/C Unit proposed 4. A/C proposed – Exterior component located in rear yard, Interior component located in basement. 5. No Bar sink located 6. Schedule B: (C.Y.N. Chiu) P.Eng (604.737.9830) Structural 7. Schedule B: (H. Jian) P.Eng (778.987.7461) Geotechnical 8. HPO: Residential Builder- HBD Homes Ltd Note: This is a 2 storey building pursuant to the Zoning and Development By-Law Address Information: Principle Dwelling: #1-649 E 28th Av Secondary Suite: #2-649 E 28th Av Address and suite numbers assigned as per approved plans for Fire and Emergency response. The address number is to be posted to the building to be visible from the street and the suite numbers are to be posted at the suite entries in accordance with the Building By-law prior to final inspection. **THIS PERMIT HAS BEEN ISSUED UNDER THE REQUIREMENTS OF VBBL #12511 (2019) ** | G.S.G. Electric Ltd.
GP-2022-02626 | 2022-09-02 | 736 E 28TH AVENUE, Vancouver, BC V5V 2N7 | Gas Permit | Residential | Renovation | Completed | Residential - Navien and air handler | Drips & Drains Plumbing and Heating Ltd
PP-2022-03950 | 2022-11-02 | 757 E 28TH AVENUE, Vancouver, BC V5V 2N6 | Plumbing Permit | Residential | New | Completed | Residential - lawn irrigation >BP: To construct a 2.5 storey two-family dwelling ($772,750.00) with a detached accessory building (garage) and providing 2 parking spaces, having vehicular access from the lane. 1. A/C proposed – Exterior component located in rear yard, Interior component located on the top floor. 2. Schedule B: (C. Man) P.Eng (604.874.3237) Structural 3. Schedule B: (T. Bajwa) P.Eng (778.995.2404) Geotechnical 4. HPO: Residential Builder- (BUILDER COMPANY NAME) **THIS PERMIT HAS BEEN ISSUED UNDER THE REQUIREMENTS OF VBBL #12511 (2019)** | Yue Jin Qiu
EP-2022-04557 | 2022-06-01 | 757 E 28TH AVENUE, Vancouver, BC V5V 2N6 | Electrical Permit | Residential | New | Completed | Installation / Repair - Residential - Installation of TV, Data, Phone ,Security cameras, Security Alarm, Door Bell ,Audio System >BP: To construct a 2.5 storey two-family dwelling ($772,750.00) with a detached accessory building (garage) and providing 2 parking spaces, having vehicular access from the lane. 1. A/C proposed – Exterior component located in rear yard, Interior component located on the top floor. 2. Schedule B: (C. Man) P.Eng (604.874.3237) Structural 3. Schedule B: (T. Bajwa) P.Eng (778.995.2404) Geotechnical 4. HPO: Residential Builder- (BUILDER COMPANY NAME) Note: This is a 2 storey building pursuant to the Zoning and Development By-Law Address Information: FRONT UNIT 757 E 28th Av - One Family Dwelling (south side of 1st-3rd floor) BACK UNIT 759 E E 28th Av - One Family Dwelling (north side of 1st-3rd floor) Address numbers assigned as per approved plans for Fire and Emergency response. The address numbers are to be posted to the building to be visible from the street and in accordance with the Building By-law prior to final inspection. **THIS PERMIT HAS BEEN ISSUED UNDER THE REQUIREMENTS OF VBBL #12511 (2019)** | Blue Horse Electric Ltd
EP-2022-03765 | 2022-05-20 | 757 E 28TH AVENUE, Vancouver, BC V5V 2N6 | Electrical Permit | Residential | New | Completed | Installation / Repair - Residential - Electrical wiring for New Duplex >BP: To construct a 2.5 storey two-family dwelling ($772,750.00) with a detached accessory building (garage) and providing 2 parking spaces, having vehicular access from the lane. 1. A/C proposed – Exterior component located in rear yard, Interior component located on the top floor. 2. Schedule B: (C. Man) P.Eng (604.874.3237) Structural 3. Schedule B: (T. Bajwa) P.Eng (778.995.2404) Geotechnical 4. HPO: Residential Builder- (BUILDER COMPANY NAME) Note: This is a 2 storey building pursuant to the Zoning and Development By-Law Address Information: FRONT UNIT 757 E 28th Av - One Family Dwelling (south side of 1st-3rd floor) BACK UNIT 759 E E 28th Av - One Family Dwelling (north side of 1st-3rd floor) Address numbers assigned as per approved plans for Fire and Emergency response. The address numbers are to be posted to the building to be visible from the street and in accordance with the Building By-law prior to final inspection. **THIS PERMIT HAS BEEN ISSUED UNDER THE REQUIREMENTS OF VBBL #12511 (2019)** | Ankor Electrical Ltd.
SP-2022-00603 | 2022-04-25 | 757 E 28TH AVENUE, Vancouver, BC V5V 2N6 | Sprinkler Permit | Residential | New | Completed | Residential - New sprinkler system To construct a 2.5 storey two-family dwelling with a detached accessory building (garage) and providing 2 parking spaces, having vehicular access from the lane. 1. A/C proposed – Exterior component located in rear yard, Interior component located on the top floor. 2. Schedule B: (C. Man) P.Eng (604.874.3237) Structural 3. Schedule B: (T. Bajwa) P.Eng (778.995.2404) Geotechnical 4. HPO: Residential Builder- (BUILDER COMPANY NAME) | Haven Fire Protection Ltd
GP-2022-01617 | 2022-05-27 | 757 E 28TH AVENUE, Vancouver, BC V5V 2N6 | Gas Permit | Residential | New | Completed | Residential - DPLX >BP: To construct a 2.5 storey two-family dwelling ($772,750.00) with a detached accessory building (garage) and providing 2 parking spaces, having vehicular access from the lane. 1. A/C proposed – Exterior component located in rear yard, Interior component located on the top floor. 2. Schedule B: (C. Man) P.Eng (604.874.3237) Structural 3. Schedule B: (T. Bajwa) P.Eng (778.995.2404) Geotechnical 4. HPO: Residential Builder- (BUILDER COMPANY NAME) Note: This is a 2 storey building pursuant to the Zoning and Development By-Law Address Information: FRONT UNIT 757 E 28th Av - One Family Dwelling (south side of 1st-3rd floor) BACK UNIT 759 E E 28th Av - One Family Dwelling (north side of 1st-3rd floor) Address numbers assigned as per approved plans for Fire and Emergency response. The address numbers are to be posted to the building to be visible from the street and in accordance with the Building By-law prior to final inspection. **THIS PERMIT HAS BEEN ISSUED UNDER THE REQUIREMENTS OF VBBL #12511 (2019)** | One Stop Mechanical Ltd
EP-2022-00335 | 2022-01-18 | 766 E 28TH AVENUE, Vancouver, BC V5V 2N7 | Electrical Permit | Residential | Addition | Expired | Temporary Power - Residential - To provide temporary power. | Willco Electric Ltd
PP-2022-01596 | 2022-05-09 | 766 E 28TH AVENUE, Vancouver, BC V5V 2N7 | Plumbing Permit | Residential | New | Completed | Residential - sump >BP: Exterior and interior alterations including change of use from this existing one family dwelling to one family dwelling with secondary suite. The scope of work includes new main and second floor layout, rear deck and parking pad at the rear. Entire building to be sprinklered to NFPA-13D The Energy upgrade proposal prepared by Peter Cho, 778.316.9053 Structural schedule B signed and sealed by Jason Hui, 778.319.3403 Note: - No strata-titling permitted. - An annual Vancouver Business License must be obtained prior to the rental of this approved one-family dwelling and/or secondary suite on this site. - Dedicated 3'-0" wide firefighting access path with overhead clearance of 2m to be maintained at all times. - Smoke alarms to be installed in conformance with Vancouver Building Bylaw subsections 3.2.4 and 9.10.19. - CO Alarms to be installed in conformance with Vancouver Building Bylaw subsections 6.2.4 and 9.32.4. | Nihal Excavating & Landscaping Ltd
GP-2022-03304 | 2022-10-27 | 766 E 28TH AVENUE, Vancouver, BC V5V 2N7 | Gas Permit | Residential | Renovation | Completed | Residential - Zero Clearance Gas Fireplace to Existing SFD Vent & Gas Hookup Only >>BP: Exterior and interior alterations including change of use from this existing one family dwelling to one family dwelling with secondary suite. The scope of work includes new main and second floor layout, rear deck and parking pad at the rear. REVISION #2: To update the front yard setback, side yard set back, building envelope, grade elevations and building height elevations to match the survey. B.Wong May 20/22 Entire building to be sprinklered to NFPA-13D The Energy upgrade proposal prepared by Peter Cho, 778.316.9053 Structural schedule B signed and sealed by Jason Hui, 778.319.3403 Note: - No strata-titling permitted. - An annual Vancouver Business License must be obtained prior to the rental of this approved one-family dwelling and/or secondary suite on this site. - Dedicated 3'-0" wide firefighting access path with overhead clearance of 2m to be maintained at all times. - Smoke alarms to be installed in conformance with Vancouver Building Bylaw subsections 3.2.4 and 9.10.19. - CO Alarms to be installed in conformance with Vancouver Building Bylaw subsections 6.2.4 and 9.32.4. | Encore Fireplaces Ltd
EP-2022-09125 | 2022-11-08 | 766 E 28TH AVENUE, Vancouver, BC V5V 2N7 | Electrical Permit | Residential | Renovation | Completed | Installation / Repair - Residential - Install new 200amp service. Install complete wiring for main house and basement suite. Install provision for a car charger. Install low voltage wiring throughout. >DB: Exterior and interior alterations including change of use from this existing one family dwelling to one family dwelling with secondary suite. The scope of work includes new main and second floor layout, rear deck and parking pad at the rear. | Willco Electric Ltd
SP-2022-01902 | 2022-11-16 | 766 E 28TH AVENUE, Vancouver, BC V5V 2N7 | Sprinkler Permit | Residential | New | Completed | Residential - new sprinkler system >>BP: Exterior and interior alterations including change of use from this existing one family dwelling to one family dwelling with secondary suite. The scope of work includes new main and second floor layout, rear deck and parking pad at the rear. REVISION #2: To update the front yard setback, side yard set back, building envelope, grade elevations and building height elevations to match the survey. B.Wong May 20/22 REVISION #3: - New chimney's construction wall assembly with non-combustible materials - Change the rear basement door swing B.Wong Nov 14/22 Entire building to be sprinklered to NFPA-13D The Energy upgrade proposal prepared by Peter Cho, 778.316.9053 Structural schedule B signed and sealed by Jason Hui, 778.319.3403 | Alco Fire Protection Ltd
GP-2022-02909 | 2022-09-28 | 766 E 28TH AVENUE, Vancouver, BC V5V 2N7 | Gas Permit | Residential | New | Completed | Residential - gas fitting Fire Place is Piping Only **Amend 11/02/2022** add water heater at 250,000 BTU Exterior and interior alterations including change of use from this existing one family dwelling to one family dwelling with secondary suite. The scope of work includes new main and second floor layout, rear deck and parking pad at the rear. | R J Gas Ltd
PP-2022-02450 | 2022-07-15 | 766 E 28TH AVENUE, Vancouver, BC V5V 2N7 | Plumbing Permit | Residential | New | Completed | Residential - New plumbing for a new/old house Exterior and interior alterations including change of use from this existing one family dwelling to one family dwelling with secondary suite. The scope of work includes new main and second floor layout, rear deck and parking pad at the rear. | Thiessen Plumbing Ltd
GP-2023-00971 | 2023-03-20 | 766 E 28TH AVENUE, Vancouver, BC V5V 2N7 | Gas Permit | Residential | New | Completed | Residential - Fisher & Paykel 36" Freestanding Dual Fuel Range >BP: Exterior and interior alterations including change of use from this existing one family dwelling to one family dwelling with secondary suite. The scope of work includes new main and second floor layout, rear deck and parking pad at the rear. | Han Appliances & Refrigeration Ltd
EP-2022-05611 | 2022-07-05 | 350 E 2ND AVENUE, Vancouver, BC V5T 4R8 | Electrical Permit | Commercial | Renovation | Completed | Installation / Repair - Commercial - Fire alarm panel replacement. Note: This permit has been issued based on Bulletin 2018-004-BU/EL. This fire alarm system upgrade is limited only to the replacement of existing panel with a new panel without altering the existing wiring or outlet boxes. | A-1 FIRE SUPPLIES LTD
EP-2022-07615 | 2022-09-13 | 377 E 2ND AVENUE, Vancouver, BC V5T 1B9 | Electrical Permit | Commercial | Renovation | Completed | Installation / Repair - Commercial - Existing service Replace panel Replace Device outlets Communication outlets Seismic | MDE Enterprises Ltd
MP-2023-00462 | 2023-04-14 | 377 E 2ND AVENUE, Vancouver, BC V5T 1B9 | Mechanical Permit | NULL | NULL | Completed | NULL | Climate Pro Services Ltd
NULL | NULL | 377 E 2ND AVENUE, Vancouver, BC V5T 1B9 | Mechanical Permit | NULL | NULL | Draft | NULL | NULL
EP-2023-04615 | 2023-06-02 | 377 E 2ND AVENUE, Vancouver, BC V5T 1B9 | Electrical Permit | Commercial | Tenant Improvement | Completed | Installation / Repair - Commercial - Provide wiring for new AC Split unit on the roof and wiring to the wall cassette unit in the data room - Provide new 30A receptacles for UPS connections in the data room - provide breakers and label panel -reference-MP-2023-00462 | MCKINLEY ELECTRIC LTD
EP-2023-04754 | 2023-05-30 | 377 E 2ND AVENUE, Vancouver, BC V5T 1B9 | Electrical Permit | Commercial | NULL | Issued | Annual / Operating - Annual Operating Permit for Vancouver Detox. -renewal of: EP-2022-03764 -valid: May 10, 2023 - May 09, 2024 | Charles Richard Pawluk o/a United Electrical Systems Ltd
EP-2022-03764 | 2022-05-09 | 377 E 2ND AVENUE, Vancouver, BC V5T 1B9 | Electrical Permit | Commercial | NULL | Expired | Annual / Operating - Annual Operating Permit for Vancouver Detox. 377 E 2nd Ave, Vancouver. | Charles Richard Pawluk o/a United Electrical Systems Ltd
SP-2023-00800 | 2023-05-08 | 3368 E 2ND AVENUE, Vancouver, BC V5M 1G5 | Sprinkler Permit | Residential | New | Completed | Residential - 2FD - EAST - 3370 E 2ND AV WEST - 3368 E 2ND AV DUPLEX WITH NEW SPRINKLER >DB: To construct a two-storey two-family dwelling , with a detached accessory building (garage) at the rear providing 2 parking spaces, having vehicular access from the lane. Note: This is a 2 storey building pursuant to the Zoning and Development By-Law 1. No strata titling permitted 2. A/C units proposed in rear & front yards. 3. Bar sinks proposed in main floor. EAST UNIT 3370 E 2nd Av - One Family Dwelling (1st - 2nd floor) WEST UNIT 3368 E 2nd Av - One Family Dwelling (1st - 3rd floor) The entire building, to be sprinklered to 2 x NFPA 13D. | BC Fire Sprinklers Ltd
GP-2023-01464 | 2023-05-05 | 3368 E 2ND AVENUE, Vancouver, BC V5M 1G5 | Gas Permit | Residential | New | Completed | Residential - 2 Range, 2 BBQ & 1 Boiler Gas piping rough in and finsh >BP: To construct a two-storey two-family dwelling | Plumko Plumbing & Heating Services Ltd
PP-2023-00864 | 2023-03-23 | 3368 E 2ND AVENUE, Vancouver, BC V5M 1G5 | Plumbing Permit | Residential | New | Completed | Residential - Front and back duplex new plumbing, drainage and water lines >BP: To construct a two-storey two-family dwelling , with a detached accessory building (garage) at the rear providing 2 parking spaces, having vehicular access from the lane. Note: This is a 2 storey building pursuant to the Zoning and Development By-Law 1. No strata titling permitted 2. A/C units proposed in rear & front yards. 3. Bar sinks proposed in main floor. 4. Schedule B: Yatendra Kumar Sharma (778.863.7076) Structural & Geotechnical 5. HPO: Sach-Moh Ventures Ltd. | Plumko Plumbing & Heating Services Ltd
MP-2023-00399 | 2023-03-16 | 3368 E 2ND AVENUE, Vancouver, BC V5M 1G5 | Mechanical Permit | NULL | NULL | Completed | NULL | Plumko Plumbing & Heating Services Ltd
EP-2023-02668 | 2023-04-18 | 3368 E 2ND AVENUE, Vancouver, BC V5M 1G5 | Electrical Permit | Residential | New | Completed | Installation / Repair - Residential - complete new wiring for duplex *An approved mechanical permit is required for the installation of air conditioning or heat pump unit at the time of installation before an electrical inspection will be performed >BP: To construct a two-storey two-family dwelling , with a detached accessory building (garage) at the rear providing 2 parking spaces, having vehicular access from the lane. Note: This Building Permit will remain in a suspended status until the associated (green) Demolition Permit BP-2022-02383 is completed. Note: This is a 2 storey building pursuant to the Zoning and Development By-Law 1. No strata titling permitted 2. A/C units proposed in rear & front yards. 3. Bar sinks proposed in main floor. 4. Schedule B: Yatendra Kumar Sharma (778.863.7076) Structural & Geotechnical 5. HPO: Sach-Moh Ventures Ltd. ******THIS PERMIT HAS BEEN ISSUED UNDER THE REQUIREMENTS OF VBBL #12511 (2019)****** Combustible projections or roof soffits on an exposing building face shall not project to less than .45m from the property line and shall be in compliance with VBBL 2019 9.10.15.5.(9) The entire building, to be sprinklered to 2 x NFPA 13D. | Roop Electric Co Ltd
MP-2023-00737 | 2023-05-01 | 3368 E 2ND AVENUE, Vancouver, BC V5M 1G5 | Mechanical Permit | NULL | NULL | Completed | NULL | Ultimate Choice Air Conditioning & Renovations Ltd
EP-2023-03741 | 2023-05-01 | 3368 E 2ND AVENUE, Vancouver, BC V5M 1G5 | Electrical Permit | Residential | New | Completed | Installation / Repair - Residential - PRE WIRING ROUGH: SECURITY ALARM, CABLE, DATA, TEL, SPEAKERS, VACCUM & FINISH SECURITY. >BP: To construct a two-storey two-family dwelling , with a detached accessory building (garage) at the rear providing 2 parking spaces, having vehicular access from the lane. Note: This Building Permit will remain in a suspended status until the associated (green) Demolition Permit BP-2022-02383 is completed. Note: This is a 2 storey building pursuant to the Zoning and Development By-Law 1. No strata titling permitted 2. A/C units proposed in rear & front yards. 3. Bar sinks proposed in main floor. 4. Schedule B: Yatendra Kumar Sharma (778.863.7076) Structural & Geotechnical 5. HPO: Sach-Moh Ventures Ltd. ******THIS PERMIT HAS BEEN ISSUED UNDER THE REQUIREMENTS OF VBBL #12511 (2019)****** Combustible projections or roof soffits on an exposing building face shall not project to less than .45m from the property line and shall be in compliance with VBBL 2019 9.10.15.5.(9) The entire building, to be sprinklered to 2 x NFPA 13D. | Charanjit Singh
EP-2022-07012 | 2022-08-19 | 3368 E 2ND AVENUE, Vancouver, BC V5M 1G5 | Electrical Permit | Residential | New | Expired | Temporary Power - Residential - To provide temporary power. | Roop Electric Co Ltd
PP-2023-00071 | 2023-01-09 | 3368 E 2ND AVENUE, Vancouver, BC V5M 1G5 | Plumbing Permit | Residential | New | Completed | Residential - Sanitary and sump connection. One sump sum without pump | Prime Demolition & Excavating
EP-2023-04556 | 2023-05-24 | 3386 E 2ND AVENUE, Vancouver, BC V5M 1G5 | Electrical Permit | Residential | New | Issued | Temporary Power - Residential - To provide temporary power. | Simplex Electrical Ltd
EP-2022-04207 | 2022-05-20 | 3386 E 2ND AVENUE, Vancouver, BC V5M 1G5 | Electrical Permit | Residential | New | Expired | Temporary Power - Residential - To provide temporary power.renewal EP-2021-03695 Amend: May 24, 2022 change address to 3386 E 2nd | Simplex Electrical Ltd
GP-2023-00623 | 2023-02-24 | 1776 E 2ND AVENUE, Vancouver, BC V5N 1E2 | Gas Permit | Residential | Renovation | Issued | Residential - alteration change of piping Reference: CF-2023-000989 CF-2023-000459 | R J Gas Ltd
SP-2022-00426 | 2022-03-24 | 1808 E 2ND AVENUE, Vancouver, BC V5N 1E2 | Sprinkler Permit | Residential | New | Completed | Residential - Install sprinklers in Duplex >BP: To construct a two-storey two-family dwelling with two secondary suites ($753,995) located in the basement, with a detached accessory building (garage) at the rear providing 2 parking spaces, having vehicular access from the lane. Note: This Building Permit will remain in a suspended status until the associated (green) Demolition Permit BP-2021-02164 is completed. Note: This is a 2 storey building pursuant to the Zoning and Development By-Law 1. A/C units proposed in the rear yard 2. Schedule B: MD. Shahidul Alam, P.Eng (604-653-7475) Structural & Geotechnical 3. HPO: Residential Builder - Aneek Development Ltd. Address Note: FRONT UNIT 1808 E 2nd Av - One Family Dwelling (1st, 2nd, & 3rd floor) BACK UNIT 1810 E 2nd Av - One Family Dwelling (1st, 2nd, & 3rd floor) Address numbers assigned as per approved plans for Fire and Emergency response. The address numbers are to be posted to the building to be visible from the street and in accordance with the Building By-law prior to final inspection. ******THIS PERMIT HAS BEEN ISSUED UNDER THE REQUIREMENTS OF VBBL #12511 (2019)****** | Gold Key Fire Protection Ltd
EP-2022-02236 | 2022-03-22 | 1808 E 2ND AVENUE, Vancouver, BC V5N 1E2 | Electrical Permit | Residential | New | Completed | Installation / Repair - Residential - Wiring and service for new duplex. >BP: To construct a two-storey two-family dwelling with two secondary suites ($753,995) located in the basement, with a detached accessory building (garage) at the rear providing 2 parking spaces, having vehicular access from the lane. Note: This is a 2 storey building pursuant to the Zoning and Development By-Law 1. A/C units proposed in the rear yard 2. Schedule B: MD. Shahidul Alam, P.Eng (604-653-7475) Structural & Geotechnical 3. HPO: Residential Builder - Aneek Development Ltd. | G.S.G. Electric Ltd.
GP-2022-00873 | 2022-03-22 | 1808 E 2ND AVENUE, Vancouver, BC V5N 1E2 | Gas Permit | Residential | New | Completed | Residential - Venting and hook up only To construct a two-storey two-family dwelling with two secondary suites located in the basement, with a detached accessory building (garage) at the rear providing 2 parking spaces, having vehicular access from the lane. | ORAY FIREPLACES LTD
EP-2022-02190 | 2022-03-18 | 1808 E 2ND AVENUE, Vancouver, BC V5N 1E2 | Electrical Permit | Residential | New | Completed | Installation / Repair - Residential - tv,telephone,alarm prewire and complete >BP: To construct a two-storey two-family dwelling with two secondary suites ($753,995) located in the basement, with a detached accessory building (garage) at the rear providing 2 parking spaces, having vehicular access from the lane. Note: This Building Permit will remain in a suspended status until the associated (green) Demolition Permit BP-2021-02164 is completed. Note: This is a 2 storey building pursuant to the Zoning and Development By-Law 1. A/C units proposed in the rear yard 2. Schedule B: MD. Shahidul Alam, P.Eng (604-653-7475) Structural & Geotechnical 3. HPO: Residential Builder - Aneek Development Ltd. Address Note: FRONT UNIT 1808 E 2nd Av - One Family Dwelling (1st, 2nd, & 3rd floor) BACK UNIT 1810 E 2nd Av - One Family Dwelling (1st, 2nd, & 3rd floor) Address numbers assigned as per approved plans for Fire and Emergency response. The address numbers are to be posted to the building to be visible from the street and in accordance with the Building By-law prior to final inspection. ******THIS PERMIT HAS BEEN ISSUED UNDER THE REQUIREMENTS OF VBBL #12511 (2019)****** | Tvisha Technologies Ltd
GP-2022-00798 | 2022-03-15 | 1808 E 2ND AVENUE, Vancouver, BC V5N 1E2 | Gas Permit | Residential | New | Completed | Residential - 1810 e2 ave to install 1 boiler 1 range 1 fireplace fireplace piping only 1808 e2 ave to install 1 boiler 1 range 1 fireplace fireplace piping only ** Amend 03/31/2022** Add 2 BBQ's at 45000 BTU | Symbolistic Heating Ltd
PP-2022-00513 | 2022-02-15 | 1808 E 2ND AVENUE, Vancouver, BC V5N 1E2 | Plumbing Permit | Residential | New | Completed | Residential - Installing plumbing fixtures inside the duplex To construct a two-storey two-family dwelling with two secondary suites located in the basement, with a detached accessory building (garage) at the rear providing 2 parking spaces, having vehicular access from the lane. Note: This is a 2 storey building pursuant to the Zoning and Development By-Law 1. A/C units proposed in the rear yard 2. Schedule B: MD. Shahidul Alam, P.Eng (604-653-7475) Structural & Geotechnical 3. HPO: Residential Builder - Aneek Development Ltd. | SUNSHINE PLUMBING LTD
GP-2023-01338 | 2023-04-25 | 2048 E 34TH AVENUE, Vancouver, BC V5P 1A8 | Gas Permit | Residential | Tenant Improvement | Completed | Residential - Replace 1 Boiler | Nand's Plumbing & Tiles Ltd
EP-2022-07042 | 2022-08-23 | 2069 E 34TH AVENUE, Vancouver, BC V5P 1A7 | Electrical Permit | Residential | New | Completed | Installation / Repair - Residential - TV/Data/Tel, intercom, complete security alarm installation >BP: To construct a two-storey two-family dwelling with two secondary suites ($677,527.50) located in the basement, with a detached accessory building (garage) at the rear providing 2 parking spaces, having vehicular access from the lane. Note: This is a 2 storey building pursuant to the Zoning and Development By-Law 1. Covenant registered at the Land Title Office under CA9322580 2. No strata titling permitted 3. A/C units proposed 4. Bar sinks proposed 5. Schedule B: Antony Wang (604-618-6236) Structural & Geotechnical 6. HPO: Residential Builder - 1134092 B.C. Ltd ****ALL PROJECT COORINATOR NOTES HAS BEEN ACCEPTED BY THE APPLICANT**** ******THIS PERMIT HAS BEEN ISSUED UNDER THE REQUIREMENTS OF VBBL #12511 (2019)****** | Anmi Technology Corp.
GP-2022-02209 | 2022-07-28 | 2069 E 34TH AVENUE, Vancouver, BC V5P 1A7 | Gas Permit | Residential | New | Completed | Residential - 2FD+2SS - FRONT - 2069 E 34TH AV - #1 & #2 BACK - 2067 E 34TH AV - #1 & #2 2069 e34 ave to install 1 boiler 2 range 1 bbq 2067 e34 ave to install 1 boiler 2 range 1 bbq To construct a two-storey two-family dwelling with two secondary suites located in the basement, with a detached accessory building (garage) at the rear providing 2 parking spaces, having vehicular access from the lane. Note: This is a 2 storey building pursuant to the Zoning and Development By-Law 1. Covenant registered at the Land Title Office under CA9322580 2. No strata titling permitted 3. A/C units proposed 4. Bar sinks proposed | Symbolistic Heating Ltd
EP-2022-01182 | 2022-02-16 | 2069 E 34TH AVENUE, Vancouver, BC V5P 1A7 | Electrical Permit | Residential | New | Completed | Installation / Repair - Residential - Wiring throughout the new house( excluding extra low voltage) >BP: To construct a two-storey two-family dwelling with two secondary suites ($677,527.50) located in the basement, with a detached accessory building (garage) at the rear providing 2 parking spaces, having vehicular access from the lane. Note: This is a 2 storey building pursuant to the Zoning and Development By-Law 1. Covenant registered at the Land Title Office under CA9322580 2. No strata titling permitted 3. A/C units proposed 4. Bar sinks proposed 5. Schedule B: Antony Wang (604-618-6236) Structural & Geotechnical 6. HPO: Residential Builder - 1134092 B.C. Ltd ****ALL PROJECT COORINATOR NOTES HAS BEEN ACCEPTED BY THE APPLICANT**** ******THIS PERMIT HAS BEEN ISSUED UNDER THE REQUIREMENTS OF VBBL #12511 (2019)****** ** Amend 09/23/2022** revised duplex load calculations form attached | Vanflow Electrical Ltd
PP-2022-00521 | 2022-02-15 | 2069 E 34TH AVENUE, Vancouver, BC V5P 1A7 | Plumbing Permit | Residential | New | Completed | Residential - Install one 30in sump and 36in sump and then storm connection. Also sanitary connection. Engineer letter has been uploaded | APOLLA DEMOLITION & EXCAVATING LTD.
EP-2022-00001 | 2022-01-01 | 2069 E 34TH AVENUE, Vancouver, BC V5P 1A7 | Electrical Permit | Residential | New | Expired | Temporary Power - Residential - To provide temporary power. | Vanflow Electrical Ltd
SP-2022-00899 | 2022-06-06 | 2069 E 34TH AVENUE, Vancouver, BC V5P 1A7 | Sprinkler Permit | Residential | New | Completed | Residential - new duplex To construct a two-storey two-family dwelling with two secondary suites located in the basement, with a detached accessory building (garage) at the rear providing 2 parking spaces, having vehicular access from the lane. Note: This is a 2 storey building pursuant to the Zoning and Development By-Law 1. Covenant registered at the Land Title Office under CA9322580 2. No strata titling permitted 3. A/C units proposed 4. Bar sinks proposed 5. Schedule B: Antony Wang (604-618-6236) Structural & Geotechnical 6. HPO: Residential Builder - 1134092 B.C. Ltd **AMEND 07/26/2022** added revised drawings | Yu Fire Protection Inc.
PP-2022-01380 | 2022-04-25 | 2069 E 34TH AVENUE, Vancouver, BC V5P 1A7 | Plumbing Permit | Residential | New | Completed | Residential - Plumbing all 3 floors To construct a two-storey two-family dwelling with two secondary suites located in the basement, with a detached accessory building (garage) at the rear providing 2 parking spaces, having vehicular access from the lane. Note: This is a 2 storey building pursuant to the Zoning and Development By-Law 1. Covenant registered at the Land Title Office under CA9322580 2. No strata titling permitted 3. A/C units proposed 4. Bar sinks proposed 5. Schedule B: Antony Wang (604-618-6236) Structural & Geotechnical 6. HPO: Residential Builder - 1134092 B.C. Ltd | Atlantis Plumbing & Heating Ltd
GP-2023-03988 | 2023-12-12 | 2161 E 34TH AVENUE, Vancouver, BC V5P 1A9 | Gas Permit | Residential | Renovation | Completed | Residential - upgrade the minigas boiler to viessmann boiler (85 000 BTU) | Maxhome Mechanical Ltd
GP-2022-02528 | 2022-08-24 | 2226 E 34TH AVENUE, Vancouver, BC V5P 1B1 | Gas Permit | Residential | Addition | Completed | Residential - Furnace 70,000 BTU re/re | HAMZEH GERAMI Dba Nation Heating & Cooling
EP-2023-07120 | 2023-08-08 | 1935 E 36TH AVENUE, Vancouver, BC V5P 1C7 | Electrical Permit | Residential | Addition | Issued | Installation / Repair - Residential - Upgrade electrical service from 100A to 200A. | We Do Electrical Ltd
PP-2023-01098 | 2023-03-30 | 1936 E 36TH AVENUE, Vancouver, BC V5P 1C8 | Plumbing Permit | Residential | New | Issued | Residential - Dwv, waterline >BP: To construct a two-storey two-family dwelling, with a detached accessory building (garage) and open parking pad, at the rear providing 3 parking spaces, having vehicular access from the lane. | FKF PLUMBING & HEATING LTD
PP-2023-01122 | 2023-03-31 | 1936 E 36TH AVENUE, Vancouver, BC V5P 1C8 | Plumbing Permit | Residential | New | Issued | Residential - Sump >BP: To construct a two-storey two-family dwelling, with a detached accessory building (garage) and open parking pad, at the rear providing 3 parking spaces, having vehicular access from the lane. | BESTWAY EXCAVATING & DEMOLITION 2008 LTD
SP-2023-00504 | 2023-03-24 | 1936 E 36TH AVENUE, Vancouver, BC V5P 1C8 | Sprinkler Permit | Residential | New | Issued | Residential - Installation of new sprinkler system The entire building, to be sprinklered to 2 x NFPA 13D. >BP: To construct a two-storey two-family dwelling, with a detached accessory building (garage) and open parking pad, at the rear providing 3 parking spaces, having vehicular access from the lane. Note: This is a 2 storey building pursuant to the Zoning and Development By-Law 1. A/C units proposed in rear yard 2. Schedule B: Makhan S. Dhillon, P.Eng (604-537-6271) Structural & Geotechnical 3. HPO: MyHomedesigner.com Ltd. ***This permit is issued under the VBBL 2019, with updated energy requirements as per bylaw # 12997 effective Jan 01, 2022.*** Combustible projections or roof soffits on an exposing building face shall not project to less than .45m from the property line and shall be in compliance with VBBL 2019 9.10.15.5.(9) | Bernin Fire Protection Ltd
EP-2023-02478 | 2023-04-03 | 1936 E 36TH AVENUE, Vancouver, BC V5P 1C8 | Electrical Permit | Residential | New | Issued | Installation / Repair - Residential - new duplex house #1 ,#2 1936 Electrical and extra low voltage 200A 1 ph main service 125A each house installations >BP: To construct a two-storey two-family dwelling, with a detached accessory building (garage) and open parking pad, at the rear providing 3 parking spaces, having vehicular access from the lane. Note: This Building Permit will remain in a suspended status until the associated (green) Demolition Permit BP-2022-03450 is completed. Note: This is a 2 storey building pursuant to the Zoning and Development By-Law 1. A/C units proposed in rear yard 2. Schedule B: Makhan S. Dhillon, P.Eng (604-537-6271) Structural & Geotechnical 3. HPO: MyHomedesigner.com Ltd. ***This permit is issued under the VBBL 2019, with updated energy requirements as per bylaw # 12997 effective Jan 01, 2022.*** Combustible projections or roof soffits on an exposing building face shall not project to less than .45m from the property line and shall be in compliance with VBBL 2019 9.10.15.5.(9) The entire building, to be sprinklered to 2 x NFPA 13D. | AKKAS ELECTRICAL LTD
EP-2023-00162 | 2023-01-13 | 1936 E 36TH AVENUE, Vancouver, BC V5P 1C8 | Electrical Permit | Residential | New | Expired | Temporary Power - Residential - To provide temporary power. NOTE: Work authorized by this permit is for placement of a temporary power pole only and does not authorize any site construction and/or excavation. A separate Building Permit will be required prior to commencement of any other work on this site. | AKKAS ELECTRICAL LTD
MP-2023-01539 | 2023-08-23 | 1936 E 36TH AVENUE, Vancouver, BC V5P 1C8 | Mechanical Permit | NULL | NULL | Issued | NULL | Lower Mainland Refrigeration Systems Ltd
EP-2022-03033 | 2022-04-14 | 1966 E 36TH AVENUE, Vancouver, BC V5P 1C8 | Electrical Permit | Residential | Renovation | Completed | Installation / Repair - Residential - Upgrade existing electrical service from 100 Amps overhead to 200 Amps, dip service. Also install provisions for new telephone/cable termination boxes. | Bill's Electrical Services Ltd
SP-2022-01403 | 2022-08-31 | 459 E 28TH AVENUE, Vancouver, BC V5V 2N2 | Sprinkler Permit | Residential | New | Issued | Residential - 1FD+SS - #1 & #2 - new sprinkler system for house Interior/exterior alterations for this existing One family dwelling. Change of use from one family dwelling to one family dwelling with secondary suite. - removal of external shed - interior renovation and upgrades - creation of new secondary suite - new windows, doors & skylights - converting existing enclosed balcony to deck | Titan Fire Protection Ltd
MP-2023-00431 | 2023-03-21 | 459 E 28TH AVENUE, Vancouver, BC V5V 2N2 | Mechanical Permit | NULL | NULL | Issued | NULL | B&T West Mechanical Ltd
NULL | NULL | 459 E 28TH AVENUE, Vancouver, BC V5V 2N2 | Mechanical Permit | NULL | NULL | Draft | NULL | NULL
GP-2023-01112 | 2023-03-31 | 459 E 28TH AVENUE, Vancouver, BC V5V 2N2 | Gas Permit | Residential | New | Issued | Residential - Zero Clearance Gas Fireplace to New SFD, Vent & Gas Hookup Only >BP: Interior/exterior alterations for this existing One family dwelling. Change of use from one family dwelling to one family dwelling with secondary suite. - removal of external shed - interior renovation and upgrades - creation of new secondary suite - new windows, doors & skylights - converting existing enclosed balcony to dec | Encore Fireplaces Ltd
NULL | NULL | 459 E 28TH AVENUE, Vancouver, BC V5V 2N2 | Gas Permit | Residential | Renovation | Draft | Residential - Add fireplace, bbq box and combi boiler | NULL
NULL | NULL | 459 E 28TH AVENUE, Vancouver, BC V5V 2N2 | Gas Permit | Residential | Renovation - Dwelling Unit(s) only | Draft | Residential - This is a house reno. Adding a BBQ Box, Fireplace and Combi Boiler. Gas line to house and meter is by others. | NULL
PP-2023-01069 | 2023-03-28 | 459 E 28TH AVENUE, Vancouver, BC V5V 2N2 | Plumbing Permit | Residential | Renovation | Issued | Residential - Installation of sump, storm sewer, sanitary sewer & outside waterline to P/L | Quality Draintile Ltd
GP-2023-01153 | 2023-04-05 | 459 E 28TH AVENUE, Vancouver, BC V5V 2N2 | Gas Permit | Residential | Renovation | Completed | Residential - Add in a fireplace, combi-boiler and fireplace >BP: Interior/exterior alterations for this existing One family dwelling. Change of use from one family dwelling to one family dwelling with secondary suite. - removal of external shed - interior renovation and upgrades - creation of new secondary suite - new windows, doors & skylights - converting existing enclosed balcony to deck The building to be sprinklered to NPFA 13D as per VBBL 3.2.5.12.(3)(d). | B&T West Mechanical Ltd
EP-2023-00897 | 2023-02-02 | 459 E 28TH AVENUE, Vancouver, BC V5V 2N2 | Electrical Permit | Residential | Renovation | Issued | Installation / Repair - Residential - Renovating entire house with new wire and upgrading service from 100A to 200A, installing new meter on pole at back of house. *Amend Jun 01, 2023 -"Add Air Conditioner" -"Add Solar (ran PVC pipes for future solar project)" >BP: Interior/exterior alterations for this existing One family dwelling. Change of use from one family dwelling to one family dwelling with secondary suite. - removal of external shed - interior renovation and upgrades - creation of new secondary suite - new windows, doors & skylights - converting existing enclosed balcony to deck | nuPower Electric Ltd
PP-2023-00428 | 2023-02-09 | 459 E 28TH AVENUE, Vancouver, BC V5V 2N2 | Plumbing Permit | Residential | Renovation | Completed | Residential - New Plumbing Fixtures and New Underground Piping >BP: Interior/exterior alterations for this existing One family dwelling. Change of use from one family dwelling to one family dwelling with secondary suite. - removal of external shed - interior renovation and upgrades - creation of new secondary suite - new windows, doors & skylights - converting existing enclosed balcony to deck March 21-2023-AMEND - add 2 floor drains on the ground level | B&T West Mechanical Ltd
EP-2023-03905 | 2023-05-05 | 459 E 28TH AVENUE, Vancouver, BC V5V 2N2 | Electrical Permit | Residential | Renovation | Issued | Installation / Repair - Residential - Low voltage wiring includes: security alarm, cable, telephone, network wiring and CCTV wiring. >BP: Interior/exterior alterations for this existing One family dwelling. Change of use from one family dwelling to one family dwelling with secondary suite. - removal of external shed - interior renovation and upgrades - creation of new secondary suite - new windows, doors & skylights - converting existing enclosed balcony to deck The building to be sprinklered to NPFA 13D as per VBBL 3.2.5.12.(3)(d). | Donald W MacRae
GP-2022-00305 | 2022-01-31 | 464 E 28TH AVENUE, Vancouver, BC V5V 2N3 | Gas Permit | Residential | Renovation | Completed | Residential - Remove existing furnace, and hot water tank, clean room and disposal/recycle • Install new high efficiency furnace • Install new 40 Gallon hot water tank | Ashton Service Group/Ashton Mechanical Ltd.
SP-2023-01378 | 2023-07-31 | 490 E 28TH AVENUE, Vancouver, BC V5V 2N3 | Sprinkler Permit | Residential | New | Issued | Residential - 2FD+SS - WEST - 490 E 28TH AV EAST - 4405 ST GEORGE ST & 498 E 28TH AV (SS) NEW HOME >DB: To construct a 3-storey duplex with a secondary suite located in the basements and a detached accessory building (garage) at the rear providing 2 parking spaces, having vehicular access from East 28th Avenue. The entire building to be sprinklered to 2x NFPA 13D. Note: This is a 2 storey building pursuant to the Zoning and Development By-Law ******THIS PERMIT HAS BEEN ISSUED UNDER THE REQUIREMENTS OF VBBL 2019****** This permit is issued under the VBBL 2019, with updated energy requirements as per bylaw # 12997 effective Jan 01, 2022. 1. Covenant registered at the Land Title Office under CB171247 2. No strata titling permitted for secondary suites 3. A/C unit proposed in front and rear yard | SBMS Construction Ltd
PP-2023-02463 | 2023-07-12 | 490 E 28TH AVENUE, Vancouver, BC V5V 2N3 | Plumbing Permit | Residential | New | Issued | Residential - 2FD+SS - WEST - 490 E 28TH AV EAST - 4405 ST GEORGE ST & 498 E 28TH AV (SS) Plumbing >DB: To construct a 3-storey duplex with a secondary suite located in the basements and a detached accessory building (garage) at the rear providing 2 parking spaces, having vehicular access from East 28th Avenue. The entire building to be sprinklered to 2x NFPA 13D. Note: This is a 2 storey building pursuant to the Zoning and Development By-Law ******THIS PERMIT HAS BEEN ISSUED UNDER THE REQUIREMENTS OF VBBL 2019****** This permit is issued under the VBBL 2019, with updated energy requirements as per bylaw # 12997 effective Jan 01, 2022. 1. Covenant registered at the Land Title Office under CB171247 2. No strata titling permitted for secondary suites 3. A/C unit proposed in front and rear yard | G & D Hayer Plumbing Ltd
PP-2023-01090 | 2023-03-29 | 490 E 28TH AVENUE, Vancouver, BC V5V 2N3 | Plumbing Permit | Residential | New | Issued | Residential - two out side sumps with out pump >BP: To construct a 3-storey duplex with a secondary suite located in the basements and a detached accessory building (garage) at the rear providing 2 parking spaces, having vehicular access from East 28th Avenue. | JVT EXCAVATING & DEMOLITION LTD
EP-2022-09436 | 2022-11-07 | 490 E 28TH AVENUE, Vancouver, BC V5V 2N3 | Electrical Permit | Residential | New | Expired | Temporary Power - Residential - To provide temporary power. | GV ELECTRICAL INC
EP-2023-07303 | 2023-08-21 | 490 E 28TH AVENUE, Vancouver, BC V5V 2N3 | Electrical Permit | Residential | New | Issued | Installation / Repair - Residential - ¦ 2FD + 1SS- 200A ¦ Duplex wiring 125A service to each unit *An approved mechanical permit is required for the installation of air conditioning or heat pump unit at the time of installation before an electrical inspection will be performed To construct a 3-storey duplex with a secondary suite located in the basements and a detached accessory building (garage) at the rear providing 2 parking spaces, having vehicular access from East 28th Avenue. The entire building to be sprinklered to 2x NFPA 13D. Note: This is a 2 storey building pursuant to the Zoning and Development By-Law ******THIS PERMIT HAS BEEN ISSUED UNDER THE REQUIREMENTS OF VBBL 2019****** This permit is issued under the VBBL 2019, with updated energy requirements as per bylaw # 12997 effective Jan 01, 2022. 1. Covenant registered at the Land Title Office under CB171247 2. No strata titling permitted for secondary suites 3. A/C unit proposed in front and rear yard 4. Schedule B Ke Jian MA (604-599-8890) Structural 5. Schedule B Jian Zhong Jin, P.Eng. (604.362.7021) Geotechnical 6. BC Housing Aqua Homes Development Ltd. | L.H. ELECTRIC LTD
GP-2023-03716 | 2023-11-28 | 490 E 28TH AVENUE, Vancouver, BC V5V 2N3 | Gas Permit | Residential | New | Issued | Residential - 2 stove one complete 2 bbq complete >BP To construct a 3-storey duplex with a secondary suite located in the basements and a detached accessory building (garage) at the rear providing 2 parking spaces, having vehicular access from East 28th Avenue. | G & D Hayer Plumbing Ltd
EP-2023-10841 | 2023-12-04 | 490 E 28TH AVENUE, Vancouver, BC V5V 2N3 | Electrical Permit | Residential | New | Issued | Installation / Repair - Residential - Low Voltage Rough-In and Completion of Alarm system, Tel/Data/Cable >BP: To construct a 3-storey duplex with a secondary suite located in the basements and a detached accessory building (garage) at the rear providing 2 parking spaces, having vehicular access from East 28th Avenue. The entire building to be sprinklered to 2x NFPA 13D. This permit is issued under the VBBL 2019, with updated energy requirements as per bylaw # 12997 effective Jan 01, 2022. 1. Covenant registered at the Land Title Office under CB171247 2. No strata titling permitted for secondary suites 3. A/C unit proposed in front and rear yard 4. Schedule B Ke Jian MA (604-599-8890) Structural 5. Schedule B Jian Zhong Jin, P.Eng. (604.362.7021) Geotechnical 6. BC Housing Aqua Homes Development Ltd. All rooms adjacent to south exposing building face shall be sprinklered. "Combustible projections or roof soffits on an exposing building face shall not project to less than .45m from the property line and shall be in compliance with VBBL 2019 9.10.15.5.(9)" | Infinitech Security & Integration Inc.
MP-2023-02133 | 2023-12-01 | 490 E 28TH AVENUE, Vancouver, BC V5V 2N3 | Mechanical Permit | NULL | NULL | Issued | NULL | Lumi HVAC Ltd
EP-2023-09970 | 2023-11-27 | 527 E 28TH AVENUE, Vancouver, BC V5V 2N4 | Electrical Permit | Residential | New | Completed | Installation / Repair - Residential - Solar installation >BP: To construct a 2 storey + basement one-family dwelling ($781.750.00), at the rear providing 1 surface parking spaces, having vehicular access from the lane. Note: This is a 2 storey building pursuant to the Zoning and Development By-Law 1- Covenant registered at the Land Title Office under CA9174718 2- No Bar sink proposed 3- (2) A/C units proposed rear yard North elevation - to comply to City of Vancouver Noise Bylaw #6555 4- Schedule B: Alan Prahalad P.Eng (604-831-1431) Structural & Geotechnical 5- Schedule B: Tong Ngo P. Eng (604) 372-2120 Architectural GlassGuard 6-HPO: Residential Builder - Mercia Construction Ltd #32192 Rev#2: PV solar panels added to roof schedule B ****ALL PROJECT COORINATOR NOTES HAS BEEN ACCEPTED BY THE APPLICANT**** ******THIS PERMIT HAS BEEN ISSUED UNDER THE REQUIREMENTS OF VBBL #12511 (2019)****** | Livewire Energy Services Ltd.
GP-2022-03567 | 2022-11-16 | 527 E 28TH AVENUE, Vancouver, BC V5V 2N4 | Gas Permit | Residential | New | Completed | Residential - Install one natural gas fireplace >>BP: To construct a 2 storey + basement one-family dwelling ($781.750.00), at the rear providing 1 surface parking spaces, having vehicular access from the lane. Note: This is a 2 storey building pursuant to the Zoning and Development By-Law 1- Covenant registered at the Land Title Office under CA9174718 2- No Bar sink proposed 3- (2) A/C units proposed rear yard North elevation - to comply to City of Vancouver Noise Bylaw #6555 4- Schedule B: Alan Prahalad P.Eng (604-831-1431) Structural & Geotechnical 5- Schedule B: Tong Ngo P. Eng (604) 372-2120 Architectural GlassGuard 6-HPO: Residential Builder - Mercia Construction Ltd #32192 ****ALL PROJECT COORINATOR NOTES HAS BEEN ACCEPTED BY THE APPLICANT**** ******THIS PERMIT HAS BEEN ISSUED UNDER THE REQUIREMENTS OF VBBL #12511 (2019)****** | Vancouver Gas Fireplaces Ltd
EP-2022-10270 | 2022-12-06 | 527 E 28TH AVENUE, Vancouver, BC V5V 2N4 | Electrical Permit | Residential | New | Completed | Installation / Repair - Residential - Prewire and Finish - Audio, Data, CCTV >BP: To construct a 2 storey + basement one-family dwelling ($781.750.00), at the rear providing 1 surface parking spaces, having vehicular access from the lane. | Vantech Communications Ltd.
SP-2022-02001 | 2022-11-30 | 527 E 28TH AVENUE, Vancouver, BC V5V 2N4 | Sprinkler Permit | Residential | New | Completed | Residential - To Install 31sprinkler heads To construct a 2 storey + basement one-family dwelling , at the rear providing 1 surface parking spaces, having vehicular access from the lane. Note: This is a 2 storey building pursuant to the Zoning and Development By-Law 1- Covenant registered at the Land Title Office under CA9174718 2- No Bar sink proposed 3- (2) A/C units proposed rear yard North elevation - to comply to City of Vancouver Noise Bylaw #6555 4- Schedule B: Alan Prahalad P.Eng (604-831-1431) Structural & Geotechnical 5- Schedule B: Tong Ngo P. Eng (604) 372-2120 Architectural GlassGuard 6-HPO: Residential Builder - Mercia Construction Ltd #32192 | General Sprinkler Systems Ltd
EP-2022-10473 | NULL | 527 E 28TH AVENUE, Vancouver, BC V5V 2N4 | Electrical Permit | Commercial | New | Cancelled | Installation / Repair - Commercial - Solar installation on both single family dwelling and detatched garage. >BP: To construct a 2 storey + basement one-family dwelling ($781.750.00), at the rear providing 1 surface parking spaces, having vehicular access from the lane. Note: This is a 2 storey building pursuant to the Zoning and Development By-Law 1- Covenant registered at the Land Title Office under CA9174718 2- No Bar sink proposed 3- (2) A/C units proposed rear yard North elevation - to comply to City of Vancouver Noise Bylaw #6555 4- Schedule B: Alan Prahalad P.Eng (604-831-1431) Structural & Geotechnical 5- Schedule B: Tong Ngo P. Eng (604) 372-2120 Architectural GlassGuard 6-HPO: Residential Builder - Mercia Construction Ltd #32192 Rev#2: PV solar panels added to roof schedule B | HighAngle Electrical Inc
GP-2022-02969 | 2022-10-03 | 527 E 28TH AVENUE, Vancouver, BC V5V 2N4 | Gas Permit | Residential | New | Completed | Residential - To install boiler range fireplace BBQ firepit There is pipping for fireplace and BBQ **Amend 08/04/2023** Change to gas range piping only | JOT MECHANICAL LTD
PP-2022-02702 | 2022-08-05 | 527 E 28TH AVENUE, Vancouver, BC V5V 2N4 | Plumbing Permit | Residential | New | Completed | Residential - New plumbing in single family residential >BP: To construct a 2 storey + basement one-family dwelling ($781.750.00), at the rear providing 1 surface parking spaces, having vehicular access from the lane. Note: This is a 2 storey building pursuant to the Zoning and Development By-Law 1- Covenant registered at the Land Title Office under CA9174718 2- No Bar sink proposed 3- (2) A/C units proposed rear yard North elevation - to comply to City of Vancouver Noise Bylaw #6555 4- Schedule B: Alan Prahalad P.Eng (604-831-1431) Structural & Geotechnical 5- Schedule B: Tong Ngo P. Eng (604) 372-2120 Architectural GlassGuard 6-HPO: Residential Builder - Mercia Construction Ltd #32192 | ASPRA PLUMBING & HEATING LTD.
PP-2023-02093 | 2023-06-14 | 527 E 28TH AVENUE, Vancouver, BC V5V 2N4 | Plumbing Permit | Residential | New | Completed | Residential - Main plumbing tie in for inground irrigation installation >BP: To construct a 2 storey + basement one-family dwelling at the rear providing 1 surface parking spaces, having vehicular access from the lane. | Norvan Lighting & Sprinklers Inc
PP-2022-01094 | 2022-03-31 | 527 E 28TH AVENUE, Vancouver, BC V5V 2N4 | Plumbing Permit | Residential | New | Completed | Residential - Sumps Engineering Assurance letter will be submitted with the District Inspector on the site” | Bhullar Excavating and Demolition
EP-2022-02533 | 2022-05-02 | 527 E 28TH AVENUE, Vancouver, BC V5V 2N4 | Electrical Permit | Residential | New | Completed | Installation / Repair - Residential - Rough Wire, Service, and Finishing to me completed. HOUSE BREAKER 125A LANEWAY BREAKER 100A MAIN SERVICE 200A >BP: To construct a 2 storey + basement one-family dwelling ($781.750.00), at the rear providing 1 surface parking spaces, having vehicular access from the lane. Note: This is a 2 storey building pursuant to the Zoning and Development By-Law 1- Covenant registered at the Land Title Office under CA9174718 2- No Bar sink proposed 3- (2) A/C units proposed rear yard North elevation - to comply to City of Vancouver Noise Bylaw #6555 4- Schedule B: Alan Prahalad P.Eng (604-831-1431) Structural & Geotechnical 5- Schedule B: Tong Ngo P. Eng (604) 372-2120 Architectural GlassGuard 6-HPO: Residential Builder - Mercia Construction Ltd #32192 Building 1 #1-527 E 28th Av - One Family Dwelling (2 storey with basement) Address and suite number assigned as per approved plans for Fire and Emergency response. The address number is to be posted to the building to be visible from the street and the suite number is to be posted at the suite entry in accordance with the Building By-law prior to final inspection. ****ALL PROJECT COORINATOR NOTES HAS BEEN ACCEPTED BY THE APPLICANT**** ******THIS PERMIT HAS BEEN ISSUED UNDER THE REQUIREMENTS OF VBBL #12511 (2019)****** | Bassi Electrical Ltd
GP-2022-00498 | 2023-10-23 | 3299 E 26TH AVENUE, Vancouver, BC V5R 1L8 | Gas Permit | Residential | New | Completed | Residential - Installing a Boiler | Pro Ace Heating & Air Conditioning Services Ltd
EP-2023-03893 | 2023-05-10 | 2771 E 27TH AVENUE, Vancouver, BC V5R 1N4 | Electrical Permit | Residential | Renovation | Completed | Installation / Repair - Residential - Check the wiring of the addition, install smoke alarms, and change the location of the panel. -reference: CF-2021-012916 >BP: Case File CF-2021-012535 - Exterior and interior alterations to validate a crawlspace conversion to new cellar floor, slab, walls, windows, doors and finishes for a change of use of this existing two storey and cellar/crawlspace, Single Detached house to a Single Detached house with a secondary suite in the cellar on this inside with lane site. Shambhu N. Biswas, P. Eng., Structural Design Engineer submitted a comfort letter and signed/sealed drawing - Building Section/Details. Notes: ~ Energy upgrade as per REUP. ~ Renovation classified as a Minor Vertical Addition under Part 11 ~ Building Sprinklered – Separate sprinkler permit required for upgrade to expand system in the new cellar floor. | PADAM ELECTRICAL LTD
SP-2023-00609 | 2023-04-24 | 2771 E 27TH AVENUE, Vancouver, BC V5R 1N4 | Sprinkler Permit | Residential | Renovation | Completed | Residential - to add sprinkler heads for the basement renovation Case File CF-2021-012917 >BP: Case File CF-2021-012535 - Exterior and interior alterations to validate a crawlspace conversion to new cellar floor, slab, walls, windows, doors and finishes for a change of use of this existing two storey and cellar/crawlspace, Single Detached house to a Single Detached house with a secondary suite in the cellar on this inside with lane site. | Max Fire Pro Ltd
GP-2023-03392 | 2023-11-06 | 1312 E 31ST AVENUE, Vancouver, BC V5V 2X8 | Gas Permit | Residential | Renovation | Completed | Residential - RE&RE hot water tank | Milani Plumbing Heating & Air Conditioning Ltd
GP-2022-00693 | 2022-04-01 | 1525 E 31ST AVENUE, Vancouver, BC V5N 3B1 | Gas Permit | Residential | Renovation | Completed | Residential - RE&RE fireplace insert (31,000BTU) Exterior and interior alterations to provide improvements to this existing one family dwelling building on this site. Exterior changes to replace all windows and doors. Scope of work: - Ground fl - Remove and install interior walls and doors, add new closet, hot water tank, new stair handrail, new A/C at the rear, replace and remove interior handrail, new flooring & painting - Uper fl - update kitchen and bathrooms, remove and install interior walls and doors, plumbing fixtures, millwork, add one window at the rear, remove & replace handrail, new flooring and painting - Replace all existing windows with new double glazed vinyl windows - Remove existing brick and gate on North EL, remove existing steel columns and replaced with wood posts | Hilltop Plumbing and Heating (2016) Ltd
EP-2022-08787 | 2022-11-16 | 1569 E 31ST AVENUE, Vancouver, BC V5N 3B1 | Electrical Permit | Residential | Renovation | Completed | Installation / Repair - Residential - interconnect smoke alram in the whole house in all floors ( CF-2020-013929) >BP: Related to: CF-2020-013929 To alter the interior of the existing one-family dwelling with secondary suite. Scope of work includes: removing unauthorized kitchens to match layout of last approved drawings OK for Field Review per A. Patterson May 28, 2021 Notes: 1. No strata-titling permitted 2. Smoke alarms to be installed in conformance with Vancouver Building Bylaw subsections 3.2.4. and 9.10.19 3. CO Alarms to be installed in conformance with Vancouver Building Bylaw subsections 6.2.4. and 9.32.4 | THE PRIME TIME ELECTRIC LTD
EP-2022-04820 | 2022-06-08 | 2026 E 32ND AVENUE, Vancouver, BC V5N 3B8 | Electrical Permit | Residential | New | Expired | Temporary Power - Residential - To provide temporary power. | Bindi Electrical Services Ltd
PP-2022-02557 | 2022-07-21 | 2026 E 32ND AVENUE, Vancouver, BC V5N 3B8 | Plumbing Permit | Residential | New | Completed | Residential - Sump and sanitary storm connection | GNA Contracting Ltd
GP-2022-02850 | 2022-09-27 | 2026 E 32ND AVENUE, Vancouver, BC V5N 3B8 | Gas Permit | Residential | New | Completed | Residential - new gas | Sodhi Development Ltd
EP-2022-07810 | 2022-09-16 | 2026 E 32ND AVENUE, Vancouver, BC V5N 3B8 | Electrical Permit | Residential | New | Completed | Installation / Repair - Residential - Prewire & Install - Alarm, data, CCTV AMEND: FEB 16/2023 finishing work as well. Finishing includes : Alarm, CCTV, Data | Vantech Communications Ltd.
SP-2022-01517 | 2022-09-16 | 2026 E 32ND AVENUE, Vancouver, BC V5N 3B8 | Sprinkler Permit | Residential | New | Completed | Residential - 1 FD+SS - #1 & #2 - new home >DB: To construct a 2 storey + basement one-family dwelling with a secondary suite located in the basement with 1 surface parking space, having vehicular access from the lane. Note: This Building Permit will remain in a suspended status until the associated (green) Demolition Permit BP-2022-00193 is completed. Note: This is a 2 storey building pursuant to the Zoning and Development By-Law 1- Covenant registered at the Land Title Office under CA9682118 2- No strata titling permitted 3- No bar sink proposed 4- A/C unit proposed in the rear yard | SBMS Construction Ltd
EP-2022-07402 | 2022-09-08 | 2026 E 32ND AVENUE, Vancouver, BC V5N 3B8 | Electrical Permit | Residential | New | Completed | Installation / Repair - Residential - main house full wiring >BP: To construct a 2 storey + basement one-family dwelling with a secondary suite ($634,787.50) located in the basement with 1 surface parking space, having vehicular access from the lane. Note: This Building Permit will remain in a suspended status until the associated (green) Demolition Permit BP-2022-00193 is completed. Note: This is a 2 storey building pursuant to the Zoning and Development By-Law 1- Covenant registered at the Land Title Office under CA9682118 2- No strata titling permitted 3- No bar sink proposed 4- A/C unit proposed in the rear yard 5- Schedule B: Jason Hui, P.Eng (778-319-3403) Structural & Geotechnical 6- HPO: Residential Builder – Singh Development Ltd. 7- The entire building, INCLUDING THE ATTACHED GARAGE (if applicable), to be sprinklered to NFPA 13D. | Bindi Electrical Services Ltd
PP-2022-02866 | 2022-08-17 | 2026 E 32ND AVENUE, Vancouver, BC V5N 3B8 | Plumbing Permit | Residential | New | Completed | Residential - 1FD+SS - #1 & #2 - Whole house To construct a 2 storey + basement one-family dwelling with a secondary suite located in the basement with 1 surface parking space, having vehicular access from the lane. Note: This Building Permit will remain in a suspended status until the associated (green) Demolition Permit BP-2022-00193 is completed. Note: This is a 2 storey building pursuant to the Zoning and Development By-Law 1- Covenant registered at the Land Title Office under CA9682118 2- No strata titling permitted 3- No bar sink proposed 4- A/C unit proposed in the rear yard AMEND: AUG 25/2022 PER DPI - Heating Design & Load Calculations Uploaded | Alpine Mechanicals Ltd
GP-2022-01389 | 2022-05-10 | 2034 E 32ND AVENUE, Vancouver, BC V5N 3B8 | Gas Permit | Residential | New | Completed | Residential - 2034 e32 ave to install 1 boiler 1 range 2032 e32 ave to install 1 boiler 1 range 1 bbq | Symbolistic Heating Ltd
EP-2022-03830 | 2022-05-17 | 2034 E 32ND AVENUE, Vancouver, BC V5N 3B8 | Electrical Permit | Residential | New | Completed | Installation / Repair - Residential - New main electrical permit for duplex >BP: 2FD + 1 LO Unit To construct a 2 storey two-family dwelling with (1) lock off located in the Basement ($635,352.50) with a detached accessory building (garage) and 1 open parking at the rear providing 3 parking spaces, having vehicular access from the lane. 1. Covenant registered at the Land Title Office under CA9351707 2. A/C proposed – Exterior component located in rear yard, Interior component located in crawl space 3. Schedule B: Shahidul Alam P.Eng (604-653-7475) Structural & Geotechnical 7. HPO: Residential Builder- (AVS Developments) 8. The entire building is to be sprinklered to 2 x NFPA 13D Note: This is a 2 storey building pursuant to the Zoning and Development By-Law FRONT UNIT 2034 E 32nd Av - One Family Dwelling (north side of 1st & 2nd floor) BACK UNIT #1-2032 E 32nd Av - One Family Dwelling (south side of 1st & 2nd floor) #2-2032 E 32nd Av - Lock Off Unit Address and suite numbers assigned as per approved plans for Fire and Emergency response. The address numbers are to be posted to the building to be visible from the street and the suite numbers are to be posted at the suite entries in accordance with the Building By-law prior to final inspection. | Blue Whale Electrical Ltd
EP-2022-03855 | 2022-05-11 | 2034 E 32ND AVENUE, Vancouver, BC V5N 3B8 | Electrical Permit | Residential | New | Completed | Installation / Repair - Residential - tv,telephone,alarm prewire and complete >BP: To construct a 2 storey two-family dwelling with (1) lock off located in the Basement ($635,352.50) with a detached accessory building (garage) and 1 open parking at the rear providing 3 parking spaces, having vehicular access from the lane. 1. Covenant registered at the Land Title Office under CA9351707 2. A/C proposed – Exterior component located in rear yard, Interior component located in crawl space 3. Schedule B: Shahidul Alam P.Eng (604-653-7475) Structural & Geotechnical 7. HPO: Residential Builder- (AVS Developments) 8. The entire building is to be sprinklered to 2 x NFPA 13D Note: This is a 2 storey building pursuant to the Zoning and Development By-Law FRONT UNIT 2034 E 32nd Av - One Family Dwelling (north side of 1st & 2nd floor) BACK UNIT #1-2032 E 32nd Av - One Family Dwelling (south side of 1st & 2nd floor) #2-2032 E 32nd Av - Lock Off Unit Address and suite numbers assigned as per approved plans for Fire and Emergency response. The address numbers are to be posted to the building to be visible from the street and the suite numbers are to be posted at the suite entries in accordance with the Building By-law prior to final inspection. | Tvisha Technologies Ltd
SP-2022-00751 | 2022-05-13 | 2034 E 32ND AVENUE, Vancouver, BC V5N 3B8 | Sprinkler Permit | Residential | New | Completed | Residential - Install sprinklers in duplex 2FD + 1 LO Unit To construct a 2 storey two-family dwelling with (1) lock off located in the Basement with a detached accessory building (garage) and 1 open parking at the rear providing 3 parking spaces, having vehicular access from the lane. 1. Covenant registered at the Land Title Office under CA9351707 2. A/C proposed – Exterior component located in rear yard, Interior component located in crawl space 3. Schedule B: Shahidul Alam P.Eng (604-653-7475) Structural & Geotechnical 7. HPO: Residential Builder- (AVS Developments) 8. The entire building is to be sprinklered to 2 x NFPA 13D | Gold Key Fire Protection Ltd
PP-2022-01178 | 2022-04-07 | 2034 E 32ND AVENUE, Vancouver, BC V5N 3B8 | Plumbing Permit | Residential | New | Completed | Residential - 2FD+LOCK OFF UNIT - FRONT UNIT -2034 E 32ND AV BACK UNIT - 2032 E 32ND AV - #1 & #2 Installing new plumbing fixtures inside the duplex To construct a 2 storey two-family dwelling with (1) lock off located in the Basement with a detached accessory building (garage) and 1 open parking at the rear providing 3 parking spaces, having vehicular access from the lane. 1. Covenant registered at the Land Title Office under CA9351707 2. A/C proposed – Exterior component located in rear yard, Interior component located in crawl space | SUNSHINE PLUMBING LTD
EP-2022-01358 | 2022-02-22 | 2034 E 32ND AVENUE, Vancouver, BC V5N 3B8 | Electrical Permit | Residential | New | Expired | Temporary Power - Residential - To provide temporary power. | Moon Star Electrical Ltd
GP-2023-00573 | 2023-02-16 | 2088 E 32ND AVENUE, Vancouver, BC V5N 3B8 | Gas Permit | Residential | Renovation | Completed | Residential - Re & Re Furnace | Eaton's Heating Ltd
EP-2022-00203 | 2022-01-24 | 864 E 33RD AVENUE, Vancouver, BC V5V 3A5 | Electrical Permit | Residential | Renovation | Completed | Installation / Repair - Residential - Kitchen/bathroom reno and 200A service upgrade > Only cosmetic work for new kitchen and bathroom, new heat system, some new lighting, new devices throughout, new added smoke detectors per code, etc... The service upgrade is due to the current service being only 70A which is not sufficient for the load or for insurance. We are upgrading to 125A actually as we cannot do a midspan 200A in this location. The load calculation is 112 Amps @ 240V. >>>>>>>> Amend: Feb. 23rd- -Upgrade is not 200A it is 125A 240V, wire size is 250kcmil -The service is 125A overhead. Wire size is 250KCmil for future upgrades however it's a 125a panel and the intention is 125a max currently | Nelcan Electric Ltd
PP-2022-00276 | 2022-02-01 | 864 E 33RD AVENUE, Vancouver, BC V5V 3A5 | Plumbing Permit | Residential | Renovation | Completed | Residential - Plumbing for bathroom and laundry All existing fixtures | AMF CONTRACTING LTD
GP-2023-03168 | 2023-10-20 | 870 E 33RD AVENUE, Vancouver, BC V5V 3A5 | Gas Permit | Residential | Renovation | Completed | Residential - Samsung 30" freestanding gas range | Han Appliances & Refrigeration Ltd
EP-2023-07667 | 2023-08-29 | 1652 E 34TH AVENUE, Vancouver, BC V5P 1A1 | Electrical Permit | Residential | Renovation - Dwelling Unit(s) only | Completed | Installation / Repair - Residential - service upgrade from 100 to 200 amp. new service, meter and main panel. new ground plate. adding new circuit for AC NO MP AT THIS TIME | Bisco Electrical Contracting Ltd
MP-2023-01679 | 2023-09-14 | 1652 E 34TH AVENUE, Vancouver, BC V5P 1A1 | Mechanical Permit | NULL | NULL | Completed | NULL | Pioneer Plumbing & Heating Inc
GP-2023-02741 | 2023-09-22 | 1652 E 34TH AVENUE, Vancouver, BC V5P 1A1 | Gas Permit | Residential | Renovation - Dwelling Unit(s) only | Completed | Residential - Remove gas line for furnace and cap | Pioneer Plumbing & Heating Inc
EP-2022-04948 | 2022-06-15 | 1652 E 34TH AVENUE, Vancouver, BC V5P 1A1 | Electrical Permit | Residential | Addition | Completed | Installation / Repair - Residential - Supply and install a 40A, 240V branch circuit for a level 2 EV charger. Supply and install a load miser DIVVEE-40 for power sharing purposes. | Hall Electrical Ltd
GP-2022-03049 | 2022-10-07 | 1675 E 34TH AVENUE, Vancouver, BC V5P 1A2 | Gas Permit | Residential | Renovation | Completed | Residential - Re &re hot water tank ( btu 40.000) | Milani Plumbing Heating & Air Conditioning Ltd
GP-2022-03455 | 2022-11-05 | 1680 E 34TH AVENUE, Vancouver, BC V5P 1A1 | Gas Permit | Residential | Renovation - Dwelling Unit(s) only | Completed | Residential - Furnace replacement. | Heatco Furnace Services Ltd
GP-2022-02455 | 2022-08-19 | 1688 E 34TH AVENUE, Vancouver, BC V5P 1A1 | Gas Permit | Residential | Tenant Improvement | Completed | Residential - Furnace and Hot Water Tank Replacement. | Wah Fai Plumbing & Heating Inc
EP-2022-00590 | 2022-02-22 | 364 E 35TH AVENUE, Vancouver, BC V5W 1A8 | Electrical Permit | Residential | New | Completed | Installation / Repair - Residential - "HOMEOWNER PERMIT" Put a 200amp service into new garage and run 100amp to house. Require increased supply for garage to also be able to charge electric car. >BP: To construct a detached 12' x 20' accessory building (1 car garage) at the rear of this existing One family dwelling site having vehicular access from the rear lane. Garage includes 40sf of added FSR. Notes: - Roof drainage to the satisfaction of the DBI. - Schedule B, Structural/Geotechnical, K. Tim Lam, P.Eng, 604-255-7670 | NULL
GP-2023-02327 | 2023-08-09 | 1355 E 36TH AVENUE, Vancouver, BC V5W 1E1 | Gas Permit | Residential | New | Completed | Residential - 4 Ranges, 2 Boilers, 2 BBQ's, 2 Fireplaces & 2 Dryers To install piping and appliances with complete installation except fireplaces are piping only. >BP: To construct a 2 storey two-family dwelling | Skyway Plumbing & gas Ltd
SP-2023-01489 | 2023-08-15 | 1355 E 36TH AVENUE, Vancouver, BC V5W 1E1 | Sprinkler Permit | Residential | New | Issued | Residential - 2FD - WEST - 1355 E 36TH AV EAST - 1357 E 36TH AV Install sprinklers in duplex >DB: To construct a 2 storey two-family dwelling with a detached accessory building (garage) at the rear providing 2 parking spaces, having vehicular access from the 20' lane. Note: The entire building, INCLUDING THE ATTACHED GARAGE (if applicable), to be sprinklered to 2 x NFPA 13D 1. A/C proposed – Exterior component located in rear, Interior component located in basement. 2. Bar sink located in basement. **THIS PERMIT HAS BEEN ISSUED UNDER THE REQUIREMENTS OF VBBL #12511 (2019)** | Gold Key Fire Protection Ltd
GP-2023-02401 | 2023-08-16 | 1355 E 36TH AVENUE, Vancouver, BC V5W 1E1 | Gas Permit | Residential | New | Issued | Residential - 2 Fireplaces Venting and hook up only >BP: To construct a 2 storey two-family dwelling | ORAY FIREPLACES LTD
EP-2023-00819 | 2023-01-31 | 1355 E 36TH AVENUE, Vancouver, BC V5W 1E1 | Electrical Permit | Residential | New | Expired | Temporary Power - Residential - To provide temporary power. | Samreet Electrical Services Ltd
PP-2023-01443 | 2023-04-25 | 1355 E 36TH AVENUE, Vancouver, BC V5W 1E1 | Plumbing Permit | Residential | New | Issued | Residential - 2FD - sump installation | Kingsman Excavating Ltd.
MP-2023-01018 | 2023-06-06 | 1355 E 36TH AVENUE, Vancouver, BC V5W 1E1 | Mechanical Permit | NULL | NULL | Completed | NULL | Skyway Plumbing & gas Ltd
PP-2023-01888 | 2023-05-29 | 1355 E 36TH AVENUE, Vancouver, BC V5W 1E1 | Plumbing Permit | Residential | New | Completed | Residential - To install piping and fixtures for a new duplex. >BP: To construct a 2 storey two-family dwelling with a detached accessory building (garage) at the rear providing 2 parking spaces, having vehicular access from the 20' lane. Note: The entire building, INCLUDING THE ATTACHED GARAGE (if applicable), to be sprinklered to 2 x NFPA 13D 1. A/C proposed – Exterior component located in rear, Interior component located in basement. 2. Bar sink located in basement. 3. Schedule B: (A.D.A Prahalad) P.Eng (604.831.1431) Structural & Geotechnical 4. HPO: Residential Builder- Modern Styles Home Ltd | Skyway Plumbing & gas Ltd
EP-2023-06159 | 2023-07-10 | 1355 E 36TH AVENUE, Vancouver, BC V5W 1E1 | Electrical Permit | Residential | New | Issued | Installation / Repair - Residential - Installation of tv, telephone, alarm prewire and complete. >BP: To construct a 2 storey two-family dwelling ($985,875) with a detached accessory building (garage) at the rear providing 2 parking spaces, having vehicular access from the 20' lane. Note: The entire building, INCLUDING THE ATTACHED GARAGE (if applicable), to be sprinklered to 2 x NFPA 13D 1. A/C proposed – Exterior component located in rear, Interior component located in basement. 2. Bar sink located in basement. 3. Schedule B: (A.D.A Prahalad) P.Eng (604.831.1431) Structural & Geotechnical 4. HPO: Residential Builder- Modern Styles Home Ltd Note: This is a 2 storey building pursuant to the Zoning and Development By-Law **THIS PERMIT HAS BEEN ISSUED UNDER THE REQUIREMENTS OF VBBL #12511 (2019)** | Tvisha Technologies Ltd
MP-2023-01267 | 2023-07-10 | 1355 E 36TH AVENUE, Vancouver, BC V5W 1E1 | Mechanical Permit | NULL | NULL | Completed | NULL | FAST ROUTE PLUMBING & REFRIGERATION MECHANICAL LTD
EP-2023-06439 | 2023-08-01 | 1355 E 36TH AVENUE, Vancouver, BC V5W 1E1 | Electrical Permit | Residential | New | Completed | Installation / Repair - Residential - New duplex house Main service:200 Volt :120/240 Phase : one phase three wires Each side main panel :125 amp >BP: To construct a 2 storey two-family dwelling ($985,875) with a detached accessory building (garage) at the rear providing 2 parking spaces, having vehicular access from the 20' lane. Note: The entire building, INCLUDING THE ATTACHED GARAGE (if applicable), to be sprinklered to 2 x NFPA 13D 1. A/C proposed – Exterior component located in rear, Interior component located in basement. 2. Bar sink located in basement. 3. Schedule B: (A.D.A Prahalad) P.Eng (604.831.1431) Structural & Geotechnical 4. HPO: Residential Builder- Modern Styles Home Ltd Note: This is a 2 storey building pursuant to the Zoning and Development By-Law **THIS PERMIT HAS BEEN ISSUED UNDER THE REQUIREMENTS OF VBBL #12511 (2019)** | Samreet Electrical Services Ltd
GP-2023-02270 | 2023-07-31 | 1525 E 36TH AVENUE, Vancouver, BC V5P 1C3 | Gas Permit | Residential | New | Issued | Residential - 1 Gas fireplace installation >BP: Interior and exterior alterations and change of use of this existing two-storey, one-family dwelling to a one-family dwelling with a secondary suite | Vaglio Fireplace LTD
GP-2023-01641 | 2023-05-26 | 1525 E 36TH AVENUE, Vancouver, BC V5P 1C3 | Gas Permit | Residential | Renovation | Issued | Residential - 1 Boiler, 2 Rages 1 BBQ & 1 Fireplace rough in for fire place & bbq box >BP: Interior and exterior alterations and change of use of this existing two-storey, one-family dwelling to a one-family dwelling with a secondary suite | West Pender Mechanical Ltd
EP-2023-02934 | 2023-04-04 | 1525 E 36TH AVENUE, Vancouver, BC V5P 1C3 | Electrical Permit | Residential | Renovation | Issued | Installation / Repair - Residential - Low voltage for alarm, data and cctv >BP: Interior and exterior alterations and change of use of this existing two-storey, one-family dwelling to a one-family dwelling with a secondary suite with no off-street parking spaces provided at this site. Not-Sprinklered Work to be done: Upper Floor: - Remove the existing deck cover - Alter the kitchen layout - Renovate the bathroom in the master bedroom 1st Floor (Secondary Suite): - Install new interior walls - Add a new kitchen - Alter the bathroom - Create a playroom for upper floor (Main suite) Letter of assurance provided by: Schedule B (Structural): John R. Steiner, P.Eng, 604-687-8812 | Casbal Services Ltd
PP-2023-00816 | 2023-03-10 | 1525 E 36TH AVENUE, Vancouver, BC V5P 1C3 | Plumbing Permit | Residential | Renovation | Issued | Residential - 1FD+SS - #1 & #2 - House renovation >DB: Interior and exterior alterations and change of use of this existing two-storey, one-family dwelling to a one-family dwelling with a secondary suite with no off-street parking spaces provided at this site. Not-Sprinklered Work to be done: Upper Floor: - Remove the existing deck cover - Alter the kitchen layout - Renovate the bathroom in the master bedroom 1st Floor (Secondary Suite): - Install new interior walls - Add a new kitchen - Alter the bathroom - Create a playroom for upper floor (Main suite) | West Pender Mechanical Ltd
EP-2023-00341 | 2023-01-20 | 1525 E 36TH AVENUE, Vancouver, BC V5P 1C3 | Electrical Permit | Residential | Renovation | Issued | Installation / Repair - Residential - Renovation upgrade to 200amp service, wiring secondary suite, A/C -An approved mechanical permit is required for AC installation before an electrical inspection will be performed >BP: Interior and exterior alterations and change of use of this existing two-storey, one-family dwelling to a one-family dwelling with a secondary suite with no off-street parking spaces provided at this site. Not-Sprinklered Work to be done: Upper Floor: - Remove the existing deck cover - Alter the kitchen layout - Renovate the bathroom in the master bedroom 1st Floor (Secondary Suite): - Install new interior walls - Add a new kitchen - Alter the bathroom - Create a playroom for upper floor (Main suite) Letter of assurance provided by: Schedule B (Structural): John R. Steiner, P.Eng, 604-687-8812 | Bo Electric Ltd
GP-2023-02621 | 2023-09-07 | 1535 E 36TH AVENUE, Vancouver, BC V5P 1C3 | Gas Permit | Residential | Renovation - Dwelling Unit(s) only | Issued | Residential - tankless replacement | CoStar Home Energy Ltd
EP-2023-00757 | 2023-03-22 | 1561 E 36TH AVENUE, Vancouver, BC V5P 1C3 | Electrical Permit | Residential | Tenant Improvement | Completed | Installation / Repair - Residential - 200 amp Service upgrading, Grounding and Bonding | Expert Electric Ltd
GP-2023-00516 | 2023-02-13 | 1561 E 36TH AVENUE, Vancouver, BC V5P 1C3 | Gas Permit | Residential | Renovation | Completed | Residential - RE N RE - Replace HWT and Furnace | Impetus Plumbing & Heating Ltd
EP-2023-04790 | 2023-06-06 | 1582 E 36TH AVENUE, Vancouver, BC V5P 1C4 | Electrical Permit | Residential | Tenant Improvement | Completed | Installation / Repair - Residential - Change overhead service to underground service | Roger Loo
GP-2023-01978 | 2023-06-30 | 1585 E 36TH AVENUE, Vancouver, BC V5P 1C3 | Gas Permit | Residential | Renovation - Dwelling Unit(s) only | Completed | Residential - Installing gas boiler | Reid Brothers Plumbing & Heating Ltd
GP-2023-02114 | 2023-07-14 | 2338 E 28TH AVENUE, Vancouver, BC V5N 2Y2 | Gas Permit | Residential | Renovation | Completed | Residential - Re&re boiler | Milani Plumbing Heating & Air Conditioning Ltd
GP-2022-02494 | 2022-08-23 | 2342 E 28TH AVENUE, Vancouver, BC V5N 2Y2 | Gas Permit | Residential | Renovation | Issued | Residential - Remove Gas Furnace Cap Gas off Outdoor Heat Pump unit installed | Ashton Service Group/Ashton Mechanical Ltd.
MP-2023-01858 | 2023-10-17 | 2342 E 28TH AVENUE, Vancouver, BC V5N 2Y2 | Mechanical Permit | NULL | NULL | Issued | NULL | Ashton Service Group/Ashton Mechanical Ltd.
GP-2022-03955 | 2022-12-12 | 2446 E 28TH AVENUE, Vancouver, BC V5R 1R4 | Gas Permit | Residential | Addition | Completed | Residential - re and re gas range | Christopher Sterling
GP-2022-02095 | 2022-07-15 | 2461 E 28TH AVENUE, Vancouver, BC V5R 1R5 | Gas Permit | Residential | Renovation - Dwelling Unit(s) only | Completed | Residential - Re and Re | Airlink Heating and Plumbing Ltd
GP-2022-01461 | 2022-05-10 | 266 E 32ND AVENUE, Vancouver, BC V5V 2Y3 | Gas Permit | Residential | Renovation | Completed | Residential - Hot Water Tank Replacement | Hillcrest Plumbing & Heating (1991) Ltd
GP-2022-01645 | 2022-05-30 | 269 E 32ND AVENUE, Vancouver, BC V5V 2Y2 | Gas Permit | Residential | Renovation - Dwelling Unit(s) only | Completed | Residential - Furnace replacement | General Heating Ltd
EP-2023-05879 | 2023-06-29 | 280 E 32ND AVENUE, Vancouver, BC V5V 2Y3 | Electrical Permit | Residential | New | Issued | Temporary Power - Residential - To provide temporary power. Amend: July 5, 2023 change from 200 amp to 100 amp NOTE: Work authorized by this permit is for placement of a temporary power pole only and does not authorize any site construction and/or excavation. A separate Building Permit will be required prior to commencement of any other work on this site | Mainland Electric Corp
PP-2023-03737 | 2023-10-24 | 280 E 32ND AVENUE, Vancouver, BC V5V 2Y3 | Plumbing Permit | Residential | New | Issued | Residential - 2FD - FRONT - 280 E 32ND AV - #1 BACK - 280 E 32ND AV - #2 Plumbing drainage, waste and venting. Rough water pipes. Final finishing for plumbing fixtures. >DB: To construct a 2 storey + crawlspace duplex with a detached accessory building (garage) at the rear providing 2 parking spaces, having vehicular access from the lane. 1. Mechanical unit proposed – Exterior component located in front yard and rear yard. ***This permit is issued under the VBBL 2019, with updated energy requirements as per bylaw # 12997 effective Jan 01, 2022.*** | Skylark Plumbing Heating & Gas Fitting Ltd
PP-2023-03546 | 2023-10-10 | 280 E 32ND AVENUE, Vancouver, BC V5V 2Y3 | Plumbing Permit | Residential | New | Issued | Residential - Sump | JVT EXCAVATING & DEMOLITION LTD
MP-2024-00058 | 2024-01-22 | 280 E 32ND AVENUE, Vancouver, BC V5V 2Y3 | Mechanical Permit | NULL | NULL | Issued | NULL | Skylark Plumbing Heating & Gas Fitting Ltd
MP-2024-00092 | 2024-01-23 | 1712 E 34TH AVENUE, Vancouver, BC V5P 1A3 | Mechanical Permit | NULL | NULL | Completed | NULL | CoStar Home Energy Ltd
GP-2023-02916 | 2023-10-04 | 1712 E 34TH AVENUE, Vancouver, BC V5P 1A3 | Gas Permit | Residential | Renovation - Dwelling Unit(s) only | Completed | Residential - TANKLESS REPLACEMENT | CoStar Home Energy Ltd
EP-2023-05644 | 2023-07-10 | 1712 E 34TH AVENUE, Vancouver, BC V5P 1A3 | Electrical Permit | Residential | Renovation - Dwelling Unit(s) only | Completed | Installation / Repair - Residential - Renovation project with orginal 200 amps service and 200 amps main panel.Prewire new all branch circuit electrical cable for the lighting ,receptacle and electrical equipment according to the renovation plan.and termination. NO MECHANICAL PERMIT AT THIS TIME. >BP: Exterior and interior alterations to provide improvements to this single detached house on this site. 1. REMOVE ATTACHED GARAGE; 2. INTERIOR ALTERRATIONS; 3. REDUCE UPPER SOUTH/REAR DECK; 4. REMOVE UPPER SOUTH/REAR DECK AWNING COVER;5. REMOVE DETACHED GARAGE WOOD FRAME;6. INSTALL HEATPUMP HEATING/COOLING SYSTEM;7. INSTALL HEAT PUMP SYSTEM. | AIGO TECHNOLOGY INC
PP-2023-02722 | 2023-08-01 | 1712 E 34TH AVENUE, Vancouver, BC V5P 1A3 | Plumbing Permit | Residential | Renovation | Completed | Residential - 6 bathroom REFER TO: CF-2022-007944 >DB: Exterior and interior alterations to provide improvements to this single detached house on this site. 1. REMOVE ATTACHED GARAGE; 2. INTERIOR ALTERRATIONS; 3. REDUCE UPPER SOUTH/REAR DECK; 4. REMOVE UPPER SOUTH/REAR DECK AWNING COVER;5. REMOVE DETACHED GARAGE WOOD FRAME;6. INSTALL HEATPUMP HEATING/COOLING SYSTEM;7. INSTALL HEAT PUMP SYSTEM. | Westar Plumbing & Heating Ltd
NULL | NULL | 1712 E 34TH AVENUE, Vancouver, BC V5P 1A3 | Plumbing Permit | Residential | Renovation | Withdrawn | Residential - renovation | Westar Plumbing & Heating Ltd
PP-2023-01200 | 2023-04-05 | 1720 E 34TH AVENUE, Vancouver, BC V5P 1A3 | Plumbing Permit | Residential | New | Issued | Residential - Install 1 sump without pump >BP: To construct a two-storey two-family dwelling with two secondary suites located in the basement, with a detached accessory building (garage) at the rear providing 2 parking spaces, having vehicular access from the lane. | Van-City Excavating Ltd
EP-2023-03078 | 2023-04-13 | 1720 E 34TH AVENUE, Vancouver, BC V5P 1A3 | Electrical Permit | Residential | New | Issued | Temporary Power - Residential - To provide temporary power. | DHESI ELECTRICAL LTD.
PP-2023-02554 | 2023-07-18 | 1720 E 34TH AVENUE, Vancouver, BC V5P 1A3 | Plumbing Permit | Residential | New | Issued | Residential - 2FD+2SS - WEST - 1720 E 34TH AV - #1 & #2 EAST - 1722 E 34TH AV - #1 & #2 Installation of plumbing piping and fixtures for duplex units. >DB: To construct a two-storey two-family dwelling with two secondary suites located in the basement, with a detached accessory building (garage) at the rear providing 2 parking spaces, having vehicular access from the lane. Note: Covenant to be registered prior to sheathing inspection. 1. No strata titling permitted 2. No A/C units proposed 3. No Bar sinks proposed ******THIS PERMIT HAS BEEN ISSUED UNDER THE REQUIREMENTS OF VBBL #12511 (2019)****** | BRAR PLUMBING & HEATING LTD
EP-2023-09550 | 2023-11-08 | 1720 E 34TH AVENUE, Vancouver, BC V5P 1A3 | Electrical Permit | Residential | New | Issued | Installation / Repair - Residential - New duplex wiring and finishing with 200 amp service connection main dwellings to be gas range suites electric per load calc. >BP: To construct a two-storey two-family dwelling with two secondary suites ($969,085) located in the basement, with a detached accessory building (garage) at the rear providing 2 parking spaces, having vehicular access from the lane. Note: Covenant to be registered prior to sheathing inspection. 1. No strata titling permitted 2. No A/C units proposed 3. No Bar sinks proposed 4. Schedule B: Billy Xu, (604.534.2118) Structural & Geotechnical 5. HPO: Residential Builder - Parminder Singh Poonian ******THIS PERMIT HAS BEEN ISSUED UNDER THE REQUIREMENTS OF VBBL #12511 (2019)****** | DHESI ELECTRICAL LTD.
SP-2023-02046 | 2023-11-07 | 1720 E 34TH AVENUE, Vancouver, BC V5P 1A3 | Sprinkler Permit | Residential | New | Issued | Residential - 2FD+2SS - WEST - 1720 E 34TH AV - #1 & #2 EAST - 1722 E 34TH AV - #1 & #2 To install fire sprinkler system in Duplex >DB: To construct a two-storey two-family dwelling with two secondary suites ($969,085) located in the basement, with a detached accessory building (garage) at the rear providing 2 parking spaces, having vehicular access from the lane. Note: This Building Permit will remain in a suspended status until the associated (green) Demolition Permit BP-2021-04923 is completed. Note: Covenant to be registered prior to sheathing inspection. 1. No strata titling permitted 2. No A/C units proposed 3. No Bar sinks proposed 4. Schedule B: Billy Xu, (604.534.2118) Structural & Geotechnical 5. HPO: Residential Builder - Parminder Singh Poonian Address Note: WEST UNIT #1-1720 E 34th Av - One Family Dwelling (1st-2nd floor) #2-1720 E 34th Av - Secondary Suite (basement) EAST UNIT #1-1722 E 34th Av - One Family Dwelling (1st-2nd floor) #2-1722 E 34th Av - Secondary Suite (basement) Address and suite numbers assigned as per approved plans for Fire and Emergency response. The address numbers are to be posted to the building to be visible from the street and the suite numbers are to be posted at the suite entries in accordance with the Building By-law prior to final inspection. ******THIS PERMIT HAS BEEN ISSUED UNDER THE REQUIREMENTS OF VBBL #12511 (2019)****** | Max Fire Pro Ltd
MP-2023-01459 | 2023-08-09 | 1720 E 34TH AVENUE, Vancouver, BC V5P 1A3 | Mechanical Permit | NULL | NULL | Issued | NULL | BRAR PLUMBING & HEATING LTD
GP-2023-03838 | 2023-12-08 | 1720 E 34TH AVENUE, Vancouver, BC V5P 1A3 | Gas Permit | Residential | New | Issued | Residential - 2 Ranges, 2 boilers & 2 BBQ's appliances and piping. >BP: To construct a two-storey two-family dwelling with two secondary suites ($969,085) located in the basement, with a detached accessory building (garage) at the rear providing 2 parking spaces, having vehicular access from the lane. | BRAR PLUMBING & HEATING LTD
PP-2022-02140 | 2022-06-21 | 1725 E 34TH AVENUE, Vancouver, BC V5P 1A4 | Plumbing Permit | Residential | Renovation | Completed | Residential - Replace fixtures . re pipe domestic water and sanitary - CF-2021-011622 >BP: Interior and minor exterior alterations to provide improvements to this one family dwelling building on this site. Scope of work includes removing a window on the east elevation and removing a non-load bearing wall | Tri-City Plumbing & Heating Ltd
EP-2022-07080 | 2022-08-24 | 1725 E 34TH AVENUE, Vancouver, BC V5P 1A4 | Electrical Permit | Residential | Addition | Completed | Installation / Repair - Residential - To complete security alarm system that is pre-wired, low voltage The low voltage item is security alarm system. The output is 16.5VAC 40VA >BP: Interior and minor exterior alterations to provide improvements to this one family dwelling building on this site. Scope of work includes removing a window on the east elevation and removing a non-load bearing wall | CBA Electrical & Security Systems Ltd
NULL | NULL | 1725 E 34TH AVENUE, Vancouver, BC V5P 1A4 | Plumbing Permit | Residential | Renovation | Draft | Residential - Rough in for Plumbing Inspection needed | Holland Plumbing Services Inc
NULL | NULL | 1725 E 34TH AVENUE, Vancouver, BC V5P 1A4 | Plumbing Permit | Residential | Renovation | Draft | Residential - Test homeowners plumbing and drainage | Holland Plumbing Services Inc
EP-2022-02870 | 2022-04-11 | 1725 E 34TH AVENUE, Vancouver, BC V5P 1A4 | Electrical Permit | Residential | Renovation | Completed | Installation / Repair - Residential - check , test, repair, replace electrical work done without permit -kitchen, living room, main floor and bsmt lighting, low voltage, lights, and plugs >BP: Interior and minor exterior alterations to provide improvements to this one family dwelling building on this site. Scope of work includes removing a window on the east elevation and removing a non-load bearing wall OK for Field Review per K. Kang, January 5, 2022 | Dadsons Electric Company Ltd
EP-2022-02349 | 2022-03-25 | 1736 E 34TH AVENUE, Vancouver, BC V5P 1A3 | Electrical Permit | Residential | Renovation | Completed | Installation / Repair - Residential - Legalizing the suite -Safety check the suite and install a hood fan >BP: interior alterations to this existing 2 storey one family dwelling scope of work : add secondary suite to second floor add washroom | AZ ELECTRICAL SERVICES LTD
EP-2023-06990 | 2023-08-22 | 2165 E 30TH AVENUE, Vancouver, BC V5N 3A5 | Electrical Permit | Residential | New | Issued | Installation / Repair - Residential - To construct a 2 story single detached house with a secondary suite located in the Basement with an open parking pad, providing a total of 2 parking spaces, having vehicular access from the 20' Lane. 1. Covenant registered at the Land Title Office under CB209404 2. No Strata Titling permitted 3. A/C proposed – Exterior component located in rear yard, Interior component located in first floor Mud Room 4. Bar sink not proposed 5. Schedule B: (YATENDRA KUMAR SHARMA) P.Eng (778.863.7076) Structural & Geotechnical 6. HPO: Residential Builder- (Incircle Business Development Inc)) | The Electric Firm Inc
PP-2023-02219 | 2023-06-23 | 2165 E 30TH AVENUE, Vancouver, BC V5N 3A5 | Plumbing Permit | Residential | New | Issued | Residential - Plumbing Underground, Rough in and Finishing >BP: To construct a 2 storey single detached house with a secondary suite located in the Basement with an open parking pad, providing a total of 2 parking spaces, having vehicular access from the 20' Lane. 1. Covenant registered at the Land Title Office under CB209404 2. No Strata Titling permitted 3. A/C proposed – Exterior component located in rear yard, Interior component located in first floor Mud Room 4. Bar sink not proposed 5. Schedule B: (YATENDRA KUMAR SHARMA) P.Eng (778.863.7076) Structural & Geotechnical 6. HPO: Residential Builder- (Incircle Business Development Inc)) | Incircle Service Group Inc
PP-2023-01987 | 2023-06-05 | 2165 E 30TH AVENUE, Vancouver, BC V5N 3A5 | Plumbing Permit | Residential | New | Issued | Residential - two out side sumps with out pump | JVT EXCAVATING & DEMOLITION LTD
EP-2023-00747 | 2023-01-30 | 2165 E 30TH AVENUE, Vancouver, BC V5N 3A5 | Electrical Permit | Residential | New | Expired | Temporary Power - Residential - To provide temporary power. NOTE: Work authorized by this permit is for placement of a temporary power pole only and does not authorize any site construction and/or excavation. A separate Building Permit will be required prior to commencement of any other work on this site. | The Electric Firm Inc
SP-2023-02245 | 2023-12-14 | 2165 E 30TH AVENUE, Vancouver, BC V5N 3A5 | Sprinkler Permit | Residential | New | Issued | Residential - 1FD+SS - #1 & #2 - new installation >DB: To construct a 2 storey single detached house with a secondary suite located in the Basement with an open parking pad, providing a total of 2 parking spaces, having vehicular access from the 20' Lane. 1. Covenant registered at the Land Title Office under CB209404 2. No Strata Titling permitted 3. A/C proposed – Exterior component located in rear yard, Interior component located in first floor Mud Room 4. Bar sink not proposed Note: This is a 2 storey building pursuant to the Zoning and Development By-Law ***This permit is issued under the VBBL 2019, with updated energy requirements as per bylaw # 12997 effective Jan 01, 2022.*** | Real Tech Fire Protection Ltd
EP-2023-10721 | 2023-11-29 | 2165 E 30TH AVENUE, Vancouver, BC V5N 3A5 | Electrical Permit | Residential | New | Issued | Installation / Repair - Residential - Low Voltage Rough-in and completion of Alarm system, tel/data/cable, security cameras >BP: To construct a 2 storey single detached house with a secondary suite located in the Basement ($971,000.00) with an open parking pad, providing a total of 2 parking spaces, having vehicular access from the 20' Lane. 1. Covenant registered at the Land Title Office under CB209404 2. No Strata Titling permitted 3. A/C proposed – Exterior component located in rear yard, Interior component located in first floor Mud Room 4. Bar sink not proposed 5. Schedule B: (YATENDRA KUMAR SHARMA) P.Eng (778.863.7076) Structural & Geotechnical 6. HPO: Residential Builder- (Incircle Business Development Inc)) Note: This is a 2 storey building pursuant to the Zoning and Development By-Law ***This permit is issued under the VBBL 2019, with updated energy requirements as per bylaw # 12997 effective Jan 01, 2022.*** | Infinitech Security & Integration Inc.
GP-2023-04119 | 2023-12-20 | 2165 E 30TH AVENUE, Vancouver, BC V5N 3A5 | Gas Permit | Residential | New | Issued | Residential - 1 Water Heater & 2 Ranges Gas Piping and Final Connections >BP: To construct a 2 storey single detached house with a secondary suite located in the Basement ($971,000.00) with an open parking pad, providing a total of 2 parking spaces, having vehicular access from the 20' Lane. | Incircle Service Group Inc
NULL | NULL | 2165 E 30TH AVENUE, Vancouver, BC V5N 3A5 | Mechanical Permit | NULL | NULL | Draft | NULL | NULL
MP-2023-01760 | 2023-09-27 | 2165 E 30TH AVENUE, Vancouver, BC V5N 3A5 | Mechanical Permit | NULL | NULL | Issued | NULL | Incircle Service Group Inc
EP-2022-01998 | 2022-03-21 | 2182 E 30TH AVENUE, Vancouver, BC V5N 3A6 | Electrical Permit | Residential | Tenant Improvement | Completed | Installation / Repair - Residential - Service upgrade -Previous service 100A 120/240 1Ph | VS Electric Ltd
NULL | NULL | 2182 E 30TH AVENUE, Vancouver, BC V5N 3A6 | Electrical Permit | Commercial | Tenant Improvement | Withdrawn | Installation / Repair - Commercial - A/C UNIT INSTALLATION | VS Electric Ltd
EP-2022-04545 | NULL | 2182 E 30TH AVENUE, Vancouver, BC V5N 3A6 | Electrical Permit | Residential | Tenant Improvement | Withdrawn | Installation / Repair - Residential - A/C unit power connection | VS Electric Ltd
GP-2022-02019 | 2022-07-07 | 1641 E 36TH AVENUE, Vancouver, BC V5P 1C3 | Gas Permit | Residential | Renovation | Issued | Residential - remove hot water tank install on demand system | Westrim Plumbing & Heating Ltd
GP-2023-00955 | 2023-03-17 | 775 E 33RD AVENUE, Vancouver, BC V5V 3A1 | Gas Permit | Residential | Renovation | Completed | Residential - HWT re&re | Ferenc Nagy
EP-2022-03052 | 2022-04-14 | 2218 E 38TH AVENUE, Vancouver, BC V5P 1H1 | Electrical Permit | Residential | New | Expired | Temporary Power - Residential - To provide temporary power. | Bindi Electrical Services Ltd
PP-2023-00965 | 2023-03-23 | 2218 E 38TH AVENUE, Vancouver, BC V5P 1H1 | Plumbing Permit | Residential | New | Completed | Residential - Plumbing and heating >DB: To construct a two-storey two-family dwelling with two secondary suites located in the basement, with a detached accessory building (garage) and open parking pad at the rear providing 3 parking spaces , having vehicular access from the lane. Note: This is a 2 storey building pursuant to the Zoning and Development By-Law 1. Covenant registered at the Land Title Office under CB168960 2. A/C units proposed in rear yard 3. Bar sinks proposed in main floor The entire building, to be sprinklered to 2 x NFPA 13D. | MAKE IT WORTH PLUMBING AND HEATING
EP-2023-03436 | 2023-04-20 | 2218 E 38TH AVENUE, Vancouver, BC V5P 1H1 | Electrical Permit | Residential | New | Expired | Temporary Power - Residential - To provide temporary power. | Bindi Electrical Services Ltd
SP-2023-00931 | 2023-05-29 | 2218 E 38TH AVENUE, Vancouver, BC V5P 1H1 | Sprinkler Permit | Residential | New | Completed | Residential - Install sprinklers in duplex >BP: To construct a two-storey two-family dwelling with two secondary suites located in the basement, with a detached accessory building (garage) and open parking pad at the rear providing 3 parking spaces , having vehicular access from the lane. Note: This is a 2 storey building pursuant to the Zoning and Development By-Law 1. Covenant registered at the Land Title Office under CB168960 2. A/C units proposed in rear yard 3. Bar sinks proposed in main floor 4. Schedule B: Jason Hui, P. Eng. (778.319.3403) Structural & Geotechnical 5. HPO: Rishi Holdings Ltd | Gold Key Fire Protection Ltd
EP-2023-04095 | 2023-05-23 | 2218 E 38TH AVENUE, Vancouver, BC V5P 1H1 | Electrical Permit | Residential | New | Completed | Installation / Repair - Residential - main house rough wiring and service, 2 125A panels each side of duplex house and main service will be 200A *An approved mechanical permit is required for the installation of air conditioning or heat pump unit at the time of installation before an electrical inspection will be performed >BP: To construct a two-storey two-family dwelling with two secondary suites located in the basement, with a detached accessory building (garage) and open parking pad at the rear providing 3 parking spaces , having vehicular access from the lane. Note: This is a 2 storey building pursuant to the Zoning and Development By-Law 1. Covenant registered at the Land Title Office under CB168960 2. A/C units proposed in rear yard 3. Bar sinks proposed in main floor 4. Schedule B: Jason Hui, P. Eng. (778.319.3403) Structural & Geotechnical 5. HPO: Rishi Holdings Ltd ******THIS PERMIT HAS BEEN ISSUED UNDER THE REQUIREMENTS OF VBBL #12511 (2019)****** Combustible projections or roof soffits on an exposing building face shall not project to less than .45m from the property line and shall be in compliance with VBBL 2019 9.10.15.5.(9) The entire building, to be sprinklered to 2 x NFPA 13D. | Bindi Electrical Services Ltd
EP-2023-04479 | 2023-05-25 | 2218 E 38TH AVENUE, Vancouver, BC V5P 1H1 | Electrical Permit | Residential | New | Completed | Installation / Repair - Residential - Extra low voltage, Class 2 wiring, security prewire, data cables and Door Bell, complete security alarm finishing. >BP: To construct a two-storey two-family dwelling with two secondary suites located in the basement, with a detached accessory building (garage) and open parking pad at the rear providing 3 parking spaces , having vehicular access from the lane. | AJ INTEGRATED SERVICES LTD
GP-2023-01619 | 2023-05-30 | 2218 E 38TH AVENUE, Vancouver, BC V5P 1H1 | Gas Permit | Residential | New | Completed | Residential - 2boliers, 2 bbq's, 2 ranges, & 2 fireplaces >BP: To construct a two-storey two-family dwelling with two secondary suites located in the basement | Koolmax Heating and Cooling Ltd
PP-2022-04323 | 2022-12-14 | 2218 E 38TH AVENUE, Vancouver, BC V5P 1H1 | Plumbing Permit | Residential | New | Completed | Residential - Sump | Canadian Excavating Ltd
NULL | NULL | 2218 E 38TH AVENUE, Vancouver, BC V5P 1H1 | Mechanical Permit | NULL | NULL | Draft | NULL | NULL
GP-2022-01700 | 2022-06-03 | 2529 E 28TH AVENUE, Vancouver, BC V5R 1R7 | Gas Permit | Residential | Addition | Completed | Residential - re and re hot water tank | Christopher Sterling
EP-2023-10575 | 2023-11-29 | 1419 E 29TH AVENUE, Vancouver, BC V5N 2Y4 | Electrical Permit | Residential | New | Issued | Installation / Repair - Residential - roughing and finishing for cable, Data, Tel, CCTV, and complete security alarm >BP: To construct a 2 storey + basement one-family dwelling with a secondary suite ($955,150.00) located in the basement with a detached accessory building (garage), at the rear providing 2 parking spaces, having vehicular access from the lane. | VISION NETWORKS LTD.
MP-2023-02261 | 2023-12-19 | 1419 E 29TH AVENUE, Vancouver, BC V5N 2Y4 | Mechanical Permit | NULL | NULL | Issued | NULL | Power Cool Electrical & Refrigeration Mech Ltd
SP-2023-01767 | 2023-12-18 | 1419 E 29TH AVENUE, Vancouver, BC V5N 2Y4 | Sprinkler Permit | Residential | New | Issued | Residential - 1FD+SS - #1 & #3 - fire sprinkler system >DB: To construct a 2 storey + basement one-family dwelling with a secondary suite located in the basement with a detached accessory building (garage), at the rear providing 2 parking spaces, having vehicular access from the lane. Note: This is a 2 storey building pursuant to the Zoning and Development By-Law 1- Covenant registered at the Land Title Office under CB709453 2- No strata titling permitted 3- Bar sink proposed 4- A/C unit proposed 7- Entire Building to have NFPA 13-D ***This permit is issued under the VBBL 2019, with updated energy requirements as per bylaw # 12997 effective Jan 01, 2022.*** | Killarney Mechanical Ltd
PP-2023-03187 | 2023-09-08 | 1419 E 29TH AVENUE, Vancouver, BC V5N 2Y4 | Plumbing Permit | Residential | New | Issued | Residential - 1FD+SS #1 & #2 - new plumbing >DB: To construct a 2 storey + basement one-family dwelling with a secondary suite located in the basement with a detached accessory building (garage), at the rear providing 2 parking spaces, having vehicular access from the lane. Note: This is a 2 storey building pursuant to the Zoning and Development By-Law 1- Covenant registered at the Land Title Office under CB709453 2- No strata titling permitted 3- Bar sink proposed 4- A/C unit proposed 7- Entire Building to have NFPA 13-D ***This permit is issued under the VBBL 2019, with updated energy requirements as per bylaw # 12997 effective Jan 01, 2022.*** | Killarney Mechanical Ltd
GP-2023-03148 | 2023-10-20 | 1419 E 29TH AVENUE, Vancouver, BC V5N 2Y4 | Gas Permit | Residential | New | Issued | Residential - 3 Fireplaces, 2 Ranges and 2 Patio Heaters gas >BP: To construct a 2 storey + basement one-family dwelling with a secondary suite ($955,150.00) located in the basement with a detached accessory building (garage), at the rear providing 2 parking spaces, having vehicular access from the lane. | Killarney Mechanical Ltd
EP-2023-09478 | 2023-11-01 | 1419 E 29TH AVENUE, Vancouver, BC V5N 2Y4 | Electrical Permit | Residential | New | Issued | Installation / Repair - Residential - ¦ 1FD + 1SS- 200A ¦ New electrical work in SFD *An approved mechanical permit is required for the installation of air conditioning or heat pump unit at the time of installation before a final electrical inspection will be performed >Permit Amendment Dec 15, 2023 -"Please add solar rough wire to permit" *An additional electrical permit will be required for the installation of solar equipment. All electrical work related to Solar rough wire or installation to comply with City of Vancouver Bulletin: 2021-001-EL: Solar Photovoltaic Installations >BP: To construct a 2 storey + basement one-family dwelling with a secondary suite ($955,150.00) located in the basement with a detached accessory building (garage), at the rear providing 2 parking spaces, having vehicular access from the lane. Note: This is a 2 storey building pursuant to the Zoning and Development By-Law 1- Covenant registered at the Land Title Office under CB709453 2- No strata titling permitted 3- Bar sink proposed 4- A/C unit proposed 5- Schedule B: Julian Bozsik P.Eng (604.431.0055) Structural & Geotechnical 6- HPO: Residential Builder - Sodhi Development Ltd. 7- Entire Building to have NFPA 13-D ****ALL PROJECT COORDINATOR NOTES HAVE BEEN ACCEPTED BY THE APPLICANT**** ***This permit is issued under the VBBL 2019, with updated energy requirements as per bylaw # 12997 effective Jan 01, 2022.*** | SAAB ELECTRIC LTD
EP-2023-02862 | 2023-04-04 | 1419 E 29TH AVENUE, Vancouver, BC V5N 2Y4 | Electrical Permit | Residential | New | Issued | Temporary Power - Residential - To provide temporary power. NOTE: Work authorized by this permit is for placement of a temporary power pole only and does not authorize any site construction and/or excavation. A separate Building Permit will be required prior to commencement of any other work on this site. | Simco Electric Ltd.
EP-2022-06374 | 2022-07-28 | 3434 E 2ND AVENUE, Vancouver, BC V5M 1G6 | Electrical Permit | Residential | Tenant Improvement | Completed | Installation / Repair - Residential - No change to existing service. Electrical installation for heat pump. BP not required. Mechanical permit to be obtained. | Moore And Russell Heating And Air Conditioning Ltd
MP-2022-00060 | 2022-07-29 | 3434 E 2ND AVENUE, Vancouver, BC V5M 1G6 | Mechanical Permit | NULL | NULL | Completed | NULL | Moore And Russell Heating And Air Conditioning Ltd
GP-2022-02340 | 2022-08-09 | 3434 E 2ND AVENUE, Vancouver, BC V5M 1G6 | Gas Permit | Residential | Tenant Improvement | Completed | Residential - Re Re Furnace | Moore & Russell Heating Ltd
GP-2022-00463 | 2022-02-11 | 95 E 30TH AVENUE, Vancouver, BC V5V 4Z4 | Gas Permit | Residential | Renovation | Completed | Residential - Re&Re Furnace BTU 70.000 | Milani Plumbing Heating & Air Conditioning Ltd
EP-2022-03624 | 2022-05-04 | 2576 E 28TH AVENUE, Vancouver, BC V5R 1R6 | Electrical Permit | Residential | New | Expired | Temporary Power - Residential - To provide temporary power. | I WILL ELECTRIC LTD
MP-2023-01224 | 2023-07-04 | 2576 E 28TH AVENUE, Vancouver, BC V5R 1R6 | Mechanical Permit | NULL | NULL | Issued | NULL | Saffron Mechanical Ltd.
PP-2023-01397 | 2023-04-20 | 2576 E 28TH AVENUE, Vancouver, BC V5R 1R6 | Plumbing Permit | Residential | New | Issued | Residential - 2FD - one sump without pump | Bhullar Excavating and Demolition
EP-2023-04271 | 2023-05-15 | 2576 E 28TH AVENUE, Vancouver, BC V5R 1R6 | Electrical Permit | Residential | New | Issued | Temporary Power - Residential - To provide temporary power. | I WILL ELECTRIC LTD
PP-2023-02222 | 2023-06-23 | 2576 E 28TH AVENUE, Vancouver, BC V5R 1R6 | Plumbing Permit | Residential | New | Issued | Residential - Plumbing, heating and fixture installation >BP: To construct a 3-storey duplex with a detached accessory building (garage) at the rear providing 2 parking spaces having vehicular access from the lane. The entire building to be sprinklered to 2x NFPA 13D. 1. A/C unit located in front and rear yard 2. Schedule B Beerinder Sidhu M.Eng P.Eng (604-339-0034) Structural and Geotechnical 3. BC Housing Harvey Contracting Ltd. Note: This is a 3 storey building pursuant to the Zoning and Development By-Law | Saffron Mechanical Ltd.
GP-2023-02318 | 2023-08-08 | 2576 E 28TH AVENUE, Vancouver, BC V5R 1R6 | Gas Permit | Residential | New | Issued | Residential - 2 boilers & 2 ranges complete >BP: To construct a 3-storey duplex | Deep Gas Fitting Ltd.
SP-2023-01475 | 2023-08-11 | 2576 E 28TH AVENUE, Vancouver, BC V5R 1R6 | Sprinkler Permit | Residential | New | Issued | Residential - 2FD - FRONT - 2576 E 28TH AV - #1 BACK - 2576 E 28TH AV - #2 new installation >DB: To construct a 3-storey duplex with a detached accessory building (garage) at the rear providing 2 parking spaces having vehicular access from the lane. The entire building to be sprinklered to 2x NFPA 13D. 1. A/C unit located in front and rear yard Note: This is a 3 storey building pursuant to the Zoning and Development By-Law ******THIS PERMIT HAS BEEN ISSUED UNDER THE REQUIREMENTS OF VBBL 2019****** This permit is issued under the VBBL 2019, with updated energy requirements as per bylaw # 12997 effective Jan 01, 2022. | Real Tech Fire Protection Ltd
EP-2023-07726 | 2023-09-25 | 2576 E 28TH AVENUE, Vancouver, BC V5R 1R6 | Electrical Permit | Residential | New | Issued | Installation / Repair - Residential - It’s a duplex house front and back with backyard garage ,ac, car charger, electric stove,and boiler is on gas and service is overhead 200 amp single phase >BP: To construct a 3-storey duplex with a detached accessory building (garage) at the rear providing 2 parking spaces having vehicular access from the lane. *This Building Permit will remain in a suspended status until the associated (green) Demolition Permit BP-2022-00888 is completed. The entire building to be sprinklered to 2x NFPA 13D. 1. A/C unit located in front and rear yard 2. Schedule B Beerinder Sidhu M.Eng P.Eng (604-339-0034) Structural and Geotechnical 3. BC Housing Harvey Contracting Ltd. | I WILL ELECTRIC LTD
EP-2023-07787 | 2023-08-29 | 2576 E 28TH AVENUE, Vancouver, BC V5R 1R6 | Electrical Permit | Residential | New | Issued | Installation / Repair - Residential - Rough-in of tv, tel, net , Security alarm and vacuum. Completion of security alarm. >BP: To construct a 3-storey duplex with a detached accessory building (garage) at the rear providing 2 parking spaces having vehicular access from the lane. | B&E Low Voltage and Home Automation Ltd
GP-2022-01665 | 2022-06-02 | 2609 E 28TH AVENUE, Vancouver, BC V5R 1R8 | Gas Permit | Residential | Addition | Completed | Residential - Gas insert fireplace installation | Vaglio Fireplace LTD
GP-2022-03409 | 2022-11-02 | 342 E 32ND AVENUE, Vancouver, BC V5V 2Y4 | Gas Permit | Residential | Tenant Improvement | Completed | Residential - decommissioning of gas furnace | 0994152 BC Ltd
MP-2022-00503 | 2022-11-02 | 342 E 32ND AVENUE, Vancouver, BC V5V 2Y4 | Mechanical Permit | NULL | NULL | Completed | NULL | 0994152 BC Ltd
EP-2022-09310 | 2022-11-03 | 342 E 32ND AVENUE, Vancouver, BC V5V 2Y4 | Electrical Permit | Residential | Tenant Improvement | Completed | Installation / Repair - Residential - electrical to outdoor heat pump MP-2022-00503 | 0994152 BC Ltd
EP-2023-09078 | 2023-10-08 | 2103 E 33RD AVENUE, Vancouver, BC V5N 3E9 | Electrical Permit | Residential | New | Issued | Temporary Power - Residential - To provide temporary power. | Kooner Electrical Ltd
EP-2024-00025 | 2024-01-02 | 2103 E 33RD AVENUE, Vancouver, BC V5N 3E9 | Electrical Permit | Residential | New | Issued | Temporary Power - Residential - To provide temporary power. | H.L. ELECTRICAL LTD
PP-2024-00198 | 2024-01-25 | 2103 E 33RD AVENUE, Vancouver, BC V5N 3E9 | Plumbing Permit | Residential | New | Issued | Residential - Sentry and storm conction with sump | AKAL DEMOLITION & EXCAVATING LTD
EP-2022-04365 | 2022-05-26 | 2139 E 33RD AVENUE, Vancouver, BC V5N 3E9 | Electrical Permit | Residential | Renovation | Completed | Installation / Repair - Residential - Install 2 smoke alarms in basement suite bedrooms running wires from existing hallway smoke alarm as per building inspector request to owners. >BP: To permit interior alterations to provide improvements to the basement unit in this existing one family dwelling with secondary suite on this site. Scope to include: Updates to the kitchen cabinets, fixtures and appliances. No Work proposed on main floor. OK For Field Review per A.Campbell - Nov.4.2019 The work has been designed to Vancouver Building Bylaw 2019 No Energy Upgrade Required Note: 1 No strata-titling will be permitted. 2 An annual Vancouver Business License must be obtained prior to the rental of this approved one-family dwelling and/or secondary suite on this site. 3 Install interconnected, hardwired, 120 volt smoke alarms with battery back-up and silencing feature, in each sleeping unit and within 5m outside each sleeping areas on each storey as per Building Bylaw 9.10.19. 4 Install Carbon Monoxide Alarm as per Building By-Law 9.32.4.2. & Bulletin 2007-007-BU/EL 5 Mininum clear headroom of 6'-6" over 80% of the suite area and all exit route | Fina Electrical Systems Ltd
EP-2023-10514 | 2023-11-22 | 2182 E 33RD AVENUE, Vancouver, BC V5N 3G1 | Electrical Permit | Residential | New | Issued | Installation / Repair - Residential - Low Voltage (Security Alarm, Cable, Telephone, Data, Doorbell) Prewire and Finishing. >BP: To construct a two-storey two-family dwelling , with a detached accessory building (garage) and open parking space at the rear providing 3 parking spaces, having vehicular access from the lane. Note: This is a 2.5 storey building pursuant to the Zoning and Development By-Law 1. External mechanical units proposed in rear yard 2. Schedule B: Tsung-Hua Yang (604-729-0585) Structural & Geotechnical 3. HPO: T.A.R.F. Holdings Ltd The entire building, to be sprinklered to 2 x NFPA 13D. ******THIS PERMIT HAS BEEN ISSUED UNDER THE REQUIREMENTS OF VBBL #12511 (2019)****** | Cititech Security & Sound Inc.
EP-2023-10636 | 2023-12-13 | 2182 E 33RD AVENUE, Vancouver, BC V5N 3G1 | Electrical Permit | Residential | New | Issued | Installation / Repair - Residential - electrical work for new duplex house >BP: To construct a two-storey two-family dwelling , with a detached accessory building (garage) and open parking space at the rear providing 3 parking spaces, having vehicular access from the lane. Note: This is a 2.5 storey building pursuant to the Zoning and Development By-Law 1. External mechanical units proposed in rear yard 2. Schedule B: Tsung-Hua Yang (604-729-0585) Structural & Geotechnical 3. HPO: T.A.R.F. Holdings Ltd | Ema Electric Ltd
GP-2023-03416 | 2023-11-07 | 2182 E 33RD AVENUE, Vancouver, BC V5N 3G1 | Gas Permit | Residential | New | Issued | Residential - 2 Ranges & 2 BBQ's All black iron piping including fittings. 2 psig natural gas line. Piping only for 2 kitchen ranges ( 85000 btu ,1 in each unit ) and 2 bbq’s ( 55000 btu each 1 in each unit ) >BP: To construct a two-storey two-family dwelling , with a detached accessory building (garage) and open parking space at the rear providing 3 parking spaces, having vehicular access from the lane. | POLLY MECHANICAL LTD
SP-2023-02114 | 2023-11-20 | 2182 E 33RD AVENUE, Vancouver, BC V5N 3G1 | Sprinkler Permit | Residential | New | Issued | Residential - new installation >BP: To construct a two-storey two-family dwelling , with a detached accessory building (garage) and open parking space at the rear providing 3 parking spaces, having vehicular access from the lane. Note: This is a 2.5 storey building pursuant to the Zoning and Development By-Law 1. External mechanical units proposed in rear yard 2. Schedule B: Tsung-Hua Yang (604-729-0585) Structural & Geotechnical 3. HPO: T.A.R.F. Holdings Ltd | Real Tech Fire Protection Ltd
PP-2023-03312 | 2023-09-18 | 2182 E 33RD AVENUE, Vancouver, BC V5N 3G1 | Plumbing Permit | Residential | New | Issued | Residential - 2FD - FRONT - 2182 E 33R AV - #1 BACK - 2182 E 33RD AV - #2 Plumbing >DB: To construct a two-storey two-family dwelling , with a detached accessory building (garage) and open parking space at the rear providing 3 parking spaces, having vehicular access from the lane. Note: This is a 2.5 storey building pursuant to the Zoning and Development By-Law 1. External mechanical units proposed in rear yard ******THIS PERMIT HAS BEEN ISSUED UNDER THE REQUIREMENTS OF VBBL #12511 (2019)****** | Touchone Plumbing & Heating Ltd
EP-2023-06452 | 2023-07-17 | 2182 E 33RD AVENUE, Vancouver, BC V5N 3G1 | Electrical Permit | Residential | New | Issued | Temporary Power - Residential - To provide temporary power. | Ema Electric Ltd
PP-2023-02609 | 2023-07-31 | 2182 E 33RD AVENUE, Vancouver, BC V5N 3G1 | Plumbing Permit | Residential | New | Issued | Residential - Sentry and storm con with sump | AKAL DEMOLITION & EXCAVATING LTD
PP-2022-00932 | 2022-03-21 | 2277 E 30TH AVENUE, Vancouver, BC V5N 5N1 | Plumbing Permit | Commercial | Tenant Improvement | Completed | Commercial - Replace Backflow Device on the pool make-up water line. | Haakon Industries (Canada) Ltd.
GP-2022-01263 | 2022-04-22 | 2355 E 30TH AVENUE, Vancouver, BC V5R 2S2 | Gas Permit | Commercial | Renovation | Completed | Commercial - Replace failed water heater | Just Mechanical Ltd
GP-2023-01282 | 2023-04-20 | 447 E 31ST AVENUE, Vancouver, BC V5V 2W6 | Gas Permit | Residential | New | Issued | Residential - Install one natural gas fireplace | Vancouver Gas Fireplaces Ltd
EP-2023-06724 | 2023-07-24 | 453 E 31ST AVENUE, Vancouver, BC V5V 2W6 | Electrical Permit | Residential | New | Issued | Temporary Power - Residential - To provide temporary power. | Newma Power Systems Inc
PP-2023-03875 | 2023-11-03 | 453 E 31ST AVENUE, Vancouver, BC V5V 2W6 | Plumbing Permit | Residential | New | Issued | Residential - one out side sump with out pump | JVT EXCAVATING & DEMOLITION LTD
EP-2024-00522 | 2024-02-02 | 453 E 31ST AVENUE, Vancouver, BC V5V 2W6 | Electrical Permit | Residential | New | Issued | Installation / Repair - Residential - Electrical and Low voltage for a new build single-family dwelling and detached garage. >BP: To construct a 2 storey + cellar single detached house ($750,000) with a detached accessory building (garage) ($10,000), at the rear providing 2 parking spaces, having vehicular access from the lane. 1. No Strata Titling permitted 2. Mechanical unit proposed – Exterior component located in rear yard, Interior component located in cellar mechanical closet. 3. Schedule B: (T.A.A. El-Amoury) P.Eng (604.336.5080) Architectural, Structural & Geotechnical 4. HPO: Owner Builder - David Nigel Yonge Note: This is a 2 storey building pursuant to the Zoning and Development By-Law Address Information: Principle Dwelling: 453 E 31st Av Addresses have been assigned per the approved plans, access to the rear unit is from the West side. This access must be provided & maintained at all times and the building addresses posted to be visible from the street in accordance with the Building By-law. ***This permit is issued under the VBBL 2019, with updated energy requirements as per bylaw # 12997 effective Jan 01, 2022.*** | Newma Power Systems Inc
PP-2024-00048 | 2024-01-08 | 453 E 31ST AVENUE, Vancouver, BC V5V 2W6 | Plumbing Permit | Residential | New | Issued | Residential - New plumbing house >BP: To construct a 2 storey + cellar single detached house ($750,000) with a detached accessory building (garage) ($10,000), at the rear providing 2 parking spaces, having vehicular access from the lane. 1. No Strata Titling permitted 2. Mechanical unit proposed – Exterior component located in rear yard, Interior component located in cellar mechanical closet. 3. Schedule B: (T.A.A. El-Amoury) P.Eng (604.336.5080) Architectural, Structural & Geotechnical 4. HPO: Owner Builder - David Nigel Yonge | CRK Plumbing and Heating Ltd
GP-2023-02724 | 2023-09-18 | 461 E 31ST AVENUE, Vancouver, BC V5V 2W6 | Gas Permit | Residential | Renovation | Completed | Residential - Decommission and remove old furnace and install new furnace | Ashton Service Group/Ashton Mechanical Ltd.
NULL | NULL | 515 E 31ST AVENUE, Vancouver, BC V5V 2W7 | Electrical Permit | Residential | Renovation | Draft | Installation / Repair - Residential - Amendment to existing permit | Newmac Electric Ltd
PP-2022-02938 | 2022-08-25 | 515 E 31ST AVENUE, Vancouver, BC V5V 2W7 | Plumbing Permit | Residential | Renovation | Completed | Residential - Plumbing fixture layout changes >BP: Exterior and interior alterations to change the use from 1FD + SS to 1FD. Scope of work to include: new front patio, relocate kitchen/powder room on main floor, new window and exterior doors, millwork/finishes throughout | 1230004 BC Ltd
NULL | NULL | 515 E 31ST AVENUE, Vancouver, BC V5V 2W7 | Gas Permit | Residential | Renovation | Draft | Residential - Installation of 1 gas fireplace- venting and hook up only | Urban Fireplaces Ltd
GP-2022-02840 | 2022-09-21 | 515 E 31ST AVENUE, Vancouver, BC V5V 2W7 | Gas Permit | Residential | Renovation | Completed | Residential - Installation of 1 gas permit - venting and hook up only >BP: Exterior and interior alterations to change the use from 1FD + SS to 1FD. Scope of work to include: new front patio, relocate kitchen/powder room on main floor, new window and exterior doors, millwork/finishes throughout | Urban Fireplaces Ltd
SP-2022-01488 | 2022-09-14 | 515 E 31ST AVENUE, Vancouver, BC V5V 2W7 | Sprinkler Permit | Residential | Renovation - Dwelling Unit(s) only | Completed | Residential - relocate heads to suit changes and change heads to concealed where possible Exterior and interior alterations to change the use from 1FD + SS to 1FD. Scope of work to include: new front patio, relocate kitchen/powder room on main floor, new window and exterior doors, millwork/finishes throughout | Aqueduct Life Safety Ltd
EP-2022-06295 | 2022-07-27 | 515 E 31ST AVENUE, Vancouver, BC V5V 2W7 | Electrical Permit | Residential | Renovation | Completed | Installation / Repair - Residential - Upgrade Electrical service to 200 Amp Renovate kitchen Remove existing basement suite wiring and rewire as multipurpose room >BP: Exterior and interior alterations to change the use from 1FD + SS to 1FD. Scope of work to include: new front patio, relocate kitchen/powder room on main floor, new window and exterior doors, millwork/finishes throughout Structural/Geotechnical Schedule B - Jeff Allester P.Eng - 604-228-0518 Separate sprinkler permit required OK for DB per S. Erichsen Amend: Dec 12, 2022 Wiring for heat pump and low voltage wiring(speaker and cat 6. There is no additional cost for those two items, they were included in the original price of job. Rev #1: Work Value = $5000 (200,000 + 5,000 = $205,000 total) Revised drawings A-1,A-2,A-3,A-4, and new A-3.5 and A-12 to show: 1. Deletion of interior sliding screen @ Dining room 2. Location of heat pump + Mini Split 3. Location of HRV 4. Change in front entrance pathway and side yard path without changing impermeable area. | Newmac Electric Ltd
GP-2022-00641 | 2022-03-01 | 553 E 31ST AVENUE, Vancouver, BC V5V 2W7 | Gas Permit | Residential | Renovation | Completed | Residential - Installation of 1 gas fireplace - venting and hook up only | Urban Fireplaces Ltd
PP-2022-00584 | 2022-02-22 | 2280 E 38TH AVENUE, Vancouver, BC V5P 1H1 | Plumbing Permit | Residential | New | Completed | Residential - 2FD+2SS - WEST UNIT - 2278 E 38TH AV - #1 & #2 EAST UNIT - 2280 E 38TH AV - #1 & #2 FIXTURES To construct a 2-storey two-family dwelling with a detached accessory building (garage) at the rear providing 4 parking spaces, having vehicular access from the lane. Note: This is a 2 storey building pursuant to the Zoning and Development By-Law 1. Covenant registered at the Land Title Office under CA9484921 2. No strata titling permitted 3. A/C unit proposed by rear deck 4. No bar sink proposed | East West Plumbing (2007) Ltd
SP-2022-00302 | 2022-03-08 | 2280 E 38TH AVENUE, Vancouver, BC V5P 1H1 | Sprinkler Permit | Residential | New | Completed | Residential - FIXTURE 2FD+ 2SS + Detached Garage To construct a 2-storey two-family dwelling with a detached accessory building (garage) at the rear providing 4 parking spaces, having vehicular access from the lane. Note: This is a 2 storey building pursuant to the Zoning and Development By-Law 1. Covenant registered at the Land Title Office under CA9484921 2. No strata titling permitted 3. A/C unit proposed by rear deck 4. No bar sink proposed 5. Schedule B: Alan Prahalad, P.Eng 604-831-1431 Structural & Geotechnical 6. HPO: Residential Builder, Modern Styles Home Ltd. | East West Plumbing (2007) Ltd
EP-2021-06830 | 2022-05-27 | 2396 E 38TH AVENUE, Vancouver, BC V5R 2T7 | Electrical Permit | Residential | New | Expired | Installation / Repair - Residential - Rough in/finishing for building and electrical service 2FD - WEST UNIT - 2390 E 38TH AV - WEST PORTION EAST UNIT - 2396 E 38TH AV - EAST PORTION BP: Building #2 To construct a two storey Two-Family Dwelling (Building 2) at the southerly portion of this site, providing four (4) surface parking spaces having vehicular access from the lane. Building Review Branch Notes: - Building Permit for DP-2018-00841 - Refer to BP-2019-05433 for all time entry, fees, and reviews - Building to be Sprinklered to NFPA 13D - Openable windows to conform to 9.8.8.1(4) - All new windows, doors, and skylights shall conform to AAMA/WDMA/CSA101/I.S.2/A440, NAFS. * Reviewed as per VBBL 2019 and issued during Pandemic Crisis | Delta West Electric Inc
EP-2022-04793 | 2022-06-08 | 2396 E 38TH AVENUE, Vancouver, BC V5R 2T7 | Electrical Permit | Residential | New | Issued | Installation / Repair - Residential - Alarm, tel, tv, net, cctv >BP: Building #2 To construct a two storey Two-Family Dwelling (Building 2) at the southerly portion of this site, providing four (4) surface parking spaces having vehicular access from the lane. Building Review Branch Notes: - Building Permit for DP-2018-00841 - Refer to BP-2019-05433 for all time entry, fees, and reviews - Building to be Sprinklered to NFPA 13D - Openable windows to conform to 9.8.8.1(4) - All new windows, doors, and skylights shall conform to AAMA/WDMA/CSA101/I.S.2/A440, NAFS. * Reviewed as per VBBL 2019 and issued during Pandemic Crisis | Best Built-In Centre Ltd
SP-2022-00204 | 2022-02-15 | 2396 E 38TH AVENUE, Vancouver, BC V5R 2T7 | Sprinkler Permit | Residential | New | Completed | Residential - One backflow preventer for all four units Paid under Bld 1 >BP: Building #2 To construct a two storey Two-Family Dwelling (Building 2) at the southerly portion of this site, providing four (4) surface parking spaces having vehicular access from the lane. Building Review Branch Notes: - Building Permit for DP-2018-00841 - Refer to BP-2019-05433 for all time entry, fees, and reviews - Building to be Sprinklered to NFPA 13D - Openable windows to conform to 9.8.8.1(4) - All new windows, doors, and skylights shall conform to AAMA/WDMA/CSA101/I.S.2/A440, NAFS. * Reviewed as per VBBL 2019 and issued during Pandemic Crisis | Haven Fire Protection Ltd
EP-2022-00625 | 2022-02-03 | 2396 E 38TH AVENUE, Vancouver, BC V5R 2T7 | Electrical Permit | Residential | New | Expired | Temporary Power - Residential - To provide temporary power. EP-2021-00555: Expired Valid 01/26/2022 Until 01/25/2023 | Delta West Electric Inc
GP-2022-01837 | 2022-06-16 | 2396 E 38TH AVENUE, Vancouver, BC V5R 2T7 | Gas Permit | Residential | New | Completed | Residential - 2390 e38 ave to install 1 boiler 1 range 2396 e38 ave to install 1 boiler 1 range >Building #2 To construct a two storey Two-Family Dwelling (Building 2) at the southerly portion of this site, providing four (4) surface parking spaces having vehicular access from the lane. Building Review Branch Notes: - Building Permit for DP-2018-00841 - Refer to BP-2019-05433 for all time entry, fees, and reviews - Building to be Sprinklered to NFPA 13D - Openable windows to conform to 9.8.8.1(4) - All new windows, doors, and skylights shall conform to AAMA/WDMA/CSA101/I.S.2/A440, NAFS. * Reviewed as per VBBL 2019 and issued during Pandemic Crisis | Symbolistic Heating Ltd
EP-2023-01286 | 2023-04-06 | 2396 E 38TH AVENUE, Vancouver, BC V5R 2T7 | Electrical Permit | Residential | New | Completed | Installation / Repair - Residential - TO CONTINUE WORK STARTED BY OTHERS (EP-2021-06830) Light fixtures, pot lights, receptacles, electrical equipment connection. >BP: Building #2 To construct a two storey Two-Family Dwelling (Building 2) at the southerly portion of this site, providing four (4) surface parking spaces having vehicular access from the lane. Building Review Branch Notes: - Building Permit for DP-2018-00841 - Refer to BP-2019-05433 for all time entry, fees, and reviews - Building to be Sprinklered to NFPA 13D - Openable windows to conform to 9.8.8.1(4) - All new windows, doors, and skylights shall conform to AAMA/WDMA/CSA101/I.S.2/A440, NAFS. * Reviewed as per VBBL 2019 and issued during Pandemic Crisis | VS Electric Ltd
EP-2023-01876 | 2023-03-06 | 2396 E 38TH AVENUE, Vancouver, BC V5R 2T7 | Electrical Permit | Residential | New | Issued | Temporary Power - Residential - To provide temporary power. | VS Electric Ltd
PP-2022-00374 | 2022-02-04 | 2760 E 38TH AVENUE, Vancouver, BC V5R 2V3 | Plumbing Permit | Residential | New | Completed | Residential - 1 outside Sump without pump | ON TIME EXCAVATING & DEMOLITION LTD
PP-2022-00734 | 2022-03-03 | 2760 E 38TH AVENUE, Vancouver, BC V5R 2V3 | Plumbing Permit | Residential | New | Completed | Residential - 2FD+2SS - EAST UNIT - 2760 E 38TH AV - #1 & #2 WEST UNIT - 5406 RHODES ST - #1 & #2 This is a new duplex house with 32 fixtures. To construct a 2 storey two-family dwelling with (2) secondary suite(s) located in the Basement with a detached accessory building (garage) and 1 open parking at the rear providing 2 parking spaces, having vehicular access from the lane. 1. Covenant registered at the Land Title Office under CA580247 2. No A/C Unit proposed 3. A/C proposed – Exterior component located in East, Interior component located in second floor | AKAL Plumbing & Heating Ltd
EP-2022-02377 | 2022-03-31 | 2760 E 38TH AVENUE, Vancouver, BC V5R 2V3 | Electrical Permit | Residential | New | Completed | Installation / Repair - Residential - DUPLEX HOUSE, ALL NEW INSTALLATION 200 AMPS SERVICE CONNECTION, 125 AMPS GOES IN EACH UNIT, ALL ROUGH IN AND FINISH >BP: To construct a 2 storey two-family dwelling with (2) secondary suite(s) located in the Basement ($814,000) with a detached accessory building (garage) and 1 open parking at the rear providing 2 parking spaces, having vehicular access from the lane. 1. Covenant registered at the Land Title Office under CA580247 2. No A/C Unit proposed 3. A/C proposed – Exterior component located in East, Interior component located in second floor 4. Schedule B: (Alan Prahald) P.Eng (604.831.1431) Structural & Geotechnical 5. HPO: Residential Builder- Jasvir Construction Ltd. Note: This is a 2 storey building pursuant to the Zoning and Development By-Law Address Information: Principle Dwelling (East): #1-2760 E 38 Ave Secondary Suite (East) #2-2760 E 38 Ave Principle Dwelling (West): #1-5406 Rhodes St Secondary Suite (West) #2-5406 Rhodes St Addresses have been assigned per the approved plans, access to the rear unit is from the North side. This access must be provided & maintained at all times and the building addresses posted to be visible from the street in accordance with the Building By-law. **THIS PERMIT HAS BEEN ISSUED UNDER THE REQUIREMENTS OF VBBL #12511 (2019)** ****ALL PROJECT COORINATOR NOTES HAS BEEN ACCEPTED BY THE APPLICANT**** Amend: Apr 20, 2022 It is a duplex house so each unit comes with one AC unit so please add one more AC unit in permit. 1. Covenant registered at the Land Title Office under CA580247 2. A/C Units proposed rear yard East elevation. 3. A/C handling units proposed to interior second floor level. | BUSY BROTHERS ELECTRICAL LTD
SP-2022-00566 | 2022-04-20 | 2760 E 38TH AVENUE, Vancouver, BC V5R 2V3 | Sprinkler Permit | Residential | New | Completed | Residential - Install sprinklers in Duplex >BP: To construct a 2 storey two-family dwelling with (2) secondary suite(s) located in the Basement ($814,000) with a detached accessory building (garage) and 1 open parking at the rear providing 2 parking spaces, having vehicular access from the lane. 1. Covenant registered at the Land Title Office under CA580247 2. A/C Units proposed rear yard East elevation. 3. A/C handling units proposed to interior second floor level. 4. Schedule B: (Alan Prahald) P.Eng (604.831.1431) Structural & Geotechnical 5. HPO: Residential Builder- Jasvir Construction Ltd. Note: This is a 2 storey building pursuant to the Zoning and Development By-Law Address Information: Principle Dwelling (East): #1-2760 E 38 Ave Secondary Suite (East) #2-2760 E 38 Ave Principle Dwelling (West): #1-5406 Rhodes St Secondary Suite (West) #2-5406 Rhodes St Addresses have been assigned per the approved plans, access to the rear unit is from the North side. This access must be provided & maintained at all times and the building addresses posted to be visible from the street in accordance with the Building By-law. **THIS PERMIT HAS BEEN ISSUED UNDER THE REQUIREMENTS OF VBBL #12511 (2019)** ****ALL PROJECT COORINATOR NOTES HAS BEEN ACCEPTED BY THE APPLICANT**** | Gold Key Fire Protection Ltd
EP-2022-03021 | 2022-04-13 | 2760 E 38TH AVENUE, Vancouver, BC V5R 2V3 | Electrical Permit | Residential | New | Completed | Installation / Repair - Residential - Low Voltage (Alarm, Cable, Tel, Data, Door Bell) Rough in & Finish >BP: To construct a 2 storey two-family dwelling with (2) secondary suite(s) located in the Basement ($814,000) with a detached accessory building (garage) and 1 open parking at the rear providing 2 parking spaces, having vehicular access from the lane. 1. Covenant registered at the Land Title Office under CA580247 2. A/C Units proposed rear yard East elevation. 3. A/C handling units proposed to interior second floor level. 4. Schedule B: (Alan Prahald) P.Eng (604.831.1431) Structural & Geotechnical 5. HPO: Residential Builder- Jasvir Construction Ltd. Note: This is a 2 storey building pursuant to the Zoning and Development By-Law Address Information: Principle Dwelling (East): #1-2760 E 38 Ave Secondary Suite (East) #2-2760 E 38 Ave Principle Dwelling (West): #1-5406 Rhodes St Secondary Suite (West) #2-5406 Rhodes St Addresses have been assigned per the approved plans, access to the rear unit is from the North side. This access must be provided & maintained at all times and the building addresses posted to be visible from the street in accordance with the Building By-law. **THIS PERMIT HAS BEEN ISSUED UNDER THE REQUIREMENTS OF VBBL #12511 (2019)** ****ALL PROJECT COORINATOR NOTES HAS BEEN ACCEPTED BY THE APPLICANT**** | Cititech Security & Sound Inc.
GP-2022-00967 | 2022-03-29 | 2760 E 38TH AVENUE, Vancouver, BC V5R 2V3 | Gas Permit | Residential | New | Completed | Residential - To install 2 boiler 2 range 2 BBQ This is duplex house each house has 1 boiler 1 range 1 BBQ There is pipping for 2 range 2 BBQ >To construct a 2 storey two-family dwelling with (2) secondary suite(s) located in the Basement ($814,000) with a detached accessory building (garage) and 1 open parking at the rear providing 2 parking spaces, having vehicular access from the lane. 1. Covenant registered at the Land Title Office under CA580247 2. No A/C Unit proposed 3. A/C proposed – Exterior component located in East, Interior component located in second floor 4. Schedule B: (Alan Prahald) P.Eng (604.831.1431) Structural & Geotechnical 5. HPO: Residential Builder- Jasvir Construction Ltd. Note: This is a 2 storey building pursuant to the Zoning and Development By-Law Address Information: Principle Dwelling (East): #1-2760 E 38 Ave Secondary Suite (East) #2-2760 E 38 Ave Principle Dwelling (West): #1-5406 Rhodes St Secondary Suite (West) #2-5406 Rhodes St Addresses have been assigned per the approved plans, access to the rear unit is from the North side. This access must be provided & maintained at all times and the building addresses posted to be visible from the street in accordance with the Building By-law. **THIS PERMIT HAS BEEN ISSUED UNDER THE REQUIREMENTS OF VBBL #12511 (2019)** ****ALL PROJECT COORINATOR NOTES HAS BEEN ACCEPTED BY THE APPLICANT**** | JOT MECHANICAL LTD
EP-2023-05689 | 2023-06-27 | 2107 E 36TH AVENUE, Vancouver, BC V5P 1C9 | Electrical Permit | Residential | Renovation | Issued | Installation / Repair - Residential - Service upgrade from 100 amps to 200 amps *Permit Amendment Jul 12, 2023 -"Two level 2 car charger wiring installation" | Wirechief Electric Ltd
EP-2023-10250 | 2023-11-15 | 2107 E 36TH AVENUE, Vancouver, BC V5P 1C9 | Electrical Permit | Residential | Renovation | Issued | Installation / Repair - Residential - Addition of recessed lighting in living room. Addition of security lighting on exterior of house. All wiring to be fished, no drywall repairs needed. | REDISON ELECTRIC LTD
GP-2023-00940 | 2023-03-16 | 4 E 37TH AVENUE, Vancouver, BC V5W 1E2 | Gas Permit | Residential | Tenant Improvement | Completed | Residential - replacement of furnace | Heatex Furnace Ltd
EP-2023-10504 | 2023-12-18 | 2637 E 28TH AVENUE, Vancouver, BC V5R 1R8 | Electrical Permit | Residential | Renovation | Completed | Installation / Repair - Residential - upgrade electrical service from 100A to 200A. | Xian Zhao
GP-2022-00928 | 2022-03-24 | 2648 E 28TH AVENUE, Vancouver, BC V5R 1R9 | Gas Permit | Residential | Renovation | Completed | Residential - REPLACEMENT FURNACE AND HOT WATER HEATER | BC Wide Home Services Ltd
EP-2023-03296 | 2023-04-17 | 2741 E 28TH AVENUE, Vancouver, BC V5R 1S1 | Electrical Permit | Residential | Renovation | Completed | Installation / Repair - Residential - Service upgrade from 100A to 200A. | Nelcan Electric Ltd
GP-2023-00595 | 2023-02-17 | 2741 E 28TH AVENUE, Vancouver, BC V5R 1S1 | Gas Permit | Residential | Renovation | Completed | Residential - replacement gas water heater | Joyce Heating Services Ltd
GP-2022-03871 | 2022-12-06 | 2741 E 28TH AVENUE, Vancouver, BC V5R 1S1 | Gas Permit | Residential | Renovation | Completed | Residential - Install two (2) natural gas fireplace inserts | Vancouver Gas Fireplaces Ltd
GP-2023-00465 | 2023-02-08 | 2766 E 28TH AVENUE, Vancouver, BC V5R 1S2 | Gas Permit | Residential | New | Completed | Residential - Attend site Disconnect old tank and replace with new Reconfigure gas to accommodate a flex gas line fill and test Drop off old tank at city transfer station | Mainland Plumbing & Heating
EP-2022-00642 | 2022-01-28 | 3406 E 29TH AVENUE, Vancouver, BC V5R 1W9 | Electrical Permit | Residential | Renovation - Dwelling Unit(s) only | Completed | Installation / Repair - Residential - Service repair - power outage -Replace the electrical meter due to water damage | MDE Enterprises Ltd
EP-2023-08858 | 2023-10-17 | 3041 E 2ND AVENUE, Vancouver, BC V5M 1E7 | Electrical Permit | Residential | Tenant Improvement | Issued | Installation / Repair - Residential - Electrical to outdoor heat pump. Laneway house has it's own meter. *MP-2023-01769: Issued (Heating and Cooling) | 0994152 BC Ltd
MP-2023-01769 | 2023-09-29 | 3041 E 2ND AVENUE, Vancouver, BC V5M 1E7 | Mechanical Permit | NULL | NULL | Completed | NULL | 0994152 BC Ltd
GP-2023-03405 | 2023-11-06 | 3077 E 2ND AVENUE, Vancouver, BC V5M 1E7 | Gas Permit | Residential | Renovation | Completed | Residential - RE&RE hot water tank | Milani Plumbing Heating & Air Conditioning Ltd
EP-2022-06388 | 2022-08-12 | 3093 E 2ND AVENUE, Vancouver, BC V5M 1E7 | Electrical Permit | Residential | Tenant Improvement | Completed | Installation / Repair - Residential - installation of 40 amp Tesla EV charger - already roughed in >> AMEND: SEPT 8/2022 DCC-10 is required as client now wishes to install EV charger, so the cost of the job is increasing and we need to amend permit and pay an additional $146. After tax cost of installation is $937.44 scope of work is charging, as location of charger has moved | Trudel, Daniel, DBA: Electrum Charging Solutions Inc.
GP-2023-02123 | 2023-07-18 | 633 E 31ST AVENUE, Vancouver, BC V5V 2W7 | Gas Permit | Residential | Renovation | Completed | Residential - Cap gas line and remove pool heater >BP: Exterior alterations to remove the pool from this existing one-family dwelling at this site. | NULL
EP-2023-06469 | 2023-09-19 | 633 E 31ST AVENUE, Vancouver, BC V5V 2W7 | Electrical Permit | Residential | Renovation | Completed | Installation / Repair - Residential - ****HOMEOWNER PERMIT***** Remove swimming pool pump/filter and wire in an outlet on the circuit. >BP: Exterior alterations to remove the pool from this existing one-family dwelling at this site. OK for field review as per Nehzat J. on July 07, 2022. | NULL
EP-2022-06734 | 2022-10-18 | 681 E 31ST AVENUE, Vancouver, BC V5V 2W7 | Electrical Permit | Residential | Renovation - Dwelling Unit(s) only | Completed | Installation / Repair - Residential - Service upgrade from 60-100A, Adding new circuits for Washer, Dryer, Counter Plugs, Fridge, Microwave, Hood Fan and a lounge circuit. Will require a works-with for the service change. >BP: Scope of work: Exterior alterations to validate rear deck, re+re retaining wall without change in grade. Interior alterations to provide improvements to this existing one family dwelling building on this site. Drawings accepted without grade elevations. Existing grades to be not altered. REUP: Required 0 pt, proposed 1 pt. Attic insulation: if <R12 increase to R28, if >R12 increase to R40 (nominal values) Letter of Assurance for new guards at rear deck and new canopy at entry to be required at discretion of DBI | West Harbour Electric ltd
PP-2022-03694 | 2022-10-17 | 681 E 31ST AVENUE, Vancouver, BC V5V 2W7 | Plumbing Permit | Residential | Addition | Completed | Residential - - New Powder Room Half bath - Underground drainage - Bring new waterlines over for new fixtures >>DB: Scope of work: Exterior alterations to validate rear deck, re+re retaining wall without change in grade. Interior alterations to provide improvements to this existing one family dwelling building on this site. Drawings accepted without grade elevations. Existing grades to be not altered. REUP: Required 0 pt, proposed 1 pt. Attic insulation: if <R12 increase to R28, if >R12 increase to R40 (nominal values) Letter of Assurance for new guards at rear deck and new canopy at entry to be required at discretion of DBI | Ethos Plumbing & Heating Ltd
GP-2022-00005 | 2022-01-04 | 728 E 31ST AVENUE, Vancouver, BC V5V 2W8 | Gas Permit | Residential | Renovation | Completed | Residential - WE ARE REPLACING REGULAR FURNACE WITH HIGH EFFICENCY AMERASTAR SINGLE STAGE FURNACE | Superstar Plumbing Heating & Sprinkler Supplies Ltd
GP-2023-00002 | 2023-01-02 | 883 E 33RD AVENUE, Vancouver, BC V5V 3A4 | Gas Permit | Residential | Renovation | Completed | Residential - RE & RE of Furnace replacement | Superstar Plumbing Heating & Sprinkler Supplies Ltd
GP-2022-00161 | 2022-01-19 | 912 E 33RD AVENUE, Vancouver, BC V5V 3A6 | Gas Permit | Residential | New | Completed | Residential - Main house place Fire place installation To construct a 2 storey + basement one-family dwelling with a secondary suite located in the basement. Note: This is a 2 storey building pursuant to the Zoning and Development By-Law 1- Covenant registered at the Land Title Office under CA8795519 2- No strata titling permitted 3- Bar sink proposed in the basement 4- A/C unit proposed in the rear yard 5- Schedule B: X L Chen P Eng. (778-235-5447) Structural & Geotechnical & Architectural (item 1.5 only) 6- HPO: Residential Builder - IHS Management Ltd. | Canadian Fireplace Ltd
PP-2022-03429 | 2022-10-07 | 912 E 33RD AVENUE, Vancouver, BC V5V 3A6 | Plumbing Permit | Residential | New | Completed | Residential - This permit is for the FINAL -previous PP-2021-03564 by other contractor was completed as rough in >BP: To construct a 2 storey + basement one-family dwelling with a secondary suite ($735,000) located in the basement. | East West Plumbing (2007) Ltd
PP-2022-03420 | 2022-09-28 | 928 E 33RD AVENUE, Vancouver, BC V5V 3A6 | Plumbing Permit | Residential | New | Completed | Residential - New fixtures for: >BP: To construct a 2 storey one-family dwelling with a secondary suite located in the Basement($583,750) with a surface parking at the rear providing 1 parking space, having vehicular access from the lane. | East West Plumbing (2007) Ltd
GP-2022-00162 | 2022-01-19 | 928 E 33RD AVENUE, Vancouver, BC V5V 3A6 | Gas Permit | Residential | New | Completed | Residential - Main house fireplace Fireplace installation To construct a 2 storey one-family dwelling with a secondary suite located in the Basement with a surface parking at the rear providing 1 parking space, having vehicular access from the lane. 1- Covenant registered at the Land Title Office under CA9014497 2- No strata titling permitted 3- A/C unit proposed 4- No 8’ bar sink proposed in cellar 5- Structural and geotechnical schedule B: Xue Li Chen (778.235.5447) 6- Schedule B – Architecture item 1.5 (glass guards):Xue Li Chen (778.235.5447) 7- HPO: IHS Management Ltd. | Canadian Fireplace Ltd
PP-2022-02036 | 2022-06-14 | 944 E 33RD AVENUE, Vancouver, BC V5V 3A6 | Plumbing Permit | Residential | New | Completed | Residential - 1FD+SS - #1 & #2 - plumbing To alter and convert this existing one-family character dwelling to a two-storey plus basement one-family dwelling with secondary suite (Building 1: and to stratify the lot. | A1 Kam Plumbing Heating & Gas Ltd
SP-2022-01544 | 2022-09-23 | 944 E 33RD AVENUE, Vancouver, BC V5V 3A6 | Sprinkler Permit | Residential | New | Completed | Residential - To Install 22 sprinkler heads Building Permit for DP-2020-00173 & M/A DP-2021-00891 (MAIN 1FD + SS) To alter and convert this existing one-family character dwelling to a two-storey plus basement one-family dwelling with secondary suite and to stratify the lot. | General Sprinkler Systems Ltd
PP-2022-02293 | 2022-06-30 | 944 E 33RD AVENUE, Vancouver, BC V5V 3A6 | Plumbing Permit | Residential | New | Completed | Residential - Sumps | Fairway Recycle Group Inc
EP-2022-05508 | 2022-06-28 | 944 E 33RD AVENUE, Vancouver, BC V5V 3A6 | Electrical Permit | Residential | New | Expired | Temporary Power - Residential - To provide temporary power. | Roop Electric Co Ltd
EP-2022-10578 | 2022-12-15 | 944 E 33RD AVENUE, Vancouver, BC V5V 3A6 | Electrical Permit | Residential | Addition | Completed | Installation / Repair - Residential - data, alarm, phone, coax, speakers >BP: To alter and convert this existing one-family character dwelling to a two-storey plus basement one-family dwelling with secondary suite (Building 1: $500,000) and to stratify the lot. Stru B & Geotech B are submitted. ******THIS PERMIT HAS BEEN ISSUED UNDER THE REQUIREMENTS OF VBBL 2019******** Building Review Branch Notes: - Building to be sprinklered to NFPA 13D. - All new windows, doors and skylights shall conform to VBBL 9.7.4.2. Processed during the Covid-19 pandemic. | Supertech Systems Ltd
EP-2022-09528 | 2022-11-18 | 944 E 33RD AVENUE, Vancouver, BC V5V 3A6 | Electrical Permit | Residential | Addition | Completed | Installation / Repair - Residential - Wiring for new SFD >BP: Building Permit for DP-2020-00173 & M/A DP-2021-00891 (MAIN 1FD + SS) To alter and convert this existing one-family character dwelling to a two-storey plus basement one-family dwelling with secondary suite (Building 1: $500,000) and to stratify the lot. Stru B & Geotech B are submitted. ******THIS PERMIT HAS BEEN ISSUED UNDER THE REQUIREMENTS OF VBBL 2019******** Building Review Branch Notes: - Building to be sprinklered to NFPA 13D. - All new windows, doors and skylights shall conform to VBBL 9.7.4.2. Processed during the Covid-19 pandemic. | Roop Electric Co Ltd
GP-2023-00447 | 2023-02-09 | 944 E 33RD AVENUE, Vancouver, BC V5V 3A6 | Gas Permit | Residential | New | Completed | Residential - New gas appliances. - range piping only >BP: To alter and convert this existing one-family character dwelling to a two-storey plus basement one-family dwelling with secondary suite (Building 1: $500,000) and to stratify the lot. | A1 Kam Plumbing Heating & Gas Ltd
EP-2022-03374 | 2024-02-02 | 320 E 34TH AVENUE, Vancouver, BC V5W 1A1 | Electrical Permit | Residential | Renovation | Issued | Installation / Repair - Residential - ¦ 1FD: HP ¦ We installed a circuit to a outdoor heat pump located in the backyard *An approved mechanical permit is required for the installation of air conditioning or heat pump unit before a final electrical inspection will be performed | Douglas Millington o/a Moose Electric
EP-2022-02423 | 2022-03-25 | 320 E 34TH AVENUE, Vancouver, BC V5W 1A1 | Electrical Permit | Residential | Renovation | Completed | Installation / Repair - Residential - Replacement of smoke damaged devices and light fixtures upstairs. Including addition of hard wired, interconnected smoke alarms to upstairs bedrooms. Electrical work only to repair after fire. No structural damage. | Wespac Electrical Contractor Ltd
PP-2023-04307 | 2023-12-18 | 1760 E 37TH AVENUE, Vancouver, BC V5P 1E8 | Plumbing Permit | Residential | Renovation | Issued | Residential - installation of: Perimeter drainage Rain water leaders Catch Basin Sump Storm sewer **Any structural work may require a building permit | Milani Plumbing Heating & Air Conditioning Ltd
GP-2022-01500 | 2022-05-13 | 2315 E 34TH AVENUE, Vancouver, BC V5R 2S6 | Gas Permit | Residential | Renovation | Completed | Residential - Replace boiler and hot water tank with combi boiler | Vector Home Services Inc
GP-2024-00008 | 2024-01-02 | 2334 E 34TH AVENUE, Vancouver, BC V5R 2S7 | Gas Permit | Residential | Renovation | Completed | Residential - HWT re&re | Ferenc Nagy
GP-2023-01281 | 2023-05-25 | 2427 E 34TH AVENUE, Vancouver, BC V5R 2S6 | Gas Permit | Residential | Renovation | Completed | Residential - re re boiler | Thomson Industries Ltd
EP-2023-03270 | 2023-04-17 | 2111 E 29TH AVENUE, Vancouver, BC V5N 2Z2 | Electrical Permit | Residential | New | Completed | Installation / Repair - Residential - Rough wiring of security, tv, tel, vacuum and completion of security alarm. >BP: To construct a 2 storey two-family dwelling with 2 Lock Offs located in the Basement/Cellar ($703.525.00) with a detached accessory building (garage) and 1 open parking at the rear providing 2 parking spaces, having vehicular access from the lane. | Supersonic Security System Inc.
GP-2023-01243 | 2023-04-17 | 2111 E 29TH AVENUE, Vancouver, BC V5N 2Z2 | Gas Permit | Residential | New | Completed | Residential - To install piping and appliances for a new duplex with complete installation. >BP: To construct a 2 storey two-family dwelling with 2 Lock Offs located in the Basement/Cella | Skyway Plumbing & gas Ltd
SP-2023-00627 | 2023-04-12 | 2111 E 29TH AVENUE, Vancouver, BC V5N 2Z2 | Sprinkler Permit | Residential | New | Completed | Residential - 2FD+2LO - FRONT - 2111 E 29TH AV - #1 & #2 (LO) BACK - 2109 E 29TH AV - #1 & #2 (LO) To install piping and fixtures for a new duplex. >DB: To construct a 2 storey two-family dwelling with 2 Lock Offs located in the Basement/Cellar with a detached accessory building (garage) and 1 open parking at the rear providing 2 parking spaces, having vehicular access from the lane. 1. Covenant registered at the Land Title Office under CB415164 and CB415165 2. Entire building to be 2x sprinklered 13D 3. A/C proposed – Exterior components located at front and rear sunken patio, Interior components located in upper bedroom custom closets | Skyway Plumbing & gas Ltd
MP-2023-00433 | 2023-03-22 | 2111 E 29TH AVENUE, Vancouver, BC V5N 2Z2 | Mechanical Permit | NULL | NULL | Completed | NULL | Skyway Plumbing & gas Ltd
PP-2023-00530 | 2023-02-15 | 2111 E 29TH AVENUE, Vancouver, BC V5N 2Z2 | Plumbing Permit | Residential | New | Completed | Residential - Sumps >BP: To construct a 2 storey two-family dwelling with 2 Lock Offs located in the Basement/Cellar ($703.525.00) with a detached accessory building (garage) and 1 open parking at the rear providing 2 parking spaces, having vehicular access from the lane. NOTE: Engineering Assurance letter will be submitted to the Plumbing Inspector on the site. Letter shall conform to the requirements of Vancouver Bulletin 2000-008-EL/PL. | Bhullar Excavating and Demolition
PP-2023-00852 | 2023-03-14 | 2111 E 29TH AVENUE, Vancouver, BC V5N 2Z2 | Plumbing Permit | Residential | New | Completed | Residential - 2FD+2LO's - FRONT - 2111 E 29TH AV - #1 & #2 BACK - 2109 E 29TH AV - #1 & #2 To install piping and fixtures for a new duplex. >DB: To construct a 2 storey two-family dwelling with 2 Lock Offs located in the Basement/Cellar with a detached accessory building (garage) and 1 open parking at the rear providing 2 parking spaces, having vehicular access from the lane. 1. Covenant registered at the Land Title Office under CB415164 and CB415165 2. Entire building to be 2x sprinklered 13D 3. A/C proposed – Exterior components located at front and rear sunken patio, Interior components located in upper bedroom custom closets | Skyway Plumbing & gas Ltd
EP-2023-00516 | 2023-02-02 | 2111 E 29TH AVENUE, Vancouver, BC V5N 2Z2 | Electrical Permit | Residential | New | Completed | Installation / Repair - Residential - Complete wiring and finishing of new duplex. Main consumer's service: 200 amp. Unit 1- consumer's service 125 amp. Unit 2- consumer's service 125 amp. >BP: To construct a 2 storey two-family dwelling with 2 Lock Offs located in the Basement/Cellar ($703.525.00) with a detached accessory building (garage) and 1 open parking at the rear providing 2 parking spaces, having vehicular access from the lane. 1. Covenant registered at the Land Title Office under CB415164 and CB415165 2. Entire building to be 2x sprinklered 13D 3. A/C proposed – Exterior components located at front and rear sunken patio, Interior components located in upper bedroom custom closets 4. Schedule B: (ALAN PRAHALAD) P.Eng (604.831.1431) Structural 5. Schedule B: (ALAN PRAHALAD) P.Eng (604.831.1431) Geotechnical 6. HPO: Residential Builder- (Kanech Development Ltd.) Note: This is a 2 storey building pursuant to the Zoning and Development By-Law | SUNSTONE ELECTRIC LTD
EP-2022-06880 | 2022-08-16 | 2111 E 29TH AVENUE, Vancouver, BC V5N 2Z2 | Electrical Permit | Residential | New | Expired | Temporary Power - Residential - To provide temporary power. | C G Electrical Contractors Ltd
EP-2022-06578 | 2022-08-05 | 2119 E 29TH AVENUE, Vancouver, BC V5N 2Z2 | Electrical Permit | Residential | New | Expired | Temporary Power - Residential - TEMPORARY POWER POLE VALID: AUG 5/2022 TO AUG 4/2023 To provide temporary power. | Apaar Electrical Ltd
EP-2023-00180 | 2023-01-10 | 2119 E 29TH AVENUE, Vancouver, BC V5N 2Z2 | Electrical Permit | Residential | New | Completed | Installation / Repair - Residential - New Construction of two family dwelling Total service 200 amps Each unit. 125 amps To construct a two-storey two-family dwelling with a detached accessory building (garage) at the rear providing 2 enclosed parking spaces + 1 surface parking space, having vehicular access from the lane. Note: This is a 2 storey building pursuant to the Zoning and Development By-Law 1. A/C units proposed in the front and rear yard. 2. Bar sinks proposed in the basement 3. Schedule B: Alan Prahalad P.Eng. (604-831-4431) Structural & Geotechnical 4. HPO: Residential Builder - JNS Development Ltd. 5. The entire building to be sprinklered to 2XNFPA 13D. | Apaar Electrical Ltd
PP-2023-00056 | 2023-01-06 | 2119 E 29TH AVENUE, Vancouver, BC V5N 2Z2 | Plumbing Permit | Residential | New | Completed | Residential - Four Sump No Pump | Canadian Excavating Ltd
PP-2023-00722 | 2023-03-06 | 2119 E 29TH AVENUE, Vancouver, BC V5N 2Z2 | Plumbing Permit | Residential | New | Completed | Residential - plumbing >BP: To construct a two-storey two-family dwelling with a detached accessory building (garage) at the rear providing 2 enclosed parking spaces + 1 surface parking space, having vehicular access from the lane. Note: This is a 2 storey building pursuant to the Zoning and Development By-Law 1. A/C units proposed in the front and rear yard. 2. Bar sinks proposed in the basement 3. Schedule B: Alan Prahalad P.Eng. (604-831-4431) Structural & Geotechnical 4. HPO: Residential Builder - JNS Development Ltd. 5. The entire building to be sprinklered to 2XNFPA 13D. | Easyway Plumbing & Heating Ltd
MP-2023-00415 | 2023-03-17 | 2119 E 29TH AVENUE, Vancouver, BC V5N 2Z2 | Mechanical Permit | NULL | NULL | Completed | NULL | Easyway Plumbing & Heating Ltd
SP-2023-00603 | 2023-04-11 | 2119 E 29TH AVENUE, Vancouver, BC V5N 2Z2 | Sprinkler Permit | Residential | New | Completed | Residential - 2FD - FRONT - 2119 E 29TH AV -#1 BACK - 2119 E 9TH AV - #2 NEW SPRINKLER INSTALLATION >DB: To construct a two-storey two-family dwelling with a detached accessory building (garage) at the rear providing 2 enclosed parking spaces + 1 surface parking space, having vehicular access from the lane. Note: This is a 2 storey building pursuant to the Zoning and Development By-Law 1. A/C units proposed in the front and rear yard. 2. Bar sinks proposed in the basement 5. The entire building to be sprinklered to 2XNFPA 13D. | Real Tech Fire Protection Ltd
EP-2023-03691 | 2023-04-28 | 2119 E 29TH AVENUE, Vancouver, BC V5N 2Z2 | Electrical Permit | Residential | New | Completed | Installation / Repair - Residential - TV, CCTV, Alarm, intercom, Tel. >BP: To construct a two-storey two-family dwelling ($718,245.00) with a detached accessory building (garage) at the rear providing 2 enclosed parking spaces + 1 surface parking space, having vehicular access from the lane. | AIGO TECHNOLOGY INC
GP-2023-01534 | 2023-05-11 | 2119 E 29TH AVENUE, Vancouver, BC V5N 2Z2 | Gas Permit | Residential | New | Completed | Residential - 2FD - FRONT - #1-2119 E 29TH AV BACK - #2-2119 E 29TH AV Gas The entire building to be sprinklered to 2XNFPA 13D. >DB: To construct a two-storey two-family dwelling with a detached accessory building (garage) at the rear providing 2 enclosed parking spaces + 1 surface parking space, having vehicular access from the lane. Note: This is a 2 storey building pursuant to the Zoning and Development By-Law 1. A/C units proposed in the front and rear yard. 2. Bar sinks proposed in the basement | Easyway Plumbing & Heating Ltd
GP-2023-00633 | 2023-02-22 | 3642 E 28TH AVENUE, Vancouver, BC V5R 1T7 | Gas Permit | Residential | Renovation | Completed | Residential - Re & Re HWT Gas | Milani Plumbing Heating & Air Conditioning Ltd
PP-2023-01423 | 2023-04-24 | 3644 E 28TH AVENUE, Vancouver, BC V5R 1T7 | Plumbing Permit | Residential | New | Issued | Residential - 2FD+SS - FRONT - 3644 E 28TH AV - #1 & #2 BACK - 3644 E 28TH AV - #3 Complete drainage and water pipe plumbing for front/back duplex The entire building, INCLUDING THE ATTACHED GARAGE (if applicable), to be sprinklered to 2 x NFPA 13D. >DB: To construct a two-storey two-family dwelling with one secondary suite located in the basement, with a detached accessory building (garage) at the rear providing 2 parking spaces, having vehicular access from the lane. 1. Covenant registered at the Land Title Office under CB515 2. No strata titling permitted 3. A/C units proposed in rear yard & second storey 4. No Bar sinks proposed | 20-20 Solutions Mechanical Ltd
MP-2023-00914 | 2023-05-26 | 3644 E 28TH AVENUE, Vancouver, BC V5R 1T7 | Mechanical Permit | NULL | NULL | Issued | NULL | 20-20 Solutions Mechanical Ltd
MP-2023-00915 | 2023-05-26 | 3644 E 28TH AVENUE, Vancouver, BC V5R 1T7 | Mechanical Permit | NULL | NULL | Issued | NULL | 20-20 Solutions Mechanical Ltd
EP-2022-10571 | 2022-12-19 | 3644 E 28TH AVENUE, Vancouver, BC V5R 1T7 | Electrical Permit | Residential | New | Issued | Installation / Repair - Residential - COMPLETE ROUGH WIRING AND FINISHING 31-750V >BP: To construct a two-story two-family dwelling with one secondary suite located in the basement, with a detached accessory building (garage) at the rear providing 2 parking spaces, having vehicular access from the lane. 1. Covenant registered at the Land Title Office under CB515 2. No strata titling permitted 3. A/C units proposed in rear yard & second storey 4. No Bar sinks proposed 5. Schedule B: Antony Wang (604.618.6236) Structural & Geotechnical 6. HPO: Residential Builder - Dhinsa Venutures Corp | Simplex Electrical Ltd
PP-2022-03412 | 2022-09-27 | 3644 E 28TH AVENUE, Vancouver, BC V5R 1T7 | Plumbing Permit | Residential | New | Issued | Residential - sump | Kingsman Excavating Ltd.
EP-2023-09724 | 2023-11-07 | 3644 E 28TH AVENUE, Vancouver, BC V5R 1T7 | Electrical Permit | Residential | New | Issued | Installation / Repair - Residential - Rough wiring of security alarm, tv, data, and completion of security alarm -"rough wire and completion" of TV data and security system >BP: To construct a two-storey two-family dwelling with one secondary suite ($582,500) located in the basement, with a detached accessory building (garage) at the rear providing 2 parking spaces, having vehicular access from the lane. | Supersonic Security System Inc.
SP-2023-01883 | 2023-10-12 | 3644 E 28TH AVENUE, Vancouver, BC V5R 1T7 | Sprinkler Permit | Residential | New | Issued | Residential - To install fire sprinkler system in a Duplex >BP: To construct a two-storey two-family dwelling with one secondary suite ($582,500) located in the basement, with a detached accessory building (garage) at the rear providing 2 parking spaces, having vehicular access from the lane. 1. Covenant registered at the Land Title Office under CB515 2. No strata titling permitted 3. A/C units proposed in rear yard & second storey 4. No Bar sinks proposed 5. Schedule B: Antony Wang (604.618.6236) Structural & Geotechnical 6. HPO: Residential Builder - Dhinsa Venutures Corp | Max Fire Pro Ltd
GP-2023-03150 | 2023-10-20 | 3644 E 28TH AVENUE, Vancouver, BC V5R 1T7 | Gas Permit | Residential | New | Issued | Residential - 2 Ranges, 2 Boilers & 2 BBQ's Complete natural gas rough-in/finishing >BP: To construct a two-storey two-family dwelling with one secondary suite ($582,500) located in the basement, with a detached accessory building (garage) at the rear providing 2 parking spaces, having vehicular access from the lane. | 20-20 Solutions Mechanical Ltd
EP-2022-04638 | 2022-06-02 | 3644 E 28TH AVENUE, Vancouver, BC V5R 1T7 | Electrical Permit | Residential | New | Expired | Temporary Power - Residential - To provide temporary power. | Simplex Electrical Ltd
EP-2022-04436 | 2022-05-27 | 365 E 29TH AVENUE, Vancouver, BC V5V 2R5 | Electrical Permit | Residential | Renovation | Issued | Installation / Repair - Residential - Service upgrade from 100 Amp to 200 Amp. 100 Amp overhead service to be removed, new 200 Amp service on a private pole & underground to the house. AMEND: JULY 19, 2023 Re/re of basement receptacles, lighting and switches. Include minimal Data/CATV low voltage wiring in basement. Include basement bathroom nuheat circuit. ReUp for exterior heat pump. Include rough wire ONLY for future hot tub and EV. Increased job value of $8,000 | ENERGY ELECTRIC LTD
MP-2024-00084 | 2024-01-19 | 365 E 29TH AVENUE, Vancouver, BC V5V 2R5 | Mechanical Permit | NULL | NULL | Issued | NULL | KCS HEATING LTD.
PP-2023-01947 | 2023-06-02 | 365 E 29TH AVENUE, Vancouver, BC V5V 2R5 | Plumbing Permit | Residential | Renovation | Completed | Residential - Alterations additions to existing plumbing dwv and waterpipe on main floor of two story home. Alterations to existing gas distribution system >BP: Exterior and interior alterations to renovate this existing Single Detached House. Scope of Work: New windows to replace existing Stairs being moved Minor Wall layout changes | Hastie Plumbing Inc
GP-2023-01776 | 2023-06-08 | 365 E 29TH AVENUE, Vancouver, BC V5V 2R5 | Gas Permit | Residential | Renovation | Issued | Residential - Adjustments to existing gas lines, bbq box hook ups, gas meter reconnection and adding a tankless water heater >BP: Exterior and interior alterations to renovate this existing Single Detached House. | Hastie Plumbing Inc
EP-2023-05898 | NULL | 365 E 29TH AVENUE, Vancouver, BC V5V 2R5 | Electrical Permit | Residential | Renovation | Withdrawn | Installation / Repair - Residential - Renovation of existing single family basement. Re/re of basement receptacles, lighting and switches. Include minimal Data/TV low voltage wiring. ReUp for exterior heat pump. Include rough wire ONLY for future hot tub and EV (CF-2022-011065) >BP: Exterior and interior alterations to renovate this existing Single Detached House. Scope of Work: New windows to replace existing Stairs being moved Minor Wall layout changes Sch B (Struct + Geo): Henry S.N Hsu, 604-322-7158, Formosa Engineering Inc. ReUP: required 5 pts; propsoed 5 pts Heat pump replacement. | ENERGY ELECTRIC LTD
EP-2023-00413 | 2023-01-18 | 378 E 29TH AVENUE, Vancouver, BC V5V 2R6 | Electrical Permit | Residential | Renovation | Completed | Installation / Repair - Residential - Remove basement kitchen cooking facilities. | Bright Ocean Electric Ltd
EP-2023-00414 | 2023-01-31 | 378 E 29TH AVENUE, Vancouver, BC V5V 2R6 | Electrical Permit | Residential | Renovation | Completed | Installation / Repair - Residential - Main floor and 2nd floor renovation. >BP: Interior and exterior alterations to provide improvement to this one- family- dwelling at this site. Scope of work: - Remove & install walls & doors, and re-configure stairs Schedule B structural signed by: Shaozhe Guo, P.Eng (778) 926-0525 - sguo@continuitystruct.com REUP submitted as per Bobby Gill, 604-505-7837, bobby@stepea.ca Note: Counter - max 8' long, bar sink only, no upper cabinets, stove connection to be removed | Bright Ocean Electric Ltd
GP-2023-00924 | 2023-03-15 | 408 E 29TH AVENUE, Vancouver, BC V5V 2R7 | Gas Permit | Residential | Renovation | Completed | Residential - Re&RE Boiler | BCRC Plumbing and Heating Ltd
GP-2023-02388 | 2023-08-15 | 408 E 29TH AVENUE, Vancouver, BC V5V 2R7 | Gas Permit | Residential | Renovation | Completed | Residential - 1 Fireplace GAS LOG SET TO SUPREMEI25IFT INSERT | BC Fireplace Service Inc
PP-2023-01623 | 2023-05-09 | 1484 E 27TH AVENUE, Vancouver, BC V5N 2W5 | Plumbing Permit | Residential | Renovation | Completed | Residential - Plumbing >DB: Interior alterations to to reconfigure the basement area in unit 1486 E 27th of this existing two family dwelling by converting a portion of the crawl space of about 30 Sq ft into living area and restore the balance of the approved crawl space. | Forbes Mechanical Ltd
SP-2023-00759 | 2023-05-03 | 1484 E 27TH AVENUE, Vancouver, BC V5N 2W5 | Sprinkler Permit | Residential | Renovation | Completed | Residential - Install sprinklers in crawl space in basement >DB: Interior alterations to to reconfigure the basement area in unit 1486 E 27th of this existing two family dwelling by converting a portion of the crawl space of about 30 Sq ft into living area and restore the balance of the approved crawl space. | Gold Key Fire Protection Ltd
NULL | NULL | 3625 E 29TH AVENUE, Vancouver, BC V5R 1X3 | Mechanical Permit | NULL | NULL | Draft | NULL | NULL
GP-2022-00762 | 2022-03-11 | 3638 E 29TH AVENUE, Vancouver, BC V5R 1X4 | Gas Permit | Residential | Tenant Improvement | Completed | Residential - Install high efficiency furnace @ 60,000 BTU | R E Martin Plumbing & Heating
EP-2023-10500 | 2023-12-14 | 22 E 2ND AVENUE, Vancouver, BC V5T 1B1 | Electrical Permit | Commercial | Addition | Issued | Installation / Repair - Commercial - Adding sub panel - just remove some circuits from old existing panel, and put in new subpanel. >BP: Interior and exterior alterations, and a change of major occupancy to this existing 2 storey vacant former retail building w/ancillary office space, to accommodate a new single tenant vehicle rental agency (Enterprise Car Rental) with offices on both floor levels and indoor vehicle parking at the lower floor. This will be a small suite change of major occupancy from E to F3 w/ancillary D since the majority of the floor space is used for vehicle storage. NOTE: the existing 2nd storey floor space is being reduced by approximately 1160 sq. ft. via partial demolition/removal of existing floor space. Reviewed under the 2014 VBBL. Revision #1 - -To increase the 2nd floor area by 210 ft2 (part of the area that was to be demolished. -Door type changes. - Layout changes to parking area. -Changes to wall types to reflect site conditions. Accepted May 9/22 | Universal Electrical Services Ltd
EP-2022-05749 | 2022-07-25 | 22 E 2ND AVENUE, Vancouver, BC V5T 1B1 | Electrical Permit | Commercial | Addition | Completed | Installation / Repair - Commercial - Installation of New CCTV Camera System - permanent install on exterior of building. -this is an upgrade to the existing security system >BP: Interior and exterior alterations, and a change of major occupancy to this existing 2 storey vacant former retail building w/ancillary office space, to accommodate a new single tenant vehicle rental agency (Enterprise Car Rental) with offices on both floor levels and indoor vehicle parking at the lower floor. This will be a small suite change of major occupancy from E to F3 w/ancillary D since the majority of the floor space is used for vehicle storage. NOTE: the existing 2nd storey floor space is being reduced by approximately 1160 sq. ft. via partial demolition/removal of existing floor space. Reviewed under the 2014 VBBL. Revision #1 - -To increase the 2nd floor area by 210 ft2 (part of the area that was to be demolished. -Door type changes. - Layout changes to parking area. -Changes to wall types to reflect site conditions. Accepted May 9/22 | Houle Electric Limited
EP-2022-08528 | 2022-10-11 | 34 E 2ND AVENUE, Vancouver, BC V5T 1B1 | Electrical Permit | Commercial | NULL | Expired | Annual / Operating - General maintenance and installations of laboratory equipment. Renewal of EP-2021-06410 Valid: Aug 30, 2022 to Aug 29, 2023 | Blackburn Electric Ltd
EP-2023-08660 | 2023-09-28 | 34 E 2ND AVENUE, Vancouver, BC V5T 1B1 | Electrical Permit | Commercial | NULL | Issued | Annual / Operating - Maintenance of existing operating electrical equipment in compliance with the Electrical By-law No. 5563. General maintenance and installations of laboratory equipment. Renewal of EP-2022-08528 Valid: Aug 30, 2023 to Aug 29, 2024 | SM Electric Ltd
EP-2023-08908 | 2023-11-17 | 238 E 2ND AVENUE, Vancouver, BC | Electrical Permit | Commercial | Tenant Improvement | Issued | Installation / Repair - Commercial - Electrical tenant improvement for existing 3 storey building, including fire alarm, emergency lighting, lighting, plugs, Main electrical service is existing, however we will be replacing existing electrical panels with new. >Permit Amendment Jan 18, 2024 -Work Description + Installation Details: Amended ¦ -"Add connection of heat trace. Heat trace is on the sprinkler tree where it runs up vertically through the North East corner of the parkade and on a water line on the West side where it runs up vertically through the parkade" >BP: Exterior and interior alterations and a change of use from Vocational School to Storage Warehouse on the main floor and Vocational School to Offices on the third floor at this commercial building on this site. OK for DB per S.Dugaro, Mar 8, 2023. Parking has been relaxed from 12 spaces to 11. CRP Schedule A - David Palmer 604-687-2511 Schedule B Arch - David Palmer 604-687-2511 Schedule B Struc - PJ Thatcher 604-696-7449 Schedule B Mech/Plumbing - CW Powell 604-595-4869 >>Amend: Dec. 7th Please add low voltage wiring, tel, data, cable wiring and terminations to my permit scope of work. Additional value = $12,000 | ARC Electric Ltd
EP-2023-10617 | 2023-12-04 | 238 E 2ND AVENUE, Vancouver, BC | Electrical Permit | Commercial | Tenant Improvement | Issued | Installation / Repair - Commercial - Installation of security system -only for the wiring and access control security system equipment | 1408168 Ontario Inc
SP-2023-00680 | 2023-10-20 | 238 E 2ND AVENUE, Vancouver, BC | Sprinkler Permit | Commercial | Tenant Improvement | Issued | Commercial - For sprinkler system alterations to the 2019 VBBL and NFPA 13, 2013 for the tenant improvements to provide exterior and interior alterations and a change of use from Vocational School to Storage Warehouse on the main floor and Vocational School to Offices on the third floor at this commercial building on this site. Notes: 1 - Engineer of Record: Satwinder Singh; 604-564-6800; sat@tagengineering.ca 2 - Main Floor Storage: The warehouse has been designed for the low piled storage (<12ft) of Class I commodities, designed to OH1. Product to be stored on the floor on pallets as required. 3 - Storage of idle wood pallets is not permitted. 4 - The warehouse storage area is temperature regulated, and the temperature shall remain between 13°C and 17°C. | Frontier Fire Protection Ltd
PP-2022-03828 | NULL | 2750 E 29TH AVENUE, Vancouver, BC V5R 1V6 | Plumbing Permit | Commercial | Renovation | Draft | Commercial - Installation of prv valve cew1589480. | Water Design-COV - Paolo Bandiera
PP-2023-00160 | NULL | 1948 E 33RD AVENUE, Vancouver, BC V5N 3E4 | Plumbing Permit | Residential | New | Withdrawn | Residential - sump | Metro Contracting Ltd
PP-2022-04434 | 2022-12-13 | 1948 E 33RD AVENUE, Vancouver, BC V5N 3E4 | Plumbing Permit | Residential | New | Issued | Residential - sump placing | Metro Contracting Ltd
EP-2022-06821 | 2022-08-12 | 1948 E 33RD AVENUE, Vancouver, BC V5N 3E4 | Electrical Permit | Residential | New | Expired | Temporary Power - Residential - To provide temporary power. | G N ELECTRIC LTD
MP-2023-00566 | 2023-04-02 | 1948 E 33RD AVENUE, Vancouver, BC V5N 3E4 | Mechanical Permit | NULL | NULL | Issued | NULL | CRESCENT PLUMBING HEATING & DRAINAGE LTD
PP-2023-01059 | 2023-03-27 | 1948 E 33RD AVENUE, Vancouver, BC V5N 3E4 | Plumbing Permit | Residential | New | Issued | Residential - install drainage plumbing fixture >BP: To construct a 2 storey + basement one-family dwelling with a secondary suite located in the basement with a detached accessory building (garage), at the rear providing 2 parking spaces, having vehicular access from the lane. The entire building, INCLUDING THE ATTACHED GARAGE (if applicable), to be sprinklered to NFPA 13D. Note: This is a 2 storey building pursuant to the Zoning and Development By-Law 1. Covenant registered at the Land Title Office under CB19444 2. No Strata Titling permitted 3. A/C unit proposed at rear yard and second floor level 4. Bar sink proposed in Basement 5. Structural & Geotechnical schedule B: Alan Prahalad P.Eng. (604)-831-1431 6. HPO: Artius Developments Inc. | CRESCENT PLUMBING HEATING & DRAINAGE LTD
EP-2023-05246 | 2023-07-11 | 1948 E 33RD AVENUE, Vancouver, BC V5N 3E4 | Electrical Permit | Residential | New | Issued | Installation / Repair - Residential - all new wiring and finishing Main service is 400 amp located for laneway house main house for 200 amp laneway house for 100 amp >BP: To construct a 2 storey + basement one-family dwelling with a secondary suite ($800,000) located in the basement with a detached accessory building (garage), at the rear providing 2 parking spaces, having vehicular access from the lane. The entire building, INCLUDING THE ATTACHED GARAGE (if applicable), to be sprinklered to NFPA 13D. Note: This is a 2 storey building pursuant to the Zoning and Development By-Law 1. Covenant registered at the Land Title Office under CB19444 2. No Strata Titling permitted 3. A/C unit proposed at rear yard and second floor level 4. Bar sink proposed in Basement 5. Structural & Geotechnical schedule B: Alan Prahalad P.Eng. (604)-831-1431 6. HPO: Artius Developments Inc. | G N ELECTRIC LTD
EP-2023-05910 | 2023-06-30 | 1948 E 33RD AVENUE, Vancouver, BC V5N 3E4 | Electrical Permit | Residential | New | Issued | Installation / Repair - Residential - Data cabling, security alarm pre wire & completion. >BP: To construct a 2 storey + basement one-family dwelling with a secondary suite ($800,000) located in the basement with a detached accessory building (garage), at the rear providing 2 parking spaces, having vehicular access from the lane. | Xon Automation Ltd
GP-2023-02173 | 2023-07-24 | 1948 E 33RD AVENUE, Vancouver, BC V5N 3E4 | Gas Permit | Residential | New | Issued | Residential - 1 Range and 1 BBQ Running black iron gas line for range and bbq installing only range >BP: To construct a 2 storey + basement one-family dwelling with a secondary suite | CRESCENT PLUMBING HEATING & DRAINAGE LTD
SP-2023-01443 | 2023-08-08 | 1948 E 33RD AVENUE, Vancouver, BC V5N 3E4 | Sprinkler Permit | Residential | New | Issued | Residential - New sprinkler system -The entire building, INCLUDING THE ATTACHED GARAGE (if applicable), to be sprinklered to NFPA 13D. >BP: To construct a 2 storey + basement one-family dwelling with a secondary suite ($800,000) located in the basement with a detached accessory building (garage), at the rear providing 2 parking spaces, having vehicular access from the lane. Note: This is a 2 storey building pursuant to the Zoning and Development By-Law 1. Covenant registered at the Land Title Office under CB19444 2. No Strata Titling permitted 3. A/C unit proposed at rear yard and second floor level 4. Bar sink proposed in Basement 5. Structural & Geotechnical schedule B: Alan Prahalad P.Eng. (604)-831-1431 6. HPO: Artius Developments Inc. "Combustible projections or roof soffits on an exposing building face shall not project to less than .45m from the property line and shall be in compliance with VBBL 2019 9.10.15.5.(9)" | Haven Fire Protection Ltd
EP-2023-07435 | 2023-08-15 | 1948 E 33RD AVENUE, Vancouver, BC V5N 3E4 | Electrical Permit | Residential | New | Issued | Temporary Power - Residential - To provide temporary power. | G N ELECTRIC LTD
GP-2023-01285 | 2023-04-19 | 1971 E 33RD AVENUE, Vancouver, BC V5N 3E6 | Gas Permit | Residential | Renovation | Completed | Residential - Replace deficient furnace with a new high efficiency one | Maestro Plumbing Heating & Air Conditioning Ltd
NULL | NULL | 1320 E 36TH AVENUE, Vancouver, BC V5W 1C9 | Gas Permit | Residential | NULL | Draft | Residential - replace existing furnace with a 96% high-efficiency furnace | NULL
GP-2023-03529 | 2023-11-15 | 1320 E 36TH AVENUE, Vancouver, BC V5W 1C9 | Gas Permit | Residential | New | Completed | Residential - replace current furnace with a high-efficiency furnace | Constantine Georgas
GP-2023-01331 | 2023-04-24 | 382 E 32ND AVENUE, Vancouver, BC V5V 2Y4 | Gas Permit | Residential | Renovation | Completed | Residential - hwt re&re | Ferenc Nagy
GP-2023-00191 | 2023-01-17 | 382 E 32ND AVENUE, Vancouver, BC V5V 2Y4 | Gas Permit | Residential | Renovation | Completed | Residential - Install one natural gas fireplace insert | Vancouver Gas Fireplaces Ltd
GP-2023-01905 | 2023-06-23 | 387 E 32ND AVENUE, Vancouver, BC V5V 2Y2 | Gas Permit | Residential | Renovation | Completed | Residential - Re&re tankless water heater | Milani Plumbing Heating & Air Conditioning Ltd
MP-2023-01120 | 2023-06-20 | 387 E 32ND AVENUE, Vancouver, BC V5V 2Y2 | Mechanical Permit | NULL | NULL | Completed | NULL | Milani Plumbing Heating & Air Conditioning Ltd
EP-2023-05512 | 2023-07-07 | 387 E 32ND AVENUE, Vancouver, BC V5V 2Y2 | Electrical Permit | Residential | Renovation | Completed | Installation / Repair - Residential - Electrical supply for Heat Pump | Milani Electric Limited
EP-2022-05643 | 2022-07-05 | 392 E 32ND AVENUE, Vancouver, BC V5V 2Y4 | Electrical Permit | Residential | Addition | Completed | Installation / Repair - Residential - Wire and Connect New Heat Pump. Note: a mechanical permit is required. | Gerald W Jansen & Jody Jansen
MP-2022-00087 | 2022-08-10 | 392 E 32ND AVENUE, Vancouver, BC V5V 2Y4 | Mechanical Permit | NULL | NULL | Completed | NULL | Milani Electric Limited
EP-2022-09184 | 2022-10-27 | 736 E 32ND AVENUE, Vancouver, BC V5V 2Y6 | Electrical Permit | Residential | New | Expired | Temporary Power - Residential - To provide temporary power. | Altech Electric Ltd
EP-2023-09024 | 2023-10-05 | 736 E 32ND AVENUE, Vancouver, BC V5V 2Y6 | Electrical Permit | Residential | New | Issued | Temporary Power - Residential - To provide temporary power. | G.S.G. Electric Ltd.
PP-2024-00067 | 2024-01-09 | 736 E 32ND AVENUE, Vancouver, BC V5V 2Y6 | Plumbing Permit | Residential | New | Issued | Residential - Abs piping ,water piping roughing & finishing >BP: To construct a two-storey duplex ($757,005.00) with a detached accessory building (garage) at the rear providing 2 parking spaces, having vehicular access from the lane. Note: This is a 2 storey building pursuant to the Zoning and Development By-Law 1. Exterior Mechanical units proposed 2. Schedule B: Alan Prahalad P.Eng (604.831.1431) Structural & Geotechnical 3. HPO: Residential Builder - Indra Construction Ltd. 4. No Bar sinks proposed | Morteza Shahrvand
PP-2023-04414 | 2023-12-21 | 736 E 32ND AVENUE, Vancouver, BC V5V 2Y6 | Plumbing Permit | Residential | New | Issued | Residential - sump no pump >BP: To construct a two-storey duplex with a detached accessory building (garage) at the rear providing 2 parking spaces, having vehicular access from the lane. | Bhullar Excavating and Demolition
EP-2022-01169 | 2022-02-14 | 750 E 32ND AVENUE, Vancouver, BC V5V 2Y6 | Electrical Permit | Residential | New | Completed | Installation / Repair - Residential - Pre wire and completion of Telus,tv and internet >BP: To construct a 2 storey laneway house building ($151,875.00) with an open parking pad, providing 1 parking space, having vehicular access from the lane. Note: This is a 1 ½ storey building pursuant to the Zoning & Development By-law 1. No Strata Titling permitted 2. No A/C unit proposed 3. Schedule B: Md. Shahidul Alam P.Eng (604.653.7475) Structural & Geotechnical 4. HPO: Residential Builder- PACIFIC BLUE DEVELOPMENTS LTD Address and suite number assigned as per approved plans for Fire and Emergency response. The address number is to be posted to the building to be visible from the street and the suite number is to be posted at the suite entry in accordance with the Building By-law prior to final inspection. ******THIS PERMIT HAS BEEN ISSUED UNDER THE REQUIREMENTS OF VBBL #12511 (2019)****** | Pioneer Security and Communications Ltd
EP-2022-01233 | 2022-02-16 | 750 E 32ND AVENUE, Vancouver, BC V5V 2Y6 | Electrical Permit | Residential | Addition | Completed | Installation / Repair - Residential - connecting main house teck cable to duplex meterbase on lane way | STAT ELECTRICS LIMITED
GP-2023-02891 | 2023-10-01 | 765 E 32ND AVENUE, Vancouver, BC V5V 2Y5 | Gas Permit | Residential | Renovation - Dwelling Unit(s) only | Completed | Residential - Furnace Replacement | General Heating Ltd
EP-2022-03277 | 2022-04-28 | 803 E 32ND AVENUE, Vancouver, BC V5V 2Y7 | Electrical Permit | Residential | Renovation | Completed | Installation / Repair - Residential - Service upgrade from 100 to 200a. New panels in garage and house. Wiring to accommodate heat pump. | Hugh Ian Dercole
PP-2022-02493 | NULL | 803 E 32ND AVENUE, Vancouver, BC V5V 2Y7 | Plumbing Permit | Residential | Renovation | Withdrawn | Residential - An existing water heater and the furnace were removed. This was then upgraded by installing an electric heat pump with ac capabilities. The water heater was replaced with a tankless water heater. | Modern Blue Mechanical Ltd
GP-2022-02149 | 2022-07-21 | 803 E 32ND AVENUE, Vancouver, BC V5V 2Y7 | Gas Permit | Residential | Renovation | Completed | Residential - An existing water heater and the furnace were removed. This was then upgraded by installing an electric heat pump with ac capabilities. The water heater was replaced with a tankless water heater. (application was initially made on PP-2022-02493) | Modern Blue Mechanical Ltd
MP-2023-00007 | 2023-01-03 | 36 E 37TH AVENUE, Vancouver, BC V5W 1E2 | Mechanical Permit | NULL | NULL | Issued | NULL | AKAL Plumbing & Heating Ltd
PP-2022-04218 | 2022-11-23 | 36 E 37TH AVENUE, Vancouver, BC V5W 1E2 | Plumbing Permit | Residential | New | Issued | Residential - This is a new duplex house with 33 fixtures. >BP: To construct a 2.5 storey two-family dwelling ($715,250) with a detached accessory building (garage) at the rear providing 2 parking spaces, having vehicular access from the lane. Note: The entire building, INCLUDING THE ATTACHED GARAGE (if applicable), to be sprinklered to 2x NFPA 13D 1. A/C proposed – Exterior component located in Rear, Interior component located in Attic level 2. No Bar sink 3. Schedule B: (A.D.A Prahalad) P.Eng (604.831.1431) Structural & Geotechnical 4. HPO: Residential Builder- Evergreen World General Contracting Ltd **THIS PERMIT HAS BEEN ISSUED UNDER THE REQUIREMENTS OF VBBL #12511 (2019)** | AKAL Plumbing & Heating Ltd
SP-2023-01186 | 2023-07-04 | 36 E 37TH AVENUE, Vancouver, BC V5W 1E2 | Sprinkler Permit | Residential | New | Issued | Residential - duplex with new sprinklers >BP: To construct a 2.5 storey two-family dwelling with a detached accessory building (garage) at the rear providing 2 parking spaces, having vehicular access from the lane. Note: The entire building, INCLUDING THE ATTACHED GARAGE (if applicable), to be sprinklered to 2x NFPA 13D 1. (2) A/C units proposed – Exterior components located rear yard adjacent to garage- to comply to City of Vancouver Noise Bylaw #6555 at all times, Interior component located in Attic level 2. No Bar sink 3. Schedule B: (A.D.A Prahalad) P.Eng (604.831.1431) Structural & Geotechnical 4. HPO: Residential Builder- Evergreen World General Contracting Ltd | BC Fire Sprinklers Ltd
EP-2023-05311 | 2023-06-14 | 36 E 37TH AVENUE, Vancouver, BC V5W 1E2 | Electrical Permit | Residential | New | Issued | Installation / Repair - Residential - Extra low voltage roughing and finishing for tv, communications, cctv , and security Alarm Installation. >BP: To construct a 2.5 storey two-family dwelling ($715,250) with a detached accessory building (garage) at the rear providing 2 parking spaces, having vehicular access from the lane. Note: The entire building, INCLUDING THE ATTACHED GARAGE (if applicable), to be sprinklered to 2x NFPA 13D 1. (2) A/C units proposed – Exterior components located rear yard adjacent to garage- to comply to City of Vancouver Noise Bylaw #6555 at all times, Interior component located in Attic level 2. No Bar sink 3. Schedule B: (A.D.A Prahalad) P.Eng (604.831.1431) Structural & Geotechnical 4. HPO: Residential Builder- Evergreen World General Contracting Ltd Note: This is a 2.5 storey building pursuant to the Zoning and Development By-Law **THIS PERMIT HAS BEEN ISSUED UNDER THE REQUIREMENTS OF VBBL #12511 (2019)** | Smarthomes Security Ltd.
EP-2023-04287 | 2023-05-24 | 36 E 37TH AVENUE, Vancouver, BC V5W 1E2 | Electrical Permit | Residential | New | Issued | Installation / Repair - Residential - Wiring and service for new duplex *An approved mechanical permit is required for the installation of air conditioning or heat pump unit at the time of installation before an electrical inspection will be performed >BP: To construct a 2.5 storey two-family dwelling ($715,250) with a detached accessory building (garage) at the rear providing 2 parking spaces, having vehicular access from the lane. Note: The entire building, INCLUDING THE ATTACHED GARAGE (if applicable), to be sprinklered to 2x NFPA 13D 1. (2) A/C units proposed – Exterior components located rear yard adjacent to garage- to comply to City of Vancouver Noise Bylaw #6555 at all times, Interior component located in Attic level 2. No Bar sink 3. Schedule B: (A.D.A Prahalad) P.Eng (604.831.1431) Structural & Geotechnical 4. HPO: Residential Builder- Evergreen World General Contracting Ltd Note: This is a 2.5 storey building pursuant to the Zoning and Development By-Law **THIS PERMIT HAS BEEN ISSUED UNDER THE REQUIREMENTS OF VBBL #12511 (2019)** | G.S.G. Electric Ltd.
GP-2023-01055 | 2023-03-28 | 36 E 37TH AVENUE, Vancouver, BC V5W 1E2 | Gas Permit | Residential | New | Issued | Residential - 2 Range, 2 Boiler & 2 BBQ This is new duplex house with 6 fixtures. >BP: To construct a 2.5 storey two-family dwelling | AKAL Plumbing & Heating Ltd
EP-2022-03163 | 2022-04-19 | 36 E 37TH AVENUE, Vancouver, BC V5W 1E2 | Electrical Permit | Residential | New | Expired | Temporary Power - Residential - To provide temporary power. | G.S.G. Electric Ltd.
EP-2022-07433 | 2022-09-20 | 38 E 37TH AVENUE, Vancouver, BC V5W 1E2 | Electrical Permit | Residential | Renovation | Completed | Installation / Repair - Residential - Power connection for gate motor from garage panel. Power and connection of electric vehicle charger. Cable and ground wire installation for future solar, connection of outdoor and indoor AC unit. AC unit and Solar PV are rough-ins only at the moment. No structural work, only drywall cutting and patching. From the owner: Air conditioner is future work when budget allows. Solar PV is also future work when budget allows. I understand we may need to apply for a separate permit for these items. There is no structural work proposed. Interior work will be limited to patching drywall. | Serge Vasilyev
EP-2022-02827 | 2022-04-11 | 106 E 37TH AVENUE, Vancouver, BC V5W 1E4 | Electrical Permit | Residential | Addition | Completed | Installation / Repair - Residential - Installation of 12 Solar PV panels on a sloped roof >BP: Exterior alterations to install 12 solar panels on the roof of this one family dwelling with secondary suite building on this site. Penetration to be inspected . Call 311 to book prior to reinstalling the cladding . OK for Field Review per W.Ng, January 21, 2022. Schedule B Structural submitted per Carlos I. Iriondo, P.Eng, 604-971-4349 Plans on BP per Bram | Penfolds Roofing Inc.
EP-2022-04196 | 2022-05-20 | 106 E 37TH AVENUE, Vancouver, BC V5W 1E4 | Electrical Permit | Residential | Addition | Completed | Installation / Repair - Residential - Install PVC Conduit from House Panel to Meter for Future Solar. >BP: Exterior alterations to install 12 solar panels on the roof of this one family dwelling with secondary suite building on this site. Penetration to be inspected . Call 311 to book prior to reinstalling the cladding . OK for Field Review per W.Ng, January 21, 2022. Schedule B Structural submitted per Carlos I. Iriondo, P.Eng, 604-971-4349 Plans on BP per Bram | Grove Electric Ltd
GP-2023-00954 | 2023-03-21 | 2262 E 33RD AVENUE, Vancouver, BC V5N 3G1 | Gas Permit | Residential | Tenant Improvement | Completed | Residential - Boiler Re and Re | Arconesh Mechanical
MP-2023-00428 | 2023-03-20 | 384 E 38TH AVENUE, Vancouver, BC V5W 1H6 | Mechanical Permit | NULL | NULL | Issued | NULL | 1236318 BC Ltd DBA Aquatech Vancouver
GP-2023-01079 | 2023-03-28 | 384 E 38TH AVENUE, Vancouver, BC V5W 1H6 | Gas Permit | Residential | Renovation | Completed | Residential - Re/re of hot water tank with tankless water heater | 1236318 BC Ltd DBA Aquatech Vancouver
EP-2023-02887 | 2023-04-03 | 384 E 38TH AVENUE, Vancouver, BC V5W 1H6 | Electrical Permit | Residential | Renovation | Completed | Installation / Repair - Residential - Upgrade service from 100 amp to 200 amp >Permit Amendment Aug 15, 2023 -"Please add Heat pump" *Electrical contractor to request an electrical inspection online for the District Electrical Inspector to review document(s) uploaded to application documents: https://plposweb.vancouver.ca/Public/Login.aspx | Mountain Point Electrical Inc.
EP-2023-01910 | 2023-03-10 | 2771 E 26TH AVENUE, Vancouver, BC V5R 1L1 | Electrical Permit | Residential | Renovation | Completed | Installation / Repair - Residential - We are installing a circuit for a heat pump reference: MP-2022-00647 | Douglas Millington o/a Moose Electric
MP-2022-00647 | 2022-12-05 | 2771 E 26TH AVENUE, Vancouver, BC V5R 1L1 | Mechanical Permit | NULL | NULL | Completed | NULL | Ashton Service Group/Ashton Mechanical Ltd.
GP-2022-03548 | 2022-11-14 | 2771 E 26TH AVENUE, Vancouver, BC V5R 1L1 | Gas Permit | Residential | Renovation | Completed | Residential - Decommission and remove furnace | Ashton Service Group/Ashton Mechanical Ltd.
GP-2022-01699 | 2022-06-03 | 2772 E 26TH AVENUE, Vancouver, BC V5R 1L2 | Gas Permit | Residential | Renovation | Completed | Residential - Boiler re&re | Ferenc Nagy
GP-2023-02742 | 2023-09-19 | 3447 E 27TH AVENUE, Vancouver, BC V5R 1P8 | Gas Permit | Residential | Renovation | Completed | Residential - To Replace 1 Furnace Re/Re | ALL TIME HEATING PLUMBING & AIR CONDITIONING
GP-2022-01623 | 2022-05-27 | 3033 E 29TH AVENUE, Vancouver, BC V5R 1V9 | Gas Permit | Residential | Renovation | Completed | Residential - hwt re&re | Ferenc Nagy
EP-2023-00315 | 2023-01-23 | 812 E 32ND AVENUE, Vancouver, BC V5V 2Y8 | Electrical Permit | Residential | Renovation | Issued | Installation / Repair - Residential - >>>>>>HOMEOWNER PERMIT<<<<<<<<<< Renovating Basement and new Washroom Receptacles and light fixtures and Sub Panel 40A connection for steam Generator in new washroom >BP: Interior and exterior alterations to provide stair interconnection between 1st and 2nd floors, repair the foundation walls, install new windows on the west elevation, and replace the cladding at the 1st floor level of this existing one-family dwelling as per letter of enforcement order from the City dated February 3, 2014. Note: Work without permit. OK to issue as per Leighton Williams, December 17, 2014. Rev. 1 issued March 25, 2020 - Reverse direction of the interconnecting stair between levels - Repairs to one bathroom (WWOP) on the 1st level - Rough-in for 2nd bathroom on the 1st level Note: No Energy Checklist submitted under original permit submission therefore upgrade not required, value of work has increased. | NULL
PP-2022-01578 | 2022-05-09 | 828 E 32ND AVENUE, Vancouver, BC V5V 2Y8 | Plumbing Permit | Residential | Renovation | Completed | Residential - Install 60' of piping (sewers replacement) | Octiscapes Site Services Ltd
GP-2023-02379 | 2023-08-14 | 841 E 32ND AVENUE, Vancouver, BC V5V 2Y7 | Gas Permit | Residential | Renovation - Dwelling Unit(s) only | Completed | Residential - boiler replacement | Heatco Furnace Services Ltd
EP-2023-07477 | 2023-08-22 | 882 E 32ND AVENUE, Vancouver, BC V5V 2Y8 | Electrical Permit | Residential | Renovation | Completed | Installation / Repair - Residential - ¦ 1FD- CF-2023-006804 ¦ 1. providing a detailed load calculation 2. Fill in the electrical panel directory to show which part of the installation is controlled by each circuit breaker or fuse. 3. Grounding type receptacles must be installed on the kitchen counter and if within 1.5m of sinks be GFCI protected. 4. Receptacles with reverse polarity or open ground shall be checked for proper connection and correction shall be made as required. 5.Confirm compliance of range receptacle and branch circuit as follows: conductor sizing, overcurrent device sizing and receptacle configuration, location and rating. 6. confirm in writing that the installed previously installed without inspection should be safe to use. RE CF-2023-006804 | Ryoku Electrical Limited
EP-2023-06649 | 2023-07-24 | 1712 E 32ND AVENUE, Vancouver, BC V5N 3B6 | Electrical Permit | Residential | Addition | Completed | Installation / Repair - Residential - Service Upgrade from 100A to 200A. | Prabhjot Singh Battu
GP-2022-03542 | 2022-11-15 | 2265 E 2ND AVENUE, Vancouver, BC V5N 1G1 | Gas Permit | Residential | Addition | Completed | Residential - re and re gas dryer | Christopher Sterling
EP-2022-02927 | 2022-04-11 | 438 E 37TH AVENUE, Vancouver, BC V5W 1E9 | Electrical Permit | Residential | New | Expired | Temporary Power - Residential - To provide temporary power. | F & S Electrical Ltd
MP-2022-00445 | 2022-10-20 | 438 E 37TH AVENUE, Vancouver, BC V5W 1E9 | Mechanical Permit | NULL | NULL | Completed | NULL | BD Plumbing
SP-2023-00013 | 2023-01-23 | 438 E 37TH AVENUE, Vancouver, BC V5W 1E9 | Sprinkler Permit | Residential | New | Completed | Residential - New sprinkler installations for duplex -duplex to be sprinklered to NFPA 2x13D. >BP: To construct a two-storey two-family dwelling with one secondary suite ($1,029,000) located in the basement, with a detached accessory building (garage) at the rear providing 2 parking spaces, having vehicular access from the lane. Note: This is a 2 storey building pursuant to the Zoning and Development By-Law 1. Covenant registered at the Land Title Office under CA9943794 2. No strata titling permitted 3. A/C units proposed in rear yard 4. No Bar sinks proposed 5. Schedule B: Scott Ash-Anderson, P.Eng. (604.228.0518) Structural 6. Schedule B: Joseph Oh, P.Eng. (604.513.4190) Geotechnical 7. HPO: Residential Builder - Solaris Properties Inc WEST UNIT #1-438 E 37th Av - One Family Dwelling (1st-2nd floor) #2-438 E 37th Av - Secondary Suite (basement) ******THIS PERMIT HAS BEEN ISSUED UNDER THE REQUIREMENTS OF VBBL #12511 (2019)****** | Spectrum Fire Protection Ltd
PP-2022-02848 | 2022-08-16 | 438 E 37TH AVENUE, Vancouver, BC V5W 1E9 | Plumbing Permit | Residential | New | Completed | Residential - 2FD+SS - new gravity sump | Vancouver Excavating and Contracting Ltd
GP-2022-02479 | 2022-09-26 | 438 E 37TH AVENUE, Vancouver, BC V5W 1E9 | Gas Permit | Residential | New | Completed | Residential - New construction Note: fireplace is piping only >To construct a two-storey two-family dwelling with one secondary suite ($1,029,000) located in the basement, with a detached accessory building (garage) at the rear providing 2 parking spaces, having vehicular access from the lane. Note: This is a 2 storey building pursuant to the Zoning and Development By-Law 1. Covenant registered at the Land Title Office under CA9943794 2. No strata titling permitted 3. A/C units proposed in rear yard 4. No Bar sinks proposed 5. Schedule B: Scott Ash-Anderson, P.Eng. (604.228.0518) Structural 6. Schedule B: Joseph Oh, P.Eng. (604.513.4190) Geotechnical 7. HPO: Residential Builder - Solaris Properties Inc ******THIS PERMIT HAS BEEN ISSUED UNDER THE REQUIREMENTS OF VBBL #12511 (2019)****** Amend: Sept 28, 2023 We currently have gas roughed in for 1 gas meter on the east unit and 1 gas meter on the west unit Fortis wants to put both gas meters on the west unit We need to run an underground gas line from the east unit to the west unit | BD Plumbing
PP-2022-02913 | 2022-08-22 | 438 E 37TH AVENUE, Vancouver, BC V5W 1E9 | Plumbing Permit | Residential | New | Completed | Residential - New construction >To construct a two-storey two-family dwelling with one secondary suite ($1,029,000) located in the basement, with a detached accessory building (garage) at the rear providing 2 parking spaces, having vehicular access from the lane. Note: This is a 2 storey building pursuant to the Zoning and Development By-Law 1. Covenant registered at the Land Title Office under CA9943794 2. No strata titling permitted 3. A/C units proposed in rear yard 4. No Bar sinks proposed 5. Schedule B: Scott Ash-Anderson, P.Eng. (604.228.0518) Structural 6. Schedule B: Joseph Oh, P.Eng. (604.513.4190) Geotechnical 7. HPO: Residential Builder - Solaris Properties Inc ******THIS PERMIT HAS BEEN ISSUED UNDER THE REQUIREMENTS OF VBBL #12511 (2019)****** | BD Plumbing
EP-2023-01309 | 2023-02-15 | 438 E 37TH AVENUE, Vancouver, BC V5W 1E9 | Electrical Permit | Residential | New | Completed | Installation / Repair - Residential - low voltage wiring, cable and network , camera wiring and complete security system >BP: To construct a two-storey two-family dwelling with one secondary suite ($1,029,000) located in the basement, with a detached accessory building (garage) at the rear providing 2 parking spaces, having vehicular access from the lane. Note: This is a 2 storey building pursuant to the Zoning and Development By-Law 1. Covenant registered at the Land Title Office under CA9943794 2. No strata titling permitted 3. A/C units proposed in rear yard 4. No Bar sinks proposed 5. Schedule B: Scott Ash-Anderson, P.Eng. (604.228.0518) Structural 6. Schedule B: Joseph Oh, P.Eng. (604.513.4190) Geotechnical 7. HPO: Residential Builder - Solaris Properties Inc ******THIS PERMIT HAS BEEN ISSUED UNDER THE REQUIREMENTS OF VBBL #12511 (2019)****** | Tutronic Security Sytem Co Ltd
EP-2023-01078 | 2023-03-03 | 438 E 37TH AVENUE, Vancouver, BC V5W 1E9 | Electrical Permit | Residential | New | Completed | Installation / Repair - Residential - New duplex. . Wiring throughout , smoke detectors to code, appliance circuits and lighting. 2- 200A drops to one single meter base and to one double meter base. 1 meter for half the duplex 1 meter for other half 1 meter for basement suite >BP: To construct a two-storey two-family dwelling with one secondary suite ($1,029,000) located in the basement, with a detached accessory building (garage) at the rear providing 2 parking spaces, having vehicular access from the lane. Note: This is a 2 storey building pursuant to the Zoning and Development By-Law 1. Covenant registered at the Land Title Office under CA9943794 2. No strata titling permitted 3. A/C units proposed in rear yard 4. No Bar sinks proposed 5. Schedule B: Scott Ash-Anderson, P.Eng. (604.228.0518) Structural 6. Schedule B: Joseph Oh, P.Eng. (604.513.4190) Geotechnical 7. HPO: Residential Builder - Solaris Properties Inc ******THIS PERMIT HAS BEEN ISSUED UNDER THE REQUIREMENTS OF VBBL #12511 (2019)****** AMEND: MAR 17, 2023 amend service description as per inspectors request. New 400a single phase service 2- 200A drops to one single meter base and to one double meter base. 1 meter for half the duplex 1 meter for other half 1 meter for basement suite | F & S Electrical Ltd
PP-2023-03877 | 2023-11-03 | 438 E 37TH AVENUE, Vancouver, BC V5W 1E9 | Plumbing Permit | Residential | New | Completed | Residential - backflow preventor for lawn irrigation near street shuttoff | Michael D Pederson
GP-2023-03334 | 2023-11-02 | 438 E 37TH AVENUE, Vancouver, BC V5W 1E9 | Gas Permit | Residential | New | Completed | Residential - Install 3 x gas fireplaces >BP: To construct a two-storey two-family dwelling with one secondary suite ($1,029,000) located in the basement, with a detached accessory building (garage) at the rear providing 2 parking spaces, having vehicular access from the lane. | Vancouver Gas Fireplaces Ltd
SP-2022-01505 | 2022-09-15 | 445 E 37TH AVENUE, Vancouver, BC V5W 1E8 | Sprinkler Permit | Residential | New | Completed | Residential - New Sprinkler System for: >BP:Exterior and interior alterations to the existing two storey, one family dwelling on this inside with lane site. Work includes: Exterior - remove and rebuild deck and balcony, remove the chimney, new front façade, new stairs from 2nd floor deck to new roof deck at the rear, new/replaced windows, new cladding; Interior - remove walls, plumbing, electrical and finishes, convert a portion of the attached garage to a den/bathroom/laundry/mech room, new 1st & 2nd floor walls, interconnecting stairs, electrical, plumbing and finishes throughout. Structural Schedule B submitted by O. Wegner, P. Eng. of Horace Engineering Ltd., Tel: 604.579.0110. Notes: ~ Building to be sprinklered NFPA 13D ~ Energy Upgrade as per REUP. ~ Related to Sewer and Water services permit, SW-2022-00814 | Fire Busters Inc
GP-2022-03732 | 2022-11-25 | 445 E 37TH AVENUE, Vancouver, BC V5W 1E8 | Gas Permit | Residential | New | Completed | Residential - Install furnace & water heater + rough-in BBQ box (x2), fire pit & fireplace (rough-in only) Exterior and interior alterations to the existing two storey, one family dwelling on this inside with lane site. Work includes: Exterior - remove and rebuild deck and balcony, remove the chimney, new front façade, new stairs from 2nd floor deck to new roof deck at the rear, new/replaced windows, new cladding; Interior - remove walls, plumbing, electrical and finishes, convert a portion of the attached garage to a den/bathroom/laundry/mech room, new 1st & 2nd floor walls, interconnecting stairs, electrical, plumbing and finishes throughout. | Northwind Heating Ltd
EP-2022-09996 | 2022-11-25 | 445 E 37TH AVENUE, Vancouver, BC V5W 1E8 | Electrical Permit | Residential | New | Completed | Installation / Repair - Residential - low voltage - security, data/tv, vacuum Feb 27/23- AMEND please amend total value to $8000 Scope of work has changed to: security system including 3 keypads, 3 motions, door/window contacts, motions sensors data wiring - data/access point/video doorbell/phone wiring/future gate CAT SE terminations - testing/termination - wall plate tv (RG6) wiring TV coax termination - testing/termination - wall plate speaker wiring - 4 pairs speakers total hide-a-hose - 50ft hose included, hose accessory kit wand and floor tools vacuum vacpan garage vacuum outlet & kit vacuum machine | Burglar Busters Alarm & Security Ltd
NULL | NULL | 445 E 37TH AVENUE, Vancouver, BC V5W 1E8 | Gas Permit | Residential | New | Draft | Residential - New home + rough-in BBQ | Northwind Heating Ltd
EP-2022-09081 | 2022-10-27 | 445 E 37TH AVENUE, Vancouver, BC V5W 1E8 | Electrical Permit | Residential | Renovation | Completed | Installation / Repair - Residential - This is a reno but pretty much a new house. It will all be new electrical throughout - rewiring the whole house with all new electrical. The existing service is 100amps overhead. We will upgrade the service- 200amps 120/240v to a private pole and then go underground to the house. *An approved mechanical permit is required for the installation of air conditioning or heat pump unit before a final electrical inspection will be performed >BP: Exterior and interior alterations to the existing two storey, one family dwelling on this inside with lane site. Work includes: Exterior - remove and rebuild deck and balcony, remove the chimney, new front façade, new stairs from 2nd floor deck to new roof deck at the rear, new/replaced windows, new cladding; Interior - remove walls, plumbing, electrical and finishes, convert a portion of the attached garage to a den/bathroom/laundry/mech room, new 1st & 2nd floor walls, interconnecting stairs, electrical, plumbing and finishes throughout. Structural Schedule B submitted by O. Wegner, P. Eng. of Horace Engineering Ltd., Tel: 604.579.0110. Revision #1 - No increase in project value Scope of work: To extend flat roof to resolve framing conflict at den and dining area Notes: ~ Building to be sprinklered NFPA 13D ~ Energy Upgrade as per REUP. ~ Related to Sewer and Water services permit, SW-2022-00814 2022.02.21- Amendment: "The ac is on the top roof top area of the house" | Douglas Millington o/a Moose Electric
PP-2022-03731 | 2022-10-18 | 445 E 37TH AVENUE, Vancouver, BC V5W 1E8 | Plumbing Permit | Residential | New | Completed | Residential - New plumbing for: >BP: Exterior and interior alterations to the existing two storey, one family dwelling on this inside with lane site. Work includes: Exterior - remove and rebuild deck and balcony, remove the chimney, new front façade, new stairs from 2nd floor deck to new roof deck at the rear, new/replaced windows, new cladding; Interior - remove walls, plumbing, electrical and finishes, convert a portion of the attached garage to a den/bathroom/laundry/mech room, new 1st & 2nd floor walls, interconnecting stairs, electrical, plumbing and finishes throughout. | John R Saunders
GP-2022-03570 | 2022-11-16 | 445 E 37TH AVENUE, Vancouver, BC V5W 1E8 | Gas Permit | Residential | New | Completed | Residential - , installation of a fireplace with all required venting >>BP: Exterior and interior alterations to the existing two storey, one family dwelling on this inside with lane site. Work includes: Exterior - remove and rebuild deck and balcony, remove the chimney, new front façade, new stairs from 2nd floor deck to new roof deck at the rear, new/replaced windows, new cladding; Interior - remove walls, plumbing, electrical and finishes, convert a portion of the attached garage to a den/bathroom/laundry/mech room, new 1st & 2nd floor walls, interconnecting stairs, electrical, plumbing and finishes throughout. | Galaxy Fireplaces Ltd
EP-2023-09831 | 2023-11-10 | 453 E 37TH AVENUE, Vancouver, BC V5W 1E8 | Electrical Permit | Residential | Renovation | Issued | Installation / Repair - Residential - ¦ 1FD: 200A SERVICE UPGRADE/ EV ¦ service upgrade work. add for EV Charger | TKG Electic Ltd
EP-2023-10018 | 2023-12-04 | 457 E 37TH AVENUE, Vancouver, BC V5W 1E8 | Electrical Permit | Residential | Addition | Completed | Installation / Repair - Residential - Install 30 amp level 2 Grizzl-E EV charger | BC Highlight Electric Corp
GP-2022-02980 | 2022-10-03 | 474 E 37TH AVENUE, Vancouver, BC V5W 1E9 | Gas Permit | Residential | Renovation | Completed | Residential - Replacement of gas furnace | Lime Home Services Ltd
EP-2023-03949 | 2023-05-10 | 736 E 37TH AVENUE, Vancouver, BC V5W 1G1 | Electrical Permit | Residential | Addition | Completed | Installation / Repair - Residential - Supply and install new 200A panel with new circuit breakers Supply and install 10x 4” retrofit LED pot lights Supply and install new 240V 40A circuit for future hot tub BC Hydro meter re-seal will be required | Hall Electrical Ltd
EP-2023-10396 | 2023-12-01 | 736 E 37TH AVENUE, Vancouver, BC V5W 1G1 | Electrical Permit | Residential | Addition | Completed | Installation / Repair - Residential - Supply and install: 15A GFCI for landscape lighting, 40A 240 level 2 EV charging circuit, and a 60A 240V hot tub circuit with 60A spa pack -the hot tub is being placed on grade and not in an elevated deck or platform so no guards or structural support needed. *An approved mechanical permit is required for the installation of air conditioning or heat pump unit before a final electrical inspection will be performed | Hall Electrical Ltd
GP-2023-03991 | 2023-12-12 | 736 E 37TH AVENUE, Vancouver, BC V5W 1G1 | Gas Permit | Residential | Addition | Issued | Residential - Supply and install underground gas line to backyard for rough in fire pit | CJ Gas Services Ltd
GP-2022-03885 | 2022-12-06 | 750 E 37TH AVENUE, Vancouver, BC V5W 1G1 | Gas Permit | Residential | Addition | Completed | Residential - TO INSTALL 1 FURNACE | BC Care Heating Services Ltd
GP-2023-03443 | 2023-11-07 | 820 E 37TH AVENUE, Vancouver, BC V5W 1G2 | Gas Permit | Residential | Tenant Improvement | Completed | Residential - Replace existing hot water tank heater to a tankless water heater | TaskPro Service Group Inc
NULL | NULL | 820 E 37TH AVENUE, Vancouver, BC V5W 1G2 | Gas Permit | Residential | Tenant Improvement | Draft | Residential - Removing existing hot water tank and add in new tankless water heater | NULL
GP-2022-03277 | 2022-10-24 | 878 E 37TH AVENUE, Vancouver, BC V5W 1G2 | Gas Permit | Residential | Renovation | Completed | Residential - Re &re Furnace (70.000 BTU) | Milani Plumbing Heating & Air Conditioning Ltd
EP-2022-00211 | 2022-01-13 | 2487 E 27TH AVENUE, Vancouver, BC V5R 1M9 | Electrical Permit | Residential | New | Completed | Installation / Repair - Residential - tv,telephone,alarm prewire and complete >BP: To construct a two-storey two-family dwelling with two secondary suites ($620,500) located in the basement, with a detached accessory building (garage) at the rear providing 2 parking spaces and one open parking pad having vehicular access from the lane. Note: This Building Permit will remain in a suspended status until the associated (green) Demolition Permit BP-2021-03290 is completed. Note: This is a 2 storey building pursuant to the Zoning and Development By-Law 1. Covenant registered at the Land Title Office under CA9166618 2. No strata titling permitted 3. A/C units proposed- Exterior component located in rear yard, Interior component located in second floor plan. 4. Schedule B: XUE LI CHEN Structural & Geotechnical- (778)-235-5447 5. HPO: Residential Builder - SGP Holdings Ltd. FRONT UNIT 2487 E 27th Av - One Family Dwelling (south portion of 1st & 2nd floor) BACK UNIT #1-2489 E 27th Av - One Family Dwelling (north portion of 1st & 2nd floor) #2-2489 E 27th Av - Secondary Suite (north portion of basement) Address and suite numbers assigned as per approved plans for Fire and Emergency response. The address numbers are to be posted to the building to be visible from the street and the suite numbers are to be posted at the suite entries in accordance with the Building By-law prior to final inspection. **THIS PERMIT HAS BEEN ISSUED UNDER THE REQUIREMENTS OF VBBL #12511 (2019)** | Tvisha Technologies Ltd
GP-2022-00125 | 2022-01-17 | 2487 E 27TH AVENUE, Vancouver, BC V5R 1M9 | Gas Permit | Residential | New | Completed | Residential - To install 2 boiler 2 range There is pipping for 2 range This is duplex house each house has 1 boiler 1 range | JOT MECHANICAL LTD
SP-2022-00067 | 2022-01-19 | 2487 E 27TH AVENUE, Vancouver, BC V5R 1M9 | Sprinkler Permit | Residential | New | Completed | Residential - new home >To construct a two-storey two-family dwelling with two secondary suites ($620,500) located in the basement, with a detached accessory building (garage) at the rear providing 2 parking spaces and one open parking pad having vehicular access from the lane. Note: This Building Permit will remain in a suspended status until the associated (green) Demolition Permit BP-2021-03290 is completed. Note: This is a 2 storey building pursuant to the Zoning and Development By-Law 1. Covenant registered at the Land Title Office under CA9166618 2. No strata titling permitted 3. A/C units proposed- Exterior component located in rear yard, Interior component located in second floor plan. 4. Schedule B: XUE LI CHEN Structural & Geotechnical- (778)-235-5447 5. HPO: Residential Builder - SGP Holdings Ltd. FRONT UNIT 2487 E 27th Av - One Family Dwelling (south portion of 1st & 2nd floor) BACK UNIT #1-2489 E 27th Av - One Family Dwelling (north portion of 1st & 2nd floor) #2-2489 E 27th Av - Secondary Suite (north portion of basement) Address and suite numbers assigned as per approved plans for Fire and Emergency response. The address numbers are to be posted to the building to be visible from the street and the suite numbers are to be posted at the suite entries in accordance with the Building By-law prior to final inspection. **THIS PERMIT HAS BEEN ISSUED UNDER THE REQUIREMENTS OF VBBL #12511 (2019)** | SBMS Construction Ltd
EP-2022-02679 | 2022-04-28 | 2493 E 27TH AVENUE, Vancouver, BC V5R 1M9 | Electrical Permit | Residential | Renovation | Completed | Installation / Repair - Residential - -service upgrade 100-200amps -wire for car charger -install wiring for microwave -install wiring for downstairs potlights | Aaron Ronald Thom
GP-2022-01293 | 2022-04-27 | 2493 E 27TH AVENUE, Vancouver, BC V5R 1M9 | Gas Permit | Residential | Renovation | Completed | Residential - Replacement of old Furnace w/ Supply and Install New High Efficiency 70000 btu Weather King Furnace Replacement of Hot water tank with a Supply and install Navien NPE-240A tankless hot water heater. 97% efficient. Including all required plumbing ,gas and electrical, and venting components. Removal and disposal of old Equipment. | JJ&A Mechanical LTD
EP-2022-00953 | 2022-02-07 | 2496 E 27TH AVENUE, Vancouver, BC V5R 1M8 | Electrical Permit | Residential | New | Expired | Temporary Power - Residential - To provide temporary power. | AECOM ELECTRIC LTD
NULL | NULL | 2496 E 27TH AVENUE, Vancouver, BC V5R 1M8 | Mechanical Permit | NULL | NULL | Draft | NULL | NULL
NULL | NULL | 2496 E 27TH AVENUE, Vancouver, BC V5R 1M8 | Mechanical Permit | NULL | NULL | Draft | NULL | NULL
MP-2023-00896 | 2023-05-19 | 2496 E 27TH AVENUE, Vancouver, BC V5R 1M8 | Mechanical Permit | NULL | NULL | Issued | NULL | A M G Pro Plumbing & Heating Ltd
NULL | NULL | 2496 E 27TH AVENUE, Vancouver, BC V5R 1M8 | Mechanical Permit | NULL | NULL | Draft | NULL | A M G Pro Plumbing & Heating Ltd
EP-2023-04975 | 2023-06-15 | 2496 E 27TH AVENUE, Vancouver, BC V5R 1M8 | Electrical Permit | Residential | New | Issued | Installation / Repair - Residential - 200 amp service connection, Duplex house 125 amp goes to each unit , -full wiring of new duplex *An approved mechanical permit is required for the installation of air conditioning or heat pump unit at the time of installation before an electrical inspection will be performed >BP: To construct a two-storey two-family dwelling, with a detached accessory building (garage) at the rear providing 2 parking spaces, having vehicular access from the lane. Note: This is a 2 storey building pursuant to the Zoning and Development By-Law 1. A/C units proposed in rear yard 2. Bar sinks proposed in main floor 3. Schedule B: Shambhu N. Biswas, P.Eng. (604.250.8666) Structural & Geotechnical 4. HPO: Alpha Edge Construction Ltd. | AECOM ELECTRIC LTD
GP-2023-01968 | NULL | 2496 E 27TH AVENUE, Vancouver, BC V5R 1M8 | Gas Permit | Residential | New | Withdrawn | Residential - To install 2 boiler 2 range 2 BBQ There is pipping for 2 BBQ | JOT MECHANICAL LTD
SP-2023-01129 | 2023-06-27 | 2496 E 27TH AVENUE, Vancouver, BC V5R 1M8 | Sprinkler Permit | Residential | New | Issued | Residential - duplex with new sprinklers >BP: To construct a two-storey two-family dwelling, with a detached accessory building (garage) at the rear providing 2 parking spaces, having vehicular access from the lane. Note: This is a 2 storey building pursuant to the Zoning and Development By-Law 1. A/C units proposed in rear yard 2. Bar sinks proposed in main floor 3. Schedule B: Shambhu N. Biswas, P.Eng. (604.250.8666) Structural & Geotechnical 4. HPO: Alpha Edge Construction Ltd. | BC Fire Sprinklers Ltd
GP-2023-01959 | 2023-06-29 | 2496 E 27TH AVENUE, Vancouver, BC V5R 1M8 | Gas Permit | Residential | New | Issued | Residential - install 2 boilers piping for 2 gas ranges and 2 bbq's >BP: To construct a two-storey two-family dwelling, with a detached accessory building (garage) at the rear providing 2 parking spaces, having vehicular access from the lane. Note: This is a 2 storey building pursuant to the Zoning and Development By-Law 1. A/C units proposed in rear yard 2. Bar sinks proposed in main floor 3. Schedule B: Shambhu N. Biswas, P.Eng. (604.250.8666) Structural & Geotechnical 4. HPO: Alpha Edge Construction Ltd. | JOT MECHANICAL LTD
EP-2023-01823 | 2023-03-03 | 2496 E 27TH AVENUE, Vancouver, BC V5R 1M8 | Electrical Permit | Residential | New | Issued | Temporary Power - Residential - To provide temporary power. | AECOM ELECTRIC LTD
PP-2023-00729 | 2023-03-03 | 2496 E 27TH AVENUE, Vancouver, BC V5R 1M8 | Plumbing Permit | Residential | New | Issued | Residential - 2FD - ONE SUMP WITHOUT PUMP | Bhullar Excavating and Demolition
PP-2023-01533 | 2023-05-02 | 2496 E 27TH AVENUE, Vancouver, BC V5R 1M8 | Plumbing Permit | Residential | New | Issued | Residential - New duplex plumbing roughin and finish >BP: To construct a two-storey two-family dwelling, with a detached accessory building (garage) at the rear providing 2 parking spaces, having vehicular access from the lane. Note: This is a 2 storey building pursuant to the Zoning and Development By-Law 1. A/C units proposed in rear yard 2. Bar sinks proposed in main floor 3. Schedule B: Shambhu N. Biswas, P.Eng. (604.250.8666) Structural & Geotechnical 4. HPO: Alpha Edge Construction Ltd. | Plumko Plumbing & Heating Services Ltd
GP-2022-02162 | 2022-07-22 | 3653 E 27TH AVENUE, Vancouver, BC V5R 1R3 | Gas Permit | Residential | Renovation | Cancelled | Residential - Hot Water Tank Replacement | Hillcrest Plumbing & Heating (1991) Ltd
MP-2022-00584 | 2022-11-18 | 3661 E 27TH AVENUE, Vancouver, BC V5R 1R3 | Mechanical Permit | NULL | NULL | Completed | NULL | Moore And Russell Heating And Air Conditioning Ltd
EP-2022-09811 | 2022-11-21 | 3661 E 27TH AVENUE, Vancouver, BC V5R 1R3 | Electrical Permit | Residential | Tenant Improvement | Completed | Installation / Repair - Residential - Building permit not required. Electrical install of ac MP-2022-00584: Issued (Cooling) No change to existing service | Moore And Russell Heating And Air Conditioning Ltd
GP-2022-03628 | 2022-11-18 | 3661 E 27TH AVENUE, Vancouver, BC V5R 1R3 | Gas Permit | Residential | Tenant Improvement | Completed | Residential - re re furnace | Moore & Russell Heating Ltd
GP-2022-02082 | 2022-07-15 | 159 E 28TH AVENUE, Vancouver, BC V5V 2M3 | Gas Permit | Residential | Renovation | Completed | Residential - Installation of 1 gas permit - venting and hook up only >The reconstruction of an existing building containing one dwelling unit to convert to a 3-storey multiple conversion dwelling (MCD) containing 2 dwelling units and the construction of a detached parking garage, providing two parking spaces, having vehicular access from the Quebec street and to stratify the lot. Schedule B, Structural and Geotechnical, Alan Prahalad, P.Eng. (604.831.1431) and Schedule B, Architectural (Item 1.5), Seyed A. Pishvaei, P.Eng. (604.992.9481) submitted for this project. Building Review Branch Notes: 1. This permit has been issued under the requirements of VBBL 2019 2. Entire building to be sprinklered to NFPA 13D | Urban Fireplaces Ltd
GP-2022-01880 | 2022-06-22 | 159 E 28TH AVENUE, Vancouver, BC V5V 2M3 | Gas Permit | Residential | New | Completed | Residential - To install 2 boiler 2 range 2 BBQ 1 fireplace There is pipping for 2 BBQ and fireplace >BP: Building Permit for DP-2021-00305 The reconstruction of an existing building containing one dwelling unit to convert to a 3-storey multiple conversion dwelling (MCD) containing 2 dwelling units and the construction of a detached parking garage, providing two parking spaces, having vehicular access from the Quebec street and to stratify the lot. | JOT MECHANICAL LTD
EP-2022-04047 | 2022-05-17 | 159 E 28TH AVENUE, Vancouver, BC V5V 2M3 | Electrical Permit | Residential | New | Completed | Installation / Repair - Residential - security,intercom,tel,tv,data camera wiring & completion >BP: The reconstruction of an existing building containing one dwelling unit to convert to a 3-storey multiple conversion dwelling (MCD) containing 2 dwelling units and the construction of a detached parking garage, providing two parking spaces, having vehicular access from the Quebec street and to stratify the lot. | Repel Security Systems Ltd
PP-2022-01126 | 2022-04-04 | 159 E 28TH AVENUE, Vancouver, BC V5V 2M3 | Plumbing Permit | Residential | New | Completed | Residential - MCD - NORTH UNIT - 159 E 28TH AV SOUTH UNIT - 4380 QUEBEC ST Rough In and Install fixtures The reconstruction of an existing building containing one dwelling unit to convert to a 3-storey multiple conversion dwelling (MCD) containing 2 dwelling units and the construction of a detached parking garage, providing two parking spaces, having vehicular access from the Quebec street and to stratify the lot. | Parm Plumbing & heating Ltd
PP-2022-01047 | 2022-03-29 | 159 E 28TH AVENUE, Vancouver, BC V5V 2M3 | Plumbing Permit | Residential | New | Completed | Residential - MCD - sump install The reconstruction of an existing building containing one dwelling unit to convert to a 3-storey multiple conversion dwelling (MCD) containing 2 dwelling units and the construction of a detached parking garage, providing two parking spaces, having vehicular access from the Quebec street and to stratify the lot. | Kingsman Excavating Ltd.
SP-2022-00517 | 2022-04-12 | 159 E 28TH AVENUE, Vancouver, BC V5V 2M3 | Sprinkler Permit | Residential | New | Completed | Residential - New sprinkler system >BP: Building Permit for DP-2021-00305 The reconstruction of an existing building containing one dwelling unit to convert to a 3-storey multiple conversion dwelling (MCD) containing 2 dwelling units and the construction of a detached parking garage, providing two parking spaces, having vehicular access from the Quebec street and to stratify the lot. Schedule B, Structural and Geotechnical, Alan Prahalad, P.Eng. (604.831.1431) and Schedule B, Architectural (Item 1.5), Seyed A. Pishvaei, P.Eng. (604.992.9481) submitted for this project. Building Review Branch Notes: 1. This permit has been issued under the requirements of VBBL 2019 2. Entire building to be sprinklered to NFPA 13D | Haven Fire Protection Ltd
EP-2022-01964 | 2022-03-10 | 159 E 28TH AVENUE, Vancouver, BC V5V 2M3 | Electrical Permit | Residential | New | Completed | Installation / Repair - Residential - MCD - wiring of new duplex construction The reconstruction of an existing building containing one dwelling unit to convert to a 3-storey multiple conversion dwelling (MCD) containing 2 dwelling units and the construction of a detached parking garage, providing two parking spaces, having vehicular access from the Quebec street and to stratify the lot. | JR ELECTRIC LTD.
GP-2023-03692 | 2023-11-23 | 3150 E 29TH AVENUE, Vancouver, BC V5R 1W2 | Gas Permit | Residential | Renovation | Completed | Residential - A re and re of a boiler. New navien being installed | Haigh Mechanical
EP-2023-10738 | 2023-12-13 | 3167 E 29TH AVENUE, Vancouver, BC V5R 1W3 | Electrical Permit | Residential | Renovation | Issued | Installation / Repair - Residential - ¦ 1FD: 125A SERVICE DICONNECT/ RE-CONNECT ¦ service repair -Relocate service on laneway ,. Service disconnect and reconnect . | Star Delta Electric Ltd
EP-2022-04428 | 2022-05-27 | 3167 E 29TH AVENUE, Vancouver, BC V5R 1W3 | Electrical Permit | Residential | Renovation | Completed | Installation / Repair - Residential - upgrade power from 100 amp to 200 amp ,1 phase ,240 voltage Amend May 30, 2022 amendment 200 amp to 150 amp. So upgrade service from 100 amp , 240 voltage , 1 phase to 150 amp , 240 voltage , 1 phase | Star Delta Electric Ltd
GP-2022-00774 | 2022-03-11 | 3178 E 29TH AVENUE, Vancouver, BC V5R 1W2 | Gas Permit | Residential | New | Completed | Residential - 3178 e29 ave to install 1 boiler 1 range 1 bbq 3176 e29 ave to install 1 boiler 1 range 1 bbq To construct a 2-storey two-family dwelling with a detached accessory building (garage) at the rear providing 2 parking spaces, having vehicular access from the lane. NOTE: To achieve the required FSR a floor space exclusion of 2% has been applied to this application as per section 10.11.1 of the district schedule, to accommodate improved building performance. 1. A/C units proposed located at rear yard and basement 2. Schedule B: KTC Nguyen P.Eng (604-326-2701) Structural & Geotechnical 3. BC Housing: Tyko Development Ltd.365432 | Symbolistic Heating Ltd
SP-2022-00427 | 2022-03-24 | 3178 E 29TH AVENUE, Vancouver, BC V5R 1W2 | Sprinkler Permit | Residential | New | Completed | Residential - Install sprinklers in Duplex >BP: To construct a 2-storey two-family dwelling ($692,650.00) with a detached accessory building (garage) at the rear providing 2 parking spaces, having vehicular access from the lane. The entire building, INCLUDING THE ATTACHED GARAGE (if applicable), to be sprinklered to NFPA 13D. NOTE: To achieve the required FSR a floor space exclusion of 2% has been applied to this application as per section 10.11.1 of the district schedule, to accommodate improved building performance. 1. A/C units proposed located at rear yard and basement 2. Schedule B: KTC Nguyen P.Eng (604-326-2701) Structural & Geotechnical 3. BC Housing: Tyko Development Ltd.365432 Note: This is a 2 storey building pursuant to the Zoning and Development By-Law All rooms adjacent to East and West exposing building face shall be sprinklered. "Combustible projections or roof soffits on an exposing building face shall not project to less than .45m from the property line and shall be in compliance with VBBL 2019 9.10.15.5.(9)" Any alterations or conversions to the attached garage (if applicable) to habitable living space shall not be permitted without first obtaining the approval of the Director of Planning and the Chief Building Official. Thermal protection measures and Laneway house design guidelines shall be required to be met prior to the approval of the conversion. ******THIS PERMIT HAS BEEN ISSUED UNDER THE REQUIREMENTS OF VBBL 2019****** Addressing data | Gold Key Fire Protection Ltd
EP-2022-02449 | 2022-03-25 | 3178 E 29TH AVENUE, Vancouver, BC V5R 1W2 | Electrical Permit | Residential | New | Completed | Installation / Repair - Residential - security,int,tel,tv,data,camera wiring & completion >BP: To construct a 2-storey two-family dwelling ($692,650.00) with a detached accessory building (garage) at the rear providing 2 parking spaces, having vehicular access from the lane. The entire building, INCLUDING THE ATTACHED GARAGE (if applicable), to be sprinklered to NFPA 13D. NOTE: To achieve the required FSR a floor space exclusion of 2% has been applied to this application as per section 10.11.1 of the district schedule, to accommodate improved building performance. 1. A/C units proposed located at rear yard and basement 2. Schedule B: KTC Nguyen P.Eng (604-326-2701) Structural & Geotechnical 3. BC Housing: Tyko Development Ltd.365432 Note: This is a 2 storey building pursuant to the Zoning and Development By-Law All rooms adjacent to East and West exposing building face shall be sprinklered. "Combustible projections or roof soffits on an exposing building face shall not project to less than .45m from the property line and shall be in compliance with VBBL 2019 9.10.15.5.(9)" Any alterations or conversions to the attached garage (if applicable) to habitable living space shall not be permitted without first obtaining the approval of the Director of Planning and the Chief Building Official. Thermal protection measures and Laneway house design guidelines shall be required to be met prior to the approval of the conversion. ******THIS PERMIT HAS BEEN ISSUED UNDER THE REQUIREMENTS OF VBBL 2019****** | Repel Security Systems Ltd
EP-2022-00291 | 2022-01-21 | 3178 E 29TH AVENUE, Vancouver, BC V5R 1W2 | Electrical Permit | Residential | New | Completed | Installation / Repair - Residential - New duplex house to be built with new electrical wiring and electrical service To construct a 2-storey two-family dwelling with a detached accessory building (garage) at the rear providing 2 parking spaces, having vehicular access from the lane. The entire building, INCLUDING THE ATTACHED GARAGE (if applicable), to be sprinklered to NFPA 13D. NOTE: To achieve the required FSR a floor space exclusion of 2% has been applied to this application as per section 10.11.1 of the district schedule, to accommodate improved building performance. 1. A/C units proposed located at rear yard and basement 2. Schedule B: KTC Nguyen P.Eng (604-326-2701) Structural & Geotechnical 3. BC Housing: Tyko Development Ltd.365432 | Skyview Electrical Ltd
PP-2022-00357 | 2022-02-03 | 3178 E 29TH AVENUE, Vancouver, BC V5R 1W2 | Plumbing Permit | Residential | New | Completed | Residential - Outside sump no pump | Power Excavating Ltd
PP-2022-00569 | 2022-02-18 | 3178 E 29TH AVENUE, Vancouver, BC V5R 1W2 | Plumbing Permit | Residential | New | Completed | Residential - 2FD - FRONT UNIT - 3178 E 29TH AV - NORTH PORTION BACK UNIT - 3176 E 29TH AV - SOUTH PORTION Installing new plumbing fixtures inside the duplex To construct a 2-storey two-family dwelling with a detached accessory building (garage) at the rear providing 2 parking spaces, having vehicular access from the lane. The entire building, INCLUDING THE ATTACHED GARAGE (if applicable), to be sprinklered to NFPA 13D. NOTE: To achieve the required FSR a floor space exclusion of 2% has been applied to this application as per section 10.11.1 of the district schedule, to accommodate improved building performance. 1. A/C units proposed located at rear yard and basement | SUNSHINE PLUMBING LTD
EP-2023-00120 | 2023-01-05 | 3227 E 29TH AVENUE, Vancouver, BC V5R 1W4 | Electrical Permit | Residential | New | Expired | Temporary Power - Residential - To provide temporary power. | Aidea Solutions Ltd
MP-2023-00602 | 2023-04-06 | 3227 E 29TH AVENUE, Vancouver, BC V5R 1W4 | Mechanical Permit | NULL | NULL | Issued | NULL | Forbes Mechanical Ltd
PP-2023-01066 | 2023-03-28 | 3227 E 29TH AVENUE, Vancouver, BC V5R 1W4 | Plumbing Permit | Residential | New | Issued | Residential - plumbing >BP: To construct a two-storey two-family dwelling with a detached accessory building (garage) at the rear providing 2 parking spaces, having vehicular access from the lane. This is a 2 storey building pursuant to the Zoning and Development By-Law 1. A/C units proposed in rear yard. 2. Bar sinks proposed in main floor. 3. Schedule B: Dr. Ning(Alex) Liu (778.323.2555) Structural & Geotechnical 4. HPO: Woodhead Construction Ltd. | Forbes Mechanical Ltd
EP-2023-01105 | 2023-02-09 | 3227 E 29TH AVENUE, Vancouver, BC V5R 1W4 | Electrical Permit | Residential | New | Issued | Installation / Repair - Residential - Duplex - New wiring: single phase service, panel. All outlet, roughing and connection, lighting system and all electrical equipment connection. Plus prewire data cables and communication with finishing. Main consumer's service: 200A. Consumer's service for each unit: 125A. >BP: To construct a two-storey two-family dwelling with a detached accessory building (garage) at the rear providing 2 parking spaces, having vehicular access from the lane. Note: This Building Permit will remain in a suspended status until the associated (green) Demolition Permit BP-2022-00503 is completed This is a 2 storey building pursuant to the Zoning and Development By-Law 1. A/C units proposed in rear yard. 2. Bar sinks proposed in main floor. 3. Schedule B: Dr. Ning(Alex) Liu (778.323.2555) Structural & Geotechnical 4. HPO: Woodhead Construction Ltd. ******THIS PERMIT HAS BEEN ISSUED UNDER THE REQUIREMENTS OF VBBL #12511 (2019)****** Combustible projections or roof soffits on an exposing building face shall not project to less than .45m from the property line and shall be in compliance with VBBL 2019 9.10.15.5.(9) The entire building, to be sprinklered to 2 x NFPA 13D. | AIGO TECHNOLOGY INC
PP-2023-00384 | 2023-02-09 | 3227 E 29TH AVENUE, Vancouver, BC V5R 1W4 | Plumbing Permit | Residential | New | Issued | Residential - Install Storm Sump >BP: To construct a two-storey two-family dwelling with a detached accessory building (garage) at the rear providing 2 parking spaces, having vehicular access from the lane. NOTE: Engineering Assurance letter will be submitted to the Plumbing Inspector on the site. Letter shall conform to the requirements of Vancouver Bulletin 2000-008-EL/PL | Apollo Excavating & Civil Works Ltd.
MP-2023-01053 | 2023-06-08 | 3227 E 29TH AVENUE, Vancouver, BC V5R 1W4 | Mechanical Permit | NULL | NULL | Issued | NULL | Lumi HVAC Ltd
SP-2023-00959 | 2023-06-01 | 3227 E 29TH AVENUE, Vancouver, BC V5R 1W4 | Sprinkler Permit | Residential | New | Issued | Residential - New fire sprinkler system installation >BP: To construct a two-storey two-family dwelling with a detached accessory building (garage) at the rear providing 2 parking spaces, having vehicular access from the lane. This is a 2 storey building pursuant to the Zoning and Development By-Law 1. A/C units proposed in rear yard. 2. Bar sinks proposed in main floor. 3. Schedule B: Dr. Ning(Alex) Liu (778.323.2555) Structural & Geotechnical 4. HPO: Woodhead Construction Ltd. | Spectrum Fire Protection Ltd
GP-2023-01480 | 2023-05-08 | 3227 E 29TH AVENUE, Vancouver, BC V5R 1W4 | Gas Permit | Residential | New | Issued | Residential - 2FD - FRONT - 3227 E 29TH AV BACK - 3225 29TH AV To install 2 water heater 2 range >DB: To construct a two-storey two-family dwelling with a detached accessory building (garage) at the rear providing 2 parking spaces, having vehicular access from the lane. This is a 2 storey building pursuant to the Zoning and Development By-Law 1. A/C units proposed in rear yard. 2. Bar sinks proposed in main floor. The entire building, to be sprinklered to 2 x NFPA 13D. | JOT MECHANICAL LTD
MP-2023-00757 | 2023-05-02 | 3228 E 29TH AVENUE, Vancouver, BC V5R 1W5 | Mechanical Permit | NULL | NULL | Completed | NULL | RADAR PLUMBING AND HEATING
SP-2023-00976 | 2023-06-05 | 3228 E 29TH AVENUE, Vancouver, BC V5R 1W5 | Sprinkler Permit | Residential | New | Completed | Residential - To Install 27 sprinkler heads >BP: To construct a 2 storey + basement one-family dwelling with a secondary suite located in the basement. Note: Parking for the site has been provided under DB-2021-06159 (Laneway House). Note: This is a 2 storey building pursuant to the Zoning and Development By-Law. 1- Covenant registered at the Land Title Office under CB36945 2- No strata titling permitted 4- A/C unit proposed in the rear yard 5- Schedule B: YATENDRA KUMAR SHARMA, P.Eng. (778-863-7076) Structural 5- Schedule B: Ward Phillips P.Eng. (604-716-8881) Geotechnical 4- BC Housing Residential Builder - Alair Homes - 1052296 BC LTD. | General Sprinkler Systems Ltd
PP-2023-00961 | 2023-03-21 | 3228 E 29TH AVENUE, Vancouver, BC V5R 1W5 | Plumbing Permit | Residential | New | Completed | Residential - 1FD+SS - #1 & #2 - New plumbing for house and laneway house >DB: To construct a 2 storey + basement one-family dwelling with a secondary suite located in the basement. Note: Parking for the site has been provided under DB-2021-06159 (Laneway House). Note: This is a 2 storey building pursuant to the Zoning and Development By-Law. 1- Covenant registered at the Land Title Office under CB36945 2- No strata titling permitted 4- A/C unit proposed in the rear yard | RADAR PLUMBING AND HEATING
GP-2023-00986 | 2023-03-22 | 3228 E 29TH AVENUE, Vancouver, BC V5R 1W5 | Gas Permit | Residential | New | Completed | Residential - 2 Range, 1 Boiler & 1 BBQ New gas work for the main house >BP: To construct a 2 storey + basement one-family dwelling with a secondary suite ($995,750) located in the basement. | RADAR PLUMBING AND HEATING
EP-2023-03066 | 2023-04-18 | 3228 E 29TH AVENUE, Vancouver, BC V5R 1W5 | Electrical Permit | Residential | New | Completed | Installation / Repair - Residential - New construction electrical wiring >BP: To construct a 2 storey + basement one-family dwelling with a secondary suite ($995,750) located in the basement. Note: Parking for the site has been provided under DB-2021-06159 (Laneway House). Note: This is a 2 storey building pursuant to the Zoning and Development By-Law. 1- Covenant registered at the Land Title Office under CB36945 2- No strata titling permitted 4- A/C unit proposed in the rear yard 5- Schedule B: YATENDRA KUMAR SHARMA, P.Eng. (778-863-7076) Structural 5- Schedule B: Ward Phillips P.Eng. (604-716-8881) Geotechnical 4- BC Housing Residential Builder - Alair Homes - 1052296 BC LTD. ******THIS PERMIT HAS BEEN ISSUED UNDER THE REQUIREMENTS OF VBBL #12511 (2019)****** | GMOORE ELECTRIC LTD
NULL | NULL | 3228 E 29TH AVENUE, Vancouver, BC V5R 1W5 | Mechanical Permit | NULL | NULL | Draft | NULL | RADAR PLUMBING AND HEATING
EP-2022-07023 | 2022-08-25 | 3228 E 29TH AVENUE, Vancouver, BC V5R 1W5 | Electrical Permit | Residential | New | Expired | Temporary Power - Residential - TEMPORARY POWER VALID: AUG 22/2022 TO AUG 21/2023 To provide temporary power. | GMOORE ELECTRIC LTD
PP-2022-02688 | 2022-08-03 | 3228 E 29TH AVENUE, Vancouver, BC V5R 1W5 | Plumbing Permit | Residential | New | Completed | Residential - Sump | ON TIME EXCAVATING & DEMOLITION LTD
EP-2022-01546 | NULL | 3228 E 29TH AVENUE, Vancouver, BC V5R 1W5 | Electrical Permit | Residential | New | Withdrawn | Temporary Power - Residential - To provide temporary power. | Clarus Electric Corp
NULL | NULL | 3228 E 29TH AVENUE, Vancouver, BC V5R 1W5 | Electrical Permit | Residential | New | Withdrawn | Installation / Repair - Residential - new construction full wire | Clarus Electric Corp
EP-2023-06618 | 2023-07-21 | 2751 E 2ND AVENUE, Vancouver, BC V5M 1E2 | Electrical Permit | Residential | Tenant Improvement | Issued | Installation / Repair - Residential - Upgrade service from 100A to 200A. | We Do Electrical Ltd
SP-2023-00656 | 2023-04-17 | 2128 E 32ND AVENUE, Vancouver, BC V5N 3B9 | Sprinkler Permit | Residential | New | Completed | Residential - Fire Sprinkler Installation >BP: CF-2021-009790 Exterior and interior alterations to the main and second floors to repair fire damage, including new roof system to match existing for this existing two storey slab on grade one family dwelling with built-in two car garage. Secondary suite and rear deck cover to be removed as part of this application. This building is to be sprinklered as per NFPA 13D requirements. | NewTech Fire Protection Ltd
EP-2022-10617 | 2022-12-16 | 2128 E 32ND AVENUE, Vancouver, BC V5N 3B9 | Electrical Permit | Residential | Renovation | Completed | Installation / Repair - Residential - The house is on fire and we remove all wiring and doing new wiring for the house. it includes kitchen, Laundry, Garage wiring. CF-2021-009790 Exterior and interior alterations to the main and second floors to repair fire damage, including new roof system to match existing for this existing two storey slab on grade one family dwelling with built-in two car garage. Secondary suite and rear deck cover to be removed as part of this application. | Power Can Electrical Corp
GP-2022-03544 | 2022-11-15 | 2128 E 32ND AVENUE, Vancouver, BC V5N 3B9 | Gas Permit | Residential | Renovation | Completed | Residential - HWT | NAGRA BROS. PLUMBING & HEATING LTD
NULL | NULL | 2128 E 32ND AVENUE, Vancouver, BC V5N 3B9 | Plumbing Permit | Residential | Renovation | Draft | Residential - renovation of house | NAGRA BROS. PLUMBING & HEATING LTD
NULL | NULL | 2128 E 32ND AVENUE, Vancouver, BC V5N 3B9 | Plumbing Permit | Residential | NULL | Draft | Residential | NAGRA BROS. PLUMBING & HEATING LTD
PP-2022-04087 | 2022-11-17 | 2128 E 32ND AVENUE, Vancouver, BC V5N 3B9 | Plumbing Permit | Residential | Renovation | Completed | Residential - renovating home piping only CF-2021-009790 Exterior and interior alterations to the main and second floors to repair fire damage, including new roof system to match existing for this existing two storey slab on grade one family dwelling with built-in two car garage. Secondary suite and rear deck cover to be removed as part of this application. | NAGRA BROS. PLUMBING & HEATING LTD
EP-2023-03566 | 2023-04-28 | 2132 E 32ND AVENUE, Vancouver, BC V5N 3B9 | Electrical Permit | Residential | Renovation - Dwelling Unit(s) only | Cancelled | Installation / Repair - Residential - Replace and check any wiring due to water damage. Install smoke alarms *CF-2023-001151, IA-2023-00018 >Permit Amendment Oct 16, 2023 -Change light circuit in living room -Change kitchen plug to gfci -60 amp subpanel | SSSH Developments Inc
PP-2023-01160 | 2023-04-04 | 2132 E 32ND AVENUE, Vancouver, BC V5N 3B9 | Plumbing Permit | Residential | Renovation | Issued | Residential - Installation of laundry box, kitchen sink and lav trap arm upsized, new shower valve and shower drain installation Case File CF-2023-001150-Mandatory work >BP: Exterior and interior alterations to restore the secondary suite due to fire damage on the ground floor of this existing Single Detached House with Secondary Suite on this site. Related to IA-2023-00018 | Matthew Le Gal DBA Imperial Plumbing & Heating
EP-2023-11256 | 2024-01-08 | 2132 E 32ND AVENUE, Vancouver, BC V5N 3B9 | Electrical Permit | Residential | Renovation - Dwelling Unit(s) only | Issued | Installation / Repair - Residential - Install lighting and power line in basement area CF-2023-001150 CF-2023-001151 EP-2023-03566 >BP: Exterior and interior alterations to restore the secondary suite due to fire damage on the ground floor of this existing Single Detached House with a Secondary Suite on this site. Related to IA-2023-00018 Note: - DBI to determine on site whether Structural drawings and schedule B are required - Validate the existing nonconforming floor area (conversion of carport/workshop) into habitable floor space - Windows accepted as existing - No strata-titling will be permitted. - An annual Vancouver Business License must be obtained prior to the rental of this approved single detached house with secondary suite on this site - Install interconnected, hardwired, 120 volt smoke alarms with battery back-up and silencing feature, in each sleeping unit and within 5m outside each sleeping areas on each storey as per Building Bylaw 9.10.19 - Install Carbon Monoxide Alarm as per Building Bylaw 9.32.4.2 - Upgrade work under Part 11 (base don the value of work - energuide related Part 11.2.1.4) | GLBC ELECTRICAL CONTRACTORS LTD
GP-2022-01963 | 2022-06-30 | 2132 E 32ND AVENUE, Vancouver, BC V5N 3B9 | Gas Permit | Residential | Tenant Improvement | Completed | Residential - 1 Furnace replacement | Latek Gas Fitting Inc
PP-2023-04251 | 2023-12-11 | 479 E 30TH AVENUE, Vancouver, BC V5V 2V5 | Plumbing Permit | Residential | Renovation | Issued | Residential - Remove poly b waterlines Install pex waterlines | High End Plumbing & Heating Ltd
EP-2023-05692 | 2023-07-31 | 505 E 30TH AVENUE, Vancouver, BC | Electrical Permit | Residential | Renovation | Completed | Installation / Repair - Residential - Electrical supply for Dsplit -reference: MP-2023-01166 | Milani Electric Limited
MP-2023-01166 | 2023-06-26 | 505 E 30TH AVENUE, Vancouver, BC | Mechanical Permit | NULL | NULL | Issued | NULL | Milani Plumbing Heating & Air Conditioning Ltd
MP-2023-01167 | 2023-06-26 | 509 E 30TH AVENUE, Vancouver, BC V5V 2V7 | Mechanical Permit | NULL | NULL | Completed | NULL | Milani Plumbing Heating & Air Conditioning Ltd
EP-2023-05691 | 2023-09-18 | 509 E 30TH AVENUE, Vancouver, BC V5V 2V7 | Electrical Permit | Residential | Renovation | Completed | Installation / Repair - Residential - ¦ 1FD- DCC/ DSPLIT MCA: 32A ¦ Electrical supply for Dsplit -the indoor unit is not being fed from any dedicated branch circuit *MP-2023-01167: Issued (Heating and Cooling) | Milani Electric Limited
EP-2023-10772 | 2023-12-12 | 520 E 30TH AVENUE, Vancouver, BC V5V 2V6 | Electrical Permit | Residential | Addition | Issued | Installation / Repair - Residential - Detached Garage New electrical with a service upgrade to 200 amps. >BP: To construct a detached 19"10' by 21” accessory building (garage) at the rear of this single detached house site to provide 2 parking spaces, having vehicular access from the rear. OK for SIPs per D. Langevin Dec 5, 2022 | Custom City Electric Ltd
GP-2023-02769 | 2023-09-22 | 527 E 30TH AVENUE, Vancouver, BC V5V 2V7 | Gas Permit | Residential | Renovation | Issued | Residential - Installation of 1 gas fireplace - venting and hook up only >BP: Exterior and Interior alterations to provide improvements and to remove the cover deck and reconfigure the interior layout of this two- storey single detached house with attached one-car carport at this site. Scope of work: -reconfigure the existing layout on the main and second floor, - Add a window to east elevation - sundeck stair reconfiguration, - remove the sundeck cover | Urban Fireplaces Ltd
GP-2023-02845 | 2023-10-05 | 527 E 30TH AVENUE, Vancouver, BC V5V 2V7 | Gas Permit | Residential | Renovation | Issued | Residential - Boiler, BBQ & Fireplace Boiler & BBQ Installation Fireplace rough in only >BP: Exterior and Interior alterations to provide improvements and to remove the cover deck and reconfigure the interior layout of this two- storey single detached house with attached one-car carport at this site. Scope of work: -reconfigure the existing layout on the main and second floor, - Add a window to east elevation - sundeck stair reconfiguration, - remove the sundeck cover | Ankon Plumbing & Heating Ltd
EP-2023-07849 | 2023-08-30 | 527 E 30TH AVENUE, Vancouver, BC V5V 2V7 | Electrical Permit | Residential | Renovation | Issued | Installation / Repair - Residential - Alarm, Cable, Data, Video, Telephone, Pre Wire Only. >BP: Exterior and Interior alterations to provide improvements and to remove the cover deck and reconfigure the interior layout of this two- storey single detached house with attached one-car carport at this site. Scope of work: -reconfigure the existing layout on the main and second floor, - Add a window to east elevation - sundeck stair reconfiguration, - remove the sundeck cover Schedule B (Structural, Geotechnical): Jeff Allester, P.Eng, 604-228-0518 Note: - No Sprinkler is required - Garage as enclosed storage validated as a non-conforming floor area Revision #1: - Reduce the existing front deck length - Existing stairs to remain- Replace the existing sloped roof with a new truss roof system with an increase in the proposed roof peak elevation - Provide improvements to the South and North Elevation facades with new sliding doors, new windows, and new exterior finish | Infra-Tech Enterprises Ltd
EP-2023-02609 | 2023-04-04 | 527 E 30TH AVENUE, Vancouver, BC V5V 2V7 | Electrical Permit | Residential | Renovation | Issued | Installation / Repair - Residential - Wiring and finishing existing single family home with new service. -Increase from 100 to 200Amp and relocate it from house to private pole -Heat pump *An approved mechanical permit is required for the installation of air conditioning or heat pump unit at the time of installation before an electrical inspection will be performed >BP: Exterior and Interior alterations to provide improvements and to remove the cover deck and reconfigure the interior layout of this two- storey single detached house with attached one-car carport at this site. Scope of work: -reconfigure the existing layout on the main and second floor, - Add a window to east elevation - sundeck stair reconfiguration, - remove the sundeck cover Schedule B (Structural, Geotechnical): Jeff Allester, P.Eng, 604-228-0518 Note: - No Sprinkler is required - Garage as enclosed storage validated as a non-conforming floor area | Avon Electric Ltd
NULL | NULL | 527 E 30TH AVENUE, Vancouver, BC V5V 2V7 | Plumbing Permit | Residential | Renovation | Draft | Residential - Drainage piping around the house | Adam Kosel
PP-2023-00991 | 2023-03-22 | 527 E 30TH AVENUE, Vancouver, BC V5V 2V7 | Plumbing Permit | Residential | Renovation | Issued | Residential - plumbing renovation >BP: Exterior and Interior alterations to provide improvements and to remove the cover deck and reconfigure the interior layout of this two- storey single detached house with attached one-car carport at this site. Scope of work: -reconfigure the existing layout on the main and second floor, - Add a window to east elevation - sundeck stair reconfiguration, - remove the sundeck cover | Ankon Plumbing & Heating Ltd
PP-2023-01009 | 2023-03-23 | 527 E 30TH AVENUE, Vancouver, BC V5V 2V7 | Plumbing Permit | Residential | Renovation | Issued | Residential - to install drainage piping around the house >BP: Exterior and Interior alterations to provide improvements and to remove the cover deck and reconfigure the interior layout of this two- storey single detached house with attached one-car carport at this site. Scope of work: -reconfigure the existing layout on the main and second floor, - Add a window to east elevation - sundeck stair reconfiguration, - remove the sundeck cover | Adam Kosel
MP-2023-00595 | 2023-04-06 | 527 E 30TH AVENUE, Vancouver, BC V5V 2V7 | Mechanical Permit | NULL | NULL | Issued | NULL | Ankon Plumbing & Heating Ltd
EP-2023-01964 | 2023-03-15 | 572 E 30TH AVENUE, Vancouver, BC V5V 2V6 | Electrical Permit | Residential | Renovation | Issued | Installation / Repair - Residential - Install circuit for a heat pump *An approved mechanical permit is required for the installation of air conditioning or heat pump unit at the time of installation before an electrical inspection will be performed | Douglas Millington o/a Moose Electric
GP-2022-02567 | 2022-08-29 | 572 E 30TH AVENUE, Vancouver, BC V5V 2V6 | Gas Permit | Residential | Renovation | Completed | Residential - To remove and dispose of existing boiler system and water heater. To supply and install wall mounted Navien Combi NCB-240 199,000 BTU 95% high efficient boiler. | Ashton Service Group/Ashton Mechanical Ltd.
GP-2023-03882 | 2023-12-05 | 576 E 30TH AVENUE, Vancouver, BC V5V 2V6 | Gas Permit | Residential | Addition | Completed | Residential - Combi Boiler 199,000 BTU re/re | HAMZEH GERAMI Dba Nation Heating & Cooling
EP-2022-09431 | 2022-11-07 | 590 E 30TH AVENUE, Vancouver, BC V5V 2V6 | Electrical Permit | Residential | Renovation | Completed | Installation / Repair - Residential - Upgrade services from 100amp to 200amp . | Gold Medal Electric Ltd
EP-2022-03279 | 2022-04-25 | 1686 E 35TH AVENUE, Vancouver, BC V5P 1B3 | Electrical Permit | Residential | Addition | Completed | Installation / Repair - Residential - Relocation of Service of Main house due to lane way house | AULAKH ELECTRICAL CORPORATION
EP-2023-07304 | NULL | 1703 E 35TH AVENUE, Vancouver, BC V5P 1B5 | Electrical Permit | Residential | Tenant Improvement | Applicant Revisions | Installation / Repair - Residential - Install new meter base over top of old base. Run tek cable through soffit and though the roof. New heat shrink boot on new cable to old attachment. | Nightingale Electric Ltd
PP-2022-03886 | 2022-10-27 | 1712 E 35TH AVENUE, Vancouver, BC V5P 1B4 | Plumbing Permit | Residential | New | Issued | Residential - Installing new fixtures inside of the duplex >To construct a two and half storey two-family dwelling ($660,577), with a detached accessory building (garage) at the rear providing 2 parking spaces, having vehicular access from the lane. Note: The entire building to be sprinklered to 2 x NFPA 13D. 1. A/C units proposed on second storey 2. No Bar sinks proposed 3. Schedule B: Md. Shahidul Alam (604.653.7475) Structural & Geotechnical 4. HPO: Residential Builder - Khera Homes Ltd ******THIS PERMIT HAS BEEN ISSUED UNDER THE REQUIREMENTS OF VBBL #12511 (2019)****** | SUNSHINE PLUMBING LTD
EP-2022-09082 | 2022-11-07 | 1712 E 35TH AVENUE, Vancouver, BC V5P 1B4 | Electrical Permit | Residential | New | Issued | Installation / Repair - Residential - Duplex House , 200 amp service connection , 125 amp goes in each unit, New installation , Duplex meterbase, >BP: To construct a two and half storey two-family dwelling ($660,577), with a detached accessory building (garage) at the rear providing 2 parking spaces, having vehicular access from the lane. Note: The entire building to be sprinklered to 2 x NFPA 13D. 1. A/C units proposed on second storey 2. No Bar sinks proposed 3. Schedule B: Md. Shahidul Alam (604.653.7475) Structural & Geotechnical 4. HPO: Residential Builder - Khera Homes Ltd ******THIS PERMIT HAS BEEN ISSUED UNDER THE REQUIREMENTS OF VBBL #12511 (2019)****** | AECOM ELECTRIC LTD
PP-2022-03799 | 2022-10-24 | 1712 E 35TH AVENUE, Vancouver, BC V5P 1B4 | Plumbing Permit | Residential | New | Completed | Residential - SUMP | Mainline Excavation Ltd
MP-2022-00728 | 2022-12-16 | 1712 E 35TH AVENUE, Vancouver, BC V5P 1B4 | Mechanical Permit | NULL | NULL | Issued | NULL | SUNSHINE PLUMBING LTD
EP-2022-05954 | 2022-07-14 | 1712 E 35TH AVENUE, Vancouver, BC V5P 1B4 | Electrical Permit | Residential | New | Expired | Temporary Power - Residential - To provide temporary power. | AECOM ELECTRIC LTD
GP-2023-00776 | 2023-03-06 | 1712 E 35TH AVENUE, Vancouver, BC V5P 1B4 | Gas Permit | Residential | New | Issued | Residential - To Install 2 Boilers, 2 Ranges & 2 BBQ's >BP: To construct a two and half storey two-family dwelling ($660,577), with a detached accessory building (garage) at the rear providing 2 parking spaces, having vehicular access from the lane. | Symbolistic Heating Ltd
SP-2023-00471 | 2023-03-17 | 1712 E 35TH AVENUE, Vancouver, BC V5P 1B4 | Sprinkler Permit | Residential | New | Issued | Residential - Install sprinklers in Duplex >BP: To construct a two and half storey two-family dwelling , with a detached accessory building (garage) at the rear providing 2 parking spaces, having vehicular access from the lane. Note: The entire building to be sprinklered to 2 x NFPA 13D. 1. A/C units proposed on second storey 2. No Bar sinks proposed 3. Schedule B: Md. Shahidul Alam (604.653.7475) Structural & Geotechnical 4. HPO: Residential Builder - Khera Homes Ltd | Gold Key Fire Protection Ltd
GP-2022-02880 | 2022-09-23 | 1739 E 35TH AVENUE, Vancouver, BC V5P 1B5 | Gas Permit | Residential | Renovation - Dwelling Unit(s) only | Completed | Residential - Tankless installation | Central Commercial & Residential Services
GP-2022-02798 | 2022-10-28 | 331 E 35TH AVENUE, Vancouver, BC V5W 1A7 | Gas Permit | Residential | Renovation | Issued | Residential - Adding a pool boiler, fire pit, and barbecue outlet in the rear yard -Barbecue will be on the balcony. >Exterior alterations to provide new 18' x 28' partially inground swimming pool (prefabricate steel pool) with a hot tub 8'x8', a mechanical box, and landscape alterations to this existing one family dwelling with a suite on this site. Ok for field review as per Kirat Kang, April 7th, 2022 Note: - Pool to be fully fenced/enclosed (minimum 4’-0”) and all gates and doors are to be equipped with locks and self-closing devices - To comply with Bulletin 2003-013-BU for swimming pool guard - Noise emanating from mechanical equipment (e.g., air conditioning units, exhaust equipment, generators, etc.) is required to conform to Vancouver By-law No. 6555 regulating Noise or Sound. (Note: Air conditioning units are not to exceed a noise level of 55 db during the daytime and 45 db at night.) Letters of Assurance rec'd: Schedule B Structural (Pool Install) submitted as per Dan Fell, P.Eng, 778-762-0945 | Oceanside Mechanical Ltd
PP-2022-03324 | 2022-10-28 | 331 E 35TH AVENUE, Vancouver, BC V5W 1A7 | Plumbing Permit | Residential | Renovation | Issued | Residential - Adding a pool and spa in the rear yard, along with associated drainage piping, and sump & pump. Also adding 2 ground hydrants. >Exterior alterations to provide new 18' x 28' partially inground swimming pool (prefabricate steel pool) with a hot tub 8'x8', a mechanical box, and landscape alterations to this existing one family dwelling with a suite on this site. Ok for field review as per Kirat Kang, April 7th, 2022 Note: - Pool to be fully fenced/enclosed (minimum 4’-0”) and all gates and doors are to be equipped with locks and self-closing devices - To comply with Bulletin 2003-013-BU for swimming pool guard - Noise emanating from mechanical equipment (e.g., air conditioning units, exhaust equipment, generators, etc.) is required to conform to Vancouver By-law No. 6555 regulating Noise or Sound. (Note: Air conditioning units are not to exceed a noise level of 55 db during the daytime and 45 db at night.) Letters of Assurance rec'd: Schedule B Structural (Pool Install) submitted as per Dan Fell, P.Eng, 778-762-0945 | Oceanside Mechanical Ltd
NULL | NULL | 331 E 35TH AVENUE, Vancouver, BC V5W 1A7 | Plumbing Permit | Residential | Renovation | Draft | Residential - Piping for new pool and spa, plus 2 exterior ground hydrants. | Oceanside Mechanical Ltd
EP-2022-08757 | 2022-10-14 | 331 E 35TH AVENUE, Vancouver, BC V5W 1A7 | Electrical Permit | Residential | Renovation | Issued | Installation / Repair - Residential - Service Upgrade/ Spa and Pool/ Landscape wiring | Lonsdale Electric Ltd
EP-2022-07429 | 2022-09-02 | 334 E 35TH AVENUE, Vancouver, BC V5W 1A8 | Electrical Permit | Residential | New | Expired | Temporary Power - Residential - To provide temporary power. Amend: Nov 17, 2022 My fsr no. is incorrect. Pls update this to CEL000254009 | Grit Electric Ltd
PP-2023-01177 | 2023-04-04 | 334 E 35TH AVENUE, Vancouver, BC V5W 1A8 | Plumbing Permit | Residential | New | Issued | Residential - one sump without pump >BP: To construct a two-storey two-family dwelling, with a detached accessory building (garage) at the rear providing 2 parking spaces, having vehicular access from the lane. | Bhullar Excavating and Demolition
EP-2023-07110 | 2023-08-17 | 334 E 35TH AVENUE, Vancouver, BC V5W 1A8 | Electrical Permit | Residential | New | Issued | Installation / Repair - Residential - ¦ 2FD- 200A ¦ Duplex house electrical work *An approved mechanical permit is required for the installation of air conditioning or heat pump unit at the time of installation before an electrical inspection will be performed To construct a two-storey two-family dwelling, with a detached accessory building (garage) at the rear providing 2 parking spaces, having vehicular access from the lane. Note: This is a 2 storey building pursuant to the Zoning and Development By-Law 1. A/C units proposed in rear yard 2. Bar sinks proposed in main floor 3. Schedule B: Md. Shahidul Alam (604.653.7475) Structural & Geotechnical 4. HPO: 1041211 B.C. Ltd. | Grit Electric Ltd
GP-2023-02171 | 2023-07-24 | 334 E 35TH AVENUE, Vancouver, BC V5W 1A8 | Gas Permit | Residential | New | Issued | Residential - 2 boilers, 2 ranges,2 bbq >BP: To construct a two-storey two-family dwelling | Deep Gas Fitting Ltd.
MP-2023-00930 | 2023-05-25 | 334 E 35TH AVENUE, Vancouver, BC V5W 1A8 | Mechanical Permit | NULL | NULL | Issued | NULL | JAI Plumbing & Heating Ltd
EP-2023-07403 | 2023-08-15 | 334 E 35TH AVENUE, Vancouver, BC V5W 1A8 | Electrical Permit | Residential | New | Issued | Installation / Repair - Residential - Installation of Tv, data, doorbell, vacuum, networking, telephone. | Deallight Security Ltd
SP-2023-01480 | 2023-08-11 | 334 E 35TH AVENUE, Vancouver, BC V5W 1A8 | Sprinkler Permit | Residential | New | Issued | Residential - 2FD - WEST - 334 E 35TH AV EAST - 336 E 35TH AV NEW HOME >DB: To construct a two-storey two-family dwelling, with a detached accessory building (garage) at the rear providing 2 parking spaces, having vehicular access from the lane. Note: This is a 2 storey building pursuant to the Zoning and Development By-Law 1. A/C units proposed in rear yard 2. Bar sinks proposed in main floor ******THIS PERMIT HAS BEEN ISSUED UNDER THE REQUIREMENTS OF VBBL #12511 (2019)****** The entire building, to be sprinklered to 2 x NFPA 13D | SBMS Construction Ltd
EP-2021-07060 | 2022-01-21 | 2150 E 3RD AVENUE, Vancouver, BC V5N 1H8 | Electrical Permit | Residential | Renovation | Issued | Installation / Repair - Residential - service upgrade 100 - 200 amp 120/240v Multiple meters and units. | Dadsons Electric Company Ltd
EP-2022-03038 | 2022-04-14 | 350 E 28TH AVENUE, Vancouver, BC V5V 2M7 | Electrical Permit | Residential | Renovation | Completed | Installation / Repair - Residential - Remaining Knob and tube wiring cancellation and rewiring | Wirechief Electric Ltd
NULL | NULL | 369 E 28TH AVENUE, Vancouver, BC V5V 2M8 | Plumbing Permit | Residential | Addition | Draft | Residential - Sink in kitchenette | Oceanfront Plumbing Inc
PP-2023-04289 | 2023-12-11 | 369 E 28TH AVENUE, Vancouver, BC V5V 2M8 | Plumbing Permit | Residential | Renovation | Completed | Residential - -Sink added to existing laundry plumbing in the basement -Rearrange existing bathroom plumbing in the basement >BP: Interior alterations to renovate the basement of this existing Single Detached House on this site. | Oceanfront Plumbing Inc
EP-2023-10815 | 2023-12-13 | 369 E 28TH AVENUE, Vancouver, BC V5V 2M8 | Electrical Permit | Residential | Renovation | Completed | Installation / Repair - Residential - Disconnect wiring to stove and hood fan. CF-2023-007446 >BP: Interior alterations to renovate the basement of this existing Single Detached House on this site. | Clay Electric Ltd
NULL | NULL | 1137 E 29TH AVENUE, Vancouver, BC V5V 2S7 | Plumbing Permit | Residential | New | Withdrawn | Residential | Vancouver Excavating and Contracting Ltd
PP-2023-04318 | 2023-12-13 | 1137 E 29TH AVENUE, Vancouver, BC V5V 2S7 | Plumbing Permit | Residential | New | Issued | Residential - sumps NOTE: Engineering Assurance letter will be submitted to the Plumbing Inspector on the site. Letter shall conform to the requirements of Vancouver Bulletin 2000-008-EL/PL. | Vancouver Excavating and Contracting Ltd
EP-2024-00303 | 2024-01-17 | 1137 E 29TH AVENUE, Vancouver, BC V5V 2S7 | Electrical Permit | Residential | New | Issued | Installation / Repair - Residential - New home construction with new 400A overhead service to garage.Heat pumps, steam unit, electric baseboard heaters, fittings and fixtures throughout. | F & S Electrical Ltd
EP-2023-06863 | 2023-07-28 | 1137 E 29TH AVENUE, Vancouver, BC V5V 2S7 | Electrical Permit | Residential | New | Issued | Temporary Power - Residential - To provide temporary power. NOTE: Work authorized by this permit is for placement of a temporary power pole only and does not authorize any site construction and/or excavation. A separate Building Permit will be required prior to commencement of any other work on this site. | F & S Electrical Ltd
MP-2023-01182 | 2023-06-26 | 1139 E 29TH AVENUE, Vancouver, BC V5V 2S7 | Mechanical Permit | NULL | NULL | Completed | NULL | Green Mountain Solutions Inc
EP-2023-05359 | 2023-06-28 | 1139 E 29TH AVENUE, Vancouver, BC V5V 2S7 | Electrical Permit | Residential | Renovation | Completed | Installation / Repair - Residential - wiring for a heat pump MP-2023-01182 | David Stein
EP-2023-05887 | 2023-07-24 | 1165 E 29TH AVENUE, Vancouver, BC V5V 2S9 | Electrical Permit | Residential | Renovation - Dwelling Unit(s) only | Completed | Installation / Repair - Residential - Heat pump installation and 200amp service upgrade -service upgrade will be 200amps 120/240v single phase *An approved mechanical permit is required for the installation of air conditioning or heat pump unit at the time of installation before an electrical inspection will be performed | Douglas Millington o/a Moose Electric
MP-2023-01383 | 2023-07-28 | 1165 E 29TH AVENUE, Vancouver, BC V5V 2S9 | Mechanical Permit | NULL | NULL | Completed | NULL | Ashton Service Group/Ashton Mechanical Ltd.
GP-2023-03233 | 2023-10-25 | 1165 E 29TH AVENUE, Vancouver, BC V5V 2S9 | Gas Permit | Residential | Renovation | Completed | Residential - Decommission and remove old gas Furnace and install new Heat Pump. | Ashton Service Group/Ashton Mechanical Ltd.
GP-2023-02661 | 2023-09-11 | 1177 E 29TH AVENUE, Vancouver, BC V5V 2S9 | Gas Permit | Residential | Renovation | Completed | Residential - RE&RE for furnace | Milani Plumbing Heating & Air Conditioning Ltd
EP-2022-10698 | 2022-12-20 | 2179 E 29TH AVENUE, Vancouver, BC V5N 2Z2 | Electrical Permit | Residential | Renovation - Dwelling Unit(s) only | Completed | Installation / Repair - Residential - upgrading existing 100A service to 200A | Vanstar Electric Ltd
EP-2022-03002 | 2022-04-13 | 2984 E 2ND AVENUE, Vancouver, BC V5M 1E5 | Electrical Permit | Residential | New | Expired | Temporary Power - Residential - To provide temporary power. ) Temporary power pole has installed on site, once the inspection has complete. Main house power will be swap from garage to temporary power pole until the lane way house has installed an new meter-base Amend: May 26, 2022 Primary address for this permit request for revised From : 2984 E 2ND AVENUE #3, Vancouver, BC V5M 1E5 To: 2984 E 2ND AVENUE ,Vancouver, BC V5M 1E5 | Allone Electric Ltd
EP-2022-03001 | 2022-04-13 | 2984 E 2ND AVENUE, Vancouver, BC V5M 1E5 | Electrical Permit | Residential | Renovation | Issued | Installation / Repair - Residential - DISCONNECT/RECONNECT THE EXISTING 125 A 1-PHASE METER FROM THE EXISTING MAIN HOUSE, TO BE RELOCATED ON THE NEW METER BASE THAT HAS INSTALLED ON NEW LANE WAY HOUSE. | Allone Electric Ltd
EP-2023-03172 | 2023-04-12 | 2984 E 2ND AVENUE, Vancouver, BC V5M 1E5 | Electrical Permit | Residential | New | Issued | Temporary Power - Residential - To provide temporary power. Renewal of EP-2022-03002 | Allone Electric Ltd
MP-2023-00562 | 2023-04-03 | 3006 E 2ND AVENUE, Vancouver, BC V5M 1E8 | Mechanical Permit | NULL | NULL | Completed | NULL | Pro Ace Heating & Air Conditioning Services Ltd
EP-2023-02556 | 2023-04-13 | 3006 E 2ND AVENUE, Vancouver, BC V5M 1E8 | Electrical Permit | Residential | Addition | Completed | Installation / Repair - Residential - Electrical installation for outdoor Heat Pump condenser unit *MP-2023-00562 | Daniel Topping
EP-2023-05240 | 2023-07-13 | 804 E 31ST AVENUE, Vancouver, BC V5V 2X1 | Electrical Permit | Residential | Tenant Improvement | Completed | Installation / Repair - Residential - Electrical to outdoor heat pump *MP-2023-01076: Issued (Heating and Cooling) *Load calculation to comply with the installation | 0994152 BC Ltd
MP-2023-01076 | 2023-06-12 | 804 E 31ST AVENUE, Vancouver, BC V5V 2X1 | Mechanical Permit | NULL | NULL | Completed | NULL | 0994152 BC Ltd
EP-2022-07458 | 2022-09-16 | 812 E 31ST AVENUE, Vancouver, BC V5V 2X1 | Electrical Permit | Residential | Renovation | Completed | Installation / Repair - Residential - Install a power management controller/device for a EV charger, with wiring to the charger location. Install outdoor plug. -We are installing power management controller/device on the load. Electric car charger will be sharing the branch circuit fed with electric range using power management controller/device. | Golden Leaf Electrical Services Ltd.
GP-2023-03451 | 2023-11-08 | 820 E 31ST AVENUE, Vancouver, BC V5V 2X1 | Gas Permit | Residential | Addition | Completed | Residential - re and re gas range | Christopher Sterling
GP-2023-04157 | 2023-12-21 | 820 E 31ST AVENUE, Vancouver, BC V5V 2X1 | Gas Permit | Residential | Renovation | Completed | Residential - Furnace replacement_Ameristar | Maple Furnace Heating & Air Conditioning
GP-2022-00148 | 2022-01-17 | 842 E 31ST AVENUE, Vancouver, BC V5V 2X1 | Gas Permit | Residential | Renovation | Completed | Residential - Re&Re Boiler BTU:120.000 | Milani Plumbing Heating & Air Conditioning Ltd
NULL | NULL | 865 E 31ST AVENUE, Vancouver, BC V5V 2X2 | Plumbing Permit | Residential | Renovation | Draft | Residential - Run new main and storm drain line from house to city connection | Canada West Plumbing & Heating Ltd
PP-2023-03130 | 2023-09-06 | 865 E 31ST AVENUE, Vancouver, BC V5V 2X2 | Plumbing Permit | Residential | Renovation | Completed | Residential - Run new sewer and storm line from house to the city connection | Canada West Plumbing & Heating Ltd
EP-2022-04490 | 2022-05-30 | 874 E 31ST AVENUE, Vancouver, BC V5V 2X1 | Electrical Permit | Residential | New | Expired | Temporary Power - Residential - To provide temporary power. NOTE: Work authorized by this permit is for placement of a temporary power pole only and does not authorize any site construction and/or excavation. A separate Building Permit will be required prior to commencement of any other work on this site. | AMTEK Electric Ltd
GP-2023-02459 | 2023-08-23 | 874 E 31ST AVENUE, Vancouver, BC V5V 2X1 | Gas Permit | Residential | New | Issued | Residential - 1 Fireplace venting and hookup only >BP: To construct a 2 storey + basement one-family dwelling with a secondary suite | REAL LIGHTING & FIREPLACES LTD
GP-2023-02597 | 2023-09-07 | 874 E 31ST AVENUE, Vancouver, BC V5V 2X1 | Gas Permit | Residential | New | Issued | Residential - 1 Range, 1 BBQ, 1Fireplace, 1 Patio Heater, 1 Boiler & 1 Rooftop Unit >BP: To construct a 2 storey + basement one-family dwelling with a secondary suite located in the basement with a detached accessory building (garage), at the rear providing 2 parking spaces, having vehicular access from the lane. | Avion Mechanical Ltd
EP-2023-05166 | 2023-06-08 | 874 E 31ST AVENUE, Vancouver, BC V5V 2X1 | Electrical Permit | Residential | New | Issued | Temporary Power - Residential - To provide temporary power. | AMTEK Electric Ltd
EP-2023-05273 | 2023-07-21 | 874 E 31ST AVENUE, Vancouver, BC V5V 2X1 | Electrical Permit | Residential | New | Issued | Installation / Repair - Residential - Rough in Wiring and Finishing of Single Family Dwelling with Secondary Suite with one meter. Heating Type Hydronic. Main Service 200 A with subpanel 125 A and 60 A . Rough in Wiring of Extra Low voltage *An approved mechanical permit is required for the installation of air conditioning or heat pump unit at the time of installation before an electrical inspection will be performed >BP: To construct a 2 storey + basement one-family dwelling with a secondary suite located in the basement with a detached accessory building (garage), at the rear providing 2 parking spaces, having vehicular access from the lane. Note: This is a 2 storey building pursuant to the Zoning and Development By-Law 1- Covenant registered at the Land Title Office under CA9903009. 2- No strata titling permitted. 3- Bar sink proposed in main floor. 4- A/C unit proposed in rear yard. 5- Schedule B: Tsung-Hua Yang (604.729.0585) Structural & Geotechnical 6- HPO: Seraglio Homes Ltd ******THIS PERMIT HAS BEEN ISSUED UNDER THE REQUIREMENTS OF VBBL #12511 (2019)****** Combustible projections or roof soffits on an exposing building face shall not project to less than .45m from the property line and shall be in compliance with VBBL 2019 9.10.15.5.(9) The entire building, to be sprinklered to NFPA 13D. | AMTEK Electric Ltd
PP-2023-01660 | 2023-05-10 | 874 E 31ST AVENUE, Vancouver, BC V5V 2X1 | Plumbing Permit | Residential | New | Issued | Residential - 1FD+SS - #1 & #2 - New plumbing The entire building, to be sprinklered to NFPA 13D. >DB: To construct a 2 storey + basement one-family dwelling with a secondary suite located in the basement with a detached accessory building (garage), at the rear providing 2 parking spaces, having vehicular access from the lane. Note: This is a 2 storey building pursuant to the Zoning and Development By-Law 1- Covenant registered at the Land Title Office under CA9903009. 2- No strata titling permitted. 3- Bar sink proposed in main floor. 4- A/C unit proposed in rear yard. | Avion Mechanical Ltd
MP-2023-00905 | 2023-05-22 | 874 E 31ST AVENUE, Vancouver, BC V5V 2X1 | Mechanical Permit | NULL | NULL | Issued | NULL | Avion Mechanical Ltd
SP-2023-01422 | 2023-08-03 | 874 E 31ST AVENUE, Vancouver, BC V5V 2X1 | Sprinkler Permit | Residential | New | Issued | Residential - New sprinkler system >BP: To construct a 2 storey + basement one-family dwelling with a secondary suite located in the basement with a detached accessory building (garage), at the rear providing 2 parking spaces, having vehicular access from the lane. Note: This is a 2 storey building pursuant to the Zoning and Development By-Law 1- Covenant registered at the Land Title Office under CA9903009. 2- No strata titling permitted. 3- Bar sink proposed in main floor. 4- A/C unit proposed in rear yard. 5- Schedule B: Tsung-Hua Yang (604.729.0585) Structural & Geotechnical 6- HPO: Seraglio Homes Ltd | Haven Fire Protection Ltd
PP-2023-00640 | 2023-02-23 | 874 E 31ST AVENUE, Vancouver, BC V5V 2X1 | Plumbing Permit | Residential | New | Issued | Residential - Sump | BESTWAY EXCAVATING & DEMOLITION 2008 LTD
EP-2022-01977 | 2022-03-16 | 885 E 31ST AVENUE, Vancouver, BC V5V 2X2 | Electrical Permit | Residential | Tenant Improvement | Completed | Installation / Repair - Residential - -Installation and Commissioning of Tesla Wall Connector (EVSE) -1x 2P-40A Breaker will be installed in House Panel -EVSE will be installed inside of the garage (beside House Panel) -One circuit will be pulled to EVSE location -Tesla Wall Connector set at 32A– Charging rate on Model 3 - approx. 48KM/HR | Trudel, Daniel, DBA: Electrum Charging Solutions Inc.
EP-2023-08253 | 2023-09-22 | 1826 E 2ND AVENUE, Vancouver, BC | Electrical Permit | Residential | New | Issued | Installation / Repair - Residential - ¦ 2FD- 200A ¦ Duplex house wiring and finishing including new service install with duplex meter *An approved mechanical permit is required for the installation of air conditioning or heat pump unit at the time of installation before an electrical inspection will be performed >BP: To construct a two-storey two-family dwelling ($753,987.50), with a detached accessory building (garage) at the rear providing 2 parking spaces, having vehicular access from the lane. Note: This is a 2 1/2 storey building pursuant to the Zoning and Development By-Law 1. External mechanical unit proposed in the rear yard. 2. No bar sinks proposed 3. Schedule B: Jason Hui, P.Eng (778-319-3403) Structural & Geotechnical 4. HPO: Residential Builder - Pacific Crown Homes 5. The entire building to be sprinklered to 2 X NFPA 13D. ***This permit has been issued under the VBBL 2019, with updated energy requirements as per bylaw # 12997 effective Jan 01, 2022.*** | Amco & Harp Electric Ltd
MP-2023-01916 | 2023-10-26 | 1826 E 2ND AVENUE, Vancouver, BC | Mechanical Permit | NULL | NULL | Issued | NULL | Profix Mechanical Ltd
GP-2023-03265 | 2023-10-27 | 1826 E 2ND AVENUE, Vancouver, BC | Gas Permit | Residential | New | Issued | Residential - 2 Fireplaces >BP: To construct a two-storey two-family dwelling ($753,987.50), with a detached accessory building (garage) at the rear providing 2 parking spaces, having vehicular access from the lane. | Canadian Fireplace Ltd
SP-2023-01950 | 2023-10-23 | 1826 E 2ND AVENUE, Vancouver, BC | Sprinkler Permit | Residential | New | Issued | Residential - 2FD - FRONT - 1826 E 2ND AV - #1 BACK - 1826 E 2ND AV - #2 new sprinkler to be install >DB: To construct a two-storey two-family dwelling, with a detached accessory building (garage) at the rear providing 2 parking spaces, having vehicular access from the lane. Note: This is a 2 1/2 storey building pursuant to the Zoning and Development By-Law 1. External mechanical unit proposed in the rear yard. 2. No bar sinks proposed 5. The entire building to be sprinklered to 2 X NFPA 13D. ***This permit has been issued under the VBBL 2019, with updated energy requirements as per bylaw # 12997 effective Jan 01, 2022.*** | Real Tech Fire Protection Ltd
GP-2023-03179 | 2023-10-23 | 1826 E 2ND AVENUE, Vancouver, BC | Gas Permit | Residential | New | Issued | Residential - 2 Ranges, 2 Fireplaces and 2 BBQ's gas piping up to commissioning. Fireplace piping only >BP: To construct a two-storey two-family dwelling ($753,987.50), with a detached accessory building (garage) at the rear providing 2 parking spaces, having vehicular access from the lane. | M-7 Mechanicals Ltd
EP-2023-09462 | 2023-10-30 | 1826 E 2ND AVENUE, Vancouver, BC | Electrical Permit | Residential | New | Issued | Installation / Repair - Residential - Pre wire and completion of alarm, Telus, tv, internet and cctv >BP: To construct a two-storey two-family dwelling ($753,987.50), with a detached accessory building (garage) at the rear providing 2 parking spaces, having vehicular access from the lane. Note: This is a 2 1/2 storey building pursuant to the Zoning and Development By-Law 1. External mechanical unit proposed in the rear yard. 2. No bar sinks proposed 3. Schedule B: Jason Hui, P.Eng (778-319-3403) Structural & Geotechnical 4. HPO: Residential Builder - Pacific Crown Homes 5. The entire building to be sprinklered to 2 X NFPA 13D. ***This permit has been issued under the VBBL 2019, with updated energy requirements as per bylaw # 12997 effective Jan 01, 2022.*** | Pioneer Security and Communications Ltd
GP-2022-02571 | 2022-08-29 | 1829 E 2ND AVENUE, Vancouver, BC V5N 1E3 | Gas Permit | Residential | Renovation | Completed | Residential - Decommission and remove furnace | Ashton Service Group/Ashton Mechanical Ltd.
EP-2023-00244 | 2023-01-13 | 626 E 30TH AVENUE, Vancouver, BC V5V 2V6 | Electrical Permit | Residential | Tenant Improvement | Completed | Installation / Repair - Residential - Electrical to outdoor heat pump | 0994152 BC Ltd
MP-2023-00048 | 2023-01-11 | 626 E 30TH AVENUE, Vancouver, BC V5V 2V6 | Mechanical Permit | NULL | NULL | Completed | NULL | 0994152 BC Ltd
GP-2023-03413 | 2023-11-06 | 643 E 30TH AVENUE, Vancouver, BC V5V 2V7 | Gas Permit | Residential | Renovation | Completed | Residential - RE&RE boiler | Milani Plumbing Heating & Air Conditioning Ltd
GP-2022-00847 | 2022-03-17 | 645 E 30TH AVENUE, Vancouver, BC V5V 2V7 | Gas Permit | Residential | Renovation | Completed | Residential - Hot Water Tank replacement | Hillcrest Plumbing & Heating (1991) Ltd
EP-2022-00761 | 2022-02-01 | 648 E 30TH AVENUE, Vancouver, BC V5V 2V6 | Electrical Permit | Residential | New | Expired | Temporary Power - Residential - To provide temporary power. | SUNSTONE ELECTRIC LTD
PP-2023-00728 | 2023-03-03 | 648 E 30TH AVENUE, Vancouver, BC V5V 2V6 | Plumbing Permit | Residential | New | Issued | Residential - 1FD+SS - #1 & #2 - two sumps without pump | Bhullar Excavating and Demolition
PP-2023-01130 | 2023-03-31 | 648 E 30TH AVENUE, Vancouver, BC V5V 2V6 | Plumbing Permit | Residential | New | Issued | Residential - 1FD+SS - #1 & #2 - Plumbing >DB: To construct a 2 storey one-family dwelling with a secondary suite located in the Basement with an open parking pad, providing 1 parking space, having vehicular access from the 20' Lane. 1. Covenant registered at the Land Title Office under CA9214512 2. No Strata Titling permitted 3. A/C proposed – Exterior component located in South, Interior component located in Second floor | Ghuman Mechanical Ltd
MP-2023-00680 | 2023-04-23 | 648 E 30TH AVENUE, Vancouver, BC V5V 2V6 | Mechanical Permit | NULL | NULL | Issued | NULL | Ghuman Mechanical Ltd
MP-2023-00903 | 2023-05-23 | 648 E 30TH AVENUE, Vancouver, BC V5V 2V6 | Mechanical Permit | NULL | NULL | Issued | NULL | FAST ROUTE PLUMBING & REFRIGERATION MECHANICAL LTD
SP-2023-00909 | 2023-05-23 | 648 E 30TH AVENUE, Vancouver, BC V5V 2V6 | Sprinkler Permit | Residential | New | Issued | Residential - Sprinkler >BP: To construct a 2 storey one-family dwelling with a secondary suite located in the Basement with an open parking pad, providing 1 parking space, having vehicular access from the 20' Lane. 1. Covenant registered at the Land Title Office under CA9214512 2. No Strata Titling permitted 3. A/C proposed – Exterior component located in South, Interior component located in Second floor 4. Schedule B: (Makhan S. Dhillon) P.Eng (604.537.6271) Structural & Geotechnical 5. HPO: Residential Builder- Cedar Van Homes Inc. | Ghuman Mechanical Ltd
EP-2023-04039 | 2023-06-05 | 648 E 30TH AVENUE, Vancouver, BC V5V 2V6 | Electrical Permit | Residential | New | Issued | Installation / Repair - Residential - Complete wiring and finishing. Main service-200 amps Main house 648 meter-100 amps Legal suite 2-648 meter-60 amps Laneway meter 3-648 meter 100 amps *An approved mechanical permit is required for the installation of air conditioning or heat pump unit at the time of installation before an electrical inspection will be performed *As per EC no garage in place. Only 1 open parking pad. 1 parking space accepted on load calculation >BP: To construct a 2 storey one-family dwelling with a secondary suite located in the Basement ($573,250) with an open parking pad, providing 1 parking space, having vehicular access from the 20' Lane. 1. Covenant registered at the Land Title Office under CA9214512 2. No Strata Titling permitted 3. A/C proposed – Exterior component located in South, Interior component located in Second floor 4. Schedule B: (Makhan S. Dhillon) P.Eng (604.537.6271) Structural & Geotechnical 5. HPO: Residential Builder- Cedar Van Homes Inc. Note: This is a 2 storey building pursuant to the Zoning and Development By-Law **THIS PERMIT HAS BEEN ISSUED UNDER THE REQUIREMENTS OF VBBL #12511 (2019) ** | SUNSTONE ELECTRIC LTD
GP-2023-01463 | 2023-05-10 | 648 E 30TH AVENUE, Vancouver, BC V5V 2V6 | Gas Permit | Residential | New | Issued | Residential - 1FD+SS - #1 & #2 - Gas piping >DB: To construct a 2 storey one-family dwelling with a secondary suite located in the Basement with an open parking pad, providing 1 parking space, having vehicular access from the 20' Lane. 1. Covenant registered at the Land Title Office under CA9214512 2. No Strata Titling permitted 3. A/C proposed – Exterior component located in South, Interior component located in Second floor | Ghuman Mechanical Ltd
EP-2023-05019 | 2023-06-06 | 648 E 30TH AVENUE, Vancouver, BC V5V 2V6 | Electrical Permit | Residential | New | Issued | Installation / Repair - Residential - Low voltage data cabling & security alarm. >BP: To construct a 2 storey one-family dwelling with a secondary suite located in the Basement ($573,250) with an open parking pad, providing 1 parking space, having vehicular access from the 20' Lane. 1. Covenant registered at the Land Title Office under CA9214512 2. No Strata Titling permitted 3. A/C proposed – Exterior component located in South, Interior component located in Second floor 4. Schedule B: (Makhan S. Dhillon) P.Eng (604.537.6271) Structural & Geotechnical 5. HPO: Residential Builder- Cedar Van Homes Inc. Note: This is a 2 storey building pursuant to the Zoning and Development By-Law **THIS PERMIT HAS BEEN ISSUED UNDER THE REQUIREMENTS OF VBBL #12511 (2019) ** | Xon Automation Ltd
EP-2022-01402 | 2022-03-14 | 2236 E 34TH AVENUE, Vancouver, BC V5P 1B1 | Electrical Permit | Residential | Renovation | Completed | Installation / Repair - Residential - service upgrade from 100 to 200 amps (CF-2019-015032) | Tim Baker
GP-2023-03327 | 2023-11-02 | 382 E 34TH AVENUE, Vancouver, BC V5W 1A1 | Gas Permit | Residential | Renovation | Completed | Residential - Remove old mid efficient boiler and insatall new viessmann boiler | Prolific Plumbing and Heating Ltd
GP-2023-00835 | 2023-03-08 | 390 E 38TH AVENUE, Vancouver, BC V5W 1H6 | Gas Permit | Residential | Addition | Completed | Residential - re and re gas stove | Christopher Sterling
MP-2023-00136 | 2023-02-02 | 444 E 38TH AVENUE, Vancouver, BC V5W 1H7 | Mechanical Permit | NULL | NULL | Completed | NULL | Centigrade Mechanical Ltd
GP-2023-00132 | 2023-01-24 | 444 E 38TH AVENUE, Vancouver, BC V5W 1H7 | Gas Permit | Residential | New | Completed | Residential - Installation of two gas appliances. >BP: (****PART 5 Design****) To construct a 2 storey + basement one-family dwelling ($674,638.00) with a detached accessory building (garage), at the rear providing 1 parking space, having vehicular access from the lane. Note: This Building Permit will remain in a suspended status until the associated (green) Demolition Permit BP-2021-04270 is completed. Note: This is a 2 storey building pursuant to the Zoning and Development By-Law 1- No Bar/Sink proposed 2- A/C unit proposed in rear yard & basement 3- Schedule B: Tim Lam P.Eng (604.255.7670) Structural 4- Schedule B: Paullus K.F. Young P.Eng (604.841.7748) Geotechnical 5- Schedule B: Randy Bens (604.540.5102) Architectural 6- Schedule A: Randy Bens (604.540.5102) 7- Schedule D: Cory Legge, P.L.Eng. (604.445.5385) 8-HPO: Residential Builder - Lepp Construction Inc. ******THIS PERMIT HAS BEEN ISSUED UNDER THE REQUIREMENTS OF VBBL #12511 (2019)****** >>>Amend: Aug. 23rd --adding one generator at 127,000BTU Revision #1: February 16th, 2023 - RM 1) Backup generator and heat pump proposed in the rear yard between the main house and the garage; 2) Rationale letter provided for proposal for generator; 3) Back up generator manufacture specifications provided which must always comply to the Noise By-Law #6555; 4) Generator sound enclosure proposed around the unit- specifications provided reducing noise by 50%. | Pacific Peak to Peak Plumbing & Heating Ltd
EP-2022-10647 | 2022-12-20 | 444 E 38TH AVENUE, Vancouver, BC V5W 1H7 | Electrical Permit | Residential | New | Completed | Installation / Repair - Residential - Security and Audio -Completion of Security Alarm system, Telephone, Data and Cable. >BP: (****PART 5 Design****) To construct a 2 storey + basement one-family dwelling ($674,638.00) with a detached accessory building (garage), at the rear providing 1 parking space, having vehicular access from the lane. >>>>>>>>>>> Amend: January 9th -We will no longer be doing the TEL, DATA and CABLE on this job instead we will stick to Security and Audio. We need to delete TEL, DATA and CABLE off our permit description. Instead we will be adding in Audio additions. We would like to increase the permit value of the job by $3,000. | Torrent Technologies Ltd
SP-2022-02000 | 2022-11-30 | 444 E 38TH AVENUE, Vancouver, BC V5W 1H7 | Sprinkler Permit | Residential | New | Completed | Residential - Sprinkler system in new 2 story home with basement (****PART 5 Design****) To construct a 2 storey + basement one-family dwelling ($674,638.00) with a detached accessory building (garage), at the rear providing 1 parking space, having vehicular access from the lane. Note: This Building Permit will remain in a suspended status until the associated (green) Demolition Permit BP-2021-04270 is completed. | Major Fire Protection Ltd
NULL | NULL | 444 E 38TH AVENUE, Vancouver, BC V5W 1H7 | Plumbing Permit | Residential | New | Draft | Residential - 2x outside gravity sumps | J & R Excavation & Demolition Ltd.
PP-2022-02218 | 2022-06-22 | 444 E 38TH AVENUE, Vancouver, BC V5W 1H7 | Plumbing Permit | Residential | New | Completed | Residential - Sumps Amend: June 24, 2022 1x outside gravity sump 1x outside pump sump | J & R Excavation & Demolition Ltd.
PP-2023-02945 | 2023-08-21 | 444 E 38TH AVENUE, Vancouver, BC V5W 1H7 | Plumbing Permit | Residential | New | Completed | Residential - Underground irrigation system installation >BP: To construct a 2 storey + basement one-family dwelling with a detached accessory building (garage), at the rear providing 1 parking space, having vehicular access from the lane. | Bacabon Landscape Ltd
EP-2022-04606 | 2022-06-02 | 444 E 38TH AVENUE, Vancouver, BC V5W 1H7 | Electrical Permit | Residential | New | Completed | Installation / Repair - Residential - New residential wood frame build with 200 amp service >BP: (****PART 5 Design****) To construct a 2 storey + basement one-family dwelling ($674,638.00) with a detached accessory building (garage), at the rear providing 1 parking space, having vehicular access from the lane. Note: This is a 2 storey building pursuant to the Zoning and Development By-Law 1- No Bar/Sink proposed 2- A/C unit proposed in rear yard & basement 3- Schedule B: Tim Lam P.Eng (604.255.7670) Structural 4- Schedule B: Paullus K.F. Young P.Eng (604.841.7748) Geotechnical 5- Schedule B: Randy Bens (604.540.5102) Architectural 6- Schedule A: Randy Bens (604.540.5102) 7- Schedule D: Cory Legge, P.L.Eng. (604.445.5385) 8-HPO: Residential Builder - Lepp Construction Inc. Amend: Mar 14, 2023 1- No Bar/Sink proposed 2- Rev#1: A/C unit proposed in rear yard & basement & Back up generator/heat pump in rear yard ******THIS PERMIT HAS BEEN ISSUED UNDER THE REQUIREMENTS OF VBBL #12511 (2019)****** | Nelcan Electric Ltd
PP-2022-01875 | 2022-06-02 | 444 E 38TH AVENUE, Vancouver, BC V5W 1H7 | Plumbing Permit | Residential | New | Completed | Residential - New build home. >BP: To construct a 2 storey + basement one-family dwelling ($674,638.00) with a detached accessory building (garage), at the rear providing 1 parking space, having vehicular access from the lane. Note: This Building Permit will remain in a suspended status until the associated (green) Demolition Permit BP-2021-04270 is completed. Note: This is a 2 storey building pursuant to the Zoning and Development By-Law 1- No Bar/Sink proposed 2- A/C unit proposed in rear yard & basement 3- Schedule B: Tim Lam P.Eng (604.255.7670) Structural 4- Schedule B: Paullus K.F. Young P.Eng (604.841.7748) Geotechnical 5- Schedule B: Randy Bens (604.540.5102) Architectural 6- Schedule A: Randy Bens (604.540.5102) 7- Schedule D: Cory Legge, P.L.Eng. (604.445.5385) 8-HPO: Residential Builder - Lepp Construction Inc. ******THIS PERMIT HAS BEEN ISSUED UNDER THE REQUIREMENTS OF VBBL #12511 (2019)****** | Pacific Peak to Peak Plumbing & Heating Ltd
MP-2022-00484 | 2022-10-28 | 461 E 38TH AVENUE, Vancouver, BC V5W 1H8 | Mechanical Permit | NULL | NULL | Completed | NULL | Prima Plumbing & Heating Ltd
EP-2022-09459 | 2023-01-31 | 461 E 38TH AVENUE, Vancouver, BC V5W 1H8 | Electrical Permit | Residential | Tenant Improvement | Completed | Installation / Repair - Residential - Run 240V power for AC unit | Capmar Electric Limited
GP-2022-03652 | 2022-11-21 | 465 E 38TH AVENUE, Vancouver, BC V5W 1H8 | Gas Permit | Residential | Renovation | Completed | Residential - 40 us gallon hot water tank re/re | Pioneer Plumbing & Heating Inc
GP-2022-03578 | 2022-11-16 | 465 E 38TH AVENUE, Vancouver, BC V5W 1H8 | Gas Permit | Residential | Renovation | Completed | Residential - replace furnace | Pioneer Plumbing & Heating Inc
EP-2022-10591 | 2022-12-15 | 465 E 38TH AVENUE, Vancouver, BC V5W 1H8 | Electrical Permit | Residential | Addition | Expired | Temporary Power - Residential - To provide temporary power. Valid Dec 15th, 2022 until Dec 14th, 2023 | I WILL ELECTRIC LTD
PP-2022-00592 | 2022-02-22 | 465 E 38TH AVENUE, Vancouver, BC V5W 1H8 | Plumbing Permit | Residential | New | Cancelled | Residential - LWH - #3 - plumbing To construct a 2 storey laneway house building with an open parking pad, providing 1 parking space, having vehicular access from the lane. Note: This is a 1 ½ storey building pursuant to the Zoning & Development By-law 1. A/C unit proposed in rear yard. | SKY HIGH PLUMBING & HEATING LTD
EP-2022-00678 | 2022-01-31 | 465 E 38TH AVENUE, Vancouver, BC V5W 1H8 | Electrical Permit | Residential | Addition | Completed | Installation / Repair - Residential - This permit is for relocating the service only for main house Amendment May 16, 2023 -"Main house service we have a 2 meters for existing house one for each house and 3 rd meter for the new laneway and each existing house is 60 amp service before but now new service is 100 amp to existing house each house is 100 amp and no suite in this house it was a duplex house information taken by home owner so we have a 3 meters on new laneway 2 meters for existing house and 3rd meter for new laneway 125 amp any other question please feel free to call me thanks 7788550051 harjinder" | I WILL ELECTRIC LTD
EP-2022-07265 | 2022-08-29 | 481 E 38TH AVENUE, Vancouver, BC V5W 1H8 | Electrical Permit | Residential | New | Completed | Installation / Repair - Residential - Overhead Service upgrade from 100 to 200A | Onestop Electrical Services Ltd
EP-2022-09100 | 2022-10-26 | 719 E 38TH AVENUE, Vancouver, BC V5W 1H9 | Electrical Permit | Residential | New | Completed | Installation / Repair - Residential - Extra Low Voltage Prewire and Finishing. COMPLETE SECURITY ALARM SYSTEM >DB: To construct a 2 storey + basement one-family dwelling with a secondary suite located in the basement with an open parking pad at the rear providing 1 parking space, having vehicular access from the lane. Note: This is a 2 storey building pursuant to the Zoning and Development By-Law 1- Covenant registered at the Land Title Office under CA8500252 2- No strata titling permitted 3- No bar sink proposed 4- No A/C unit proposed | Karma Communications Ltd.
EP-2021-08911 | 2022-02-08 | 719 E 38TH AVENUE, Vancouver, BC V5W 1H9 | Electrical Permit | Residential | New | Completed | Installation / Repair - Residential - LWH - #3 - It’s coach house with garage 100 al ok service To construct a 2 storey laneway house building with an attached garage and 1 open parking pad, providing a total of 2 parking spaces, having vehicular access from the lane Note: This is a 1 ½ storey building pursuant to the Zoning & Development By-law 1. Covenant registered at the Land Title Office under CA8500252. 2. No strata titling permitted 3. No A/C unit proposed 4 | A Solution Electrical Ltd
EP-2022-02273 | 2022-03-21 | 384 E 37TH AVENUE, Vancouver, BC V5W 1E7 | Electrical Permit | Residential | New | Expired | Temporary Power - Residential - To provide temporary power. | Cand Electric Limited
PP-2022-03732 | 2022-10-18 | 384 E 37TH AVENUE, Vancouver, BC V5W 1E7 | Plumbing Permit | Residential | New | Issued | Residential - SUMP | Van-City Excavating Ltd
EP-2022-08073 | 2022-09-28 | 384 E 37TH AVENUE, Vancouver, BC V5W 1E7 | Electrical Permit | Residential | New | Issued | Installation / Repair - Residential - New duplex dwelling with secondary suite >BP: To construct a two-storey two-family dwelling with a secondary suites located in the basement, with a detached accessory building (garage) and open parking pad at the rear providing 3 parking spaces, having vehicular access from the lane. This is a 2 storey building pursuant to the Zoning and Development By-Law 1. No strata titling permitted( Secondary suite) 2. A/C units proposed in rear yard. 3. Bar sinks proposed in main floor. 4. Schedule B:Jie Peng (778-998-0616)- Structural 5. Schedule B:Jian Zhong Jin, P.Eng (604.362.7021)- Geotechnical 6. HPO: Glenmark Homes Ltd ** Amend 08/10/2023** Main service 200Amps | AMPLE ELECTRICAL LTD.
EP-2023-07662 | 2023-09-05 | 3265 E 29TH AVENUE, Vancouver, BC V5R 1W4 | Electrical Permit | Residential | Renovation | Completed | Installation / Repair - Residential - ¦ 1FD- 100A/ DISCONNECT/ RE-CONNECT ¦ Relocating meter base from main house to the new laneway house's side wall | Big Forest Electric Ltd
PP-2022-04025 | 2022-11-08 | 3267 E 29TH AVENUE, Vancouver, BC V5R 1W4 | Plumbing Permit | Residential | New | Completed | Residential - Plumbing for 5 bathroom house >BP: To construct a 2 storey + basement one-family dwelling with a secondary suite ($601,500) located in the basement. Note: Parking for the site has been provided under DB-2021-01529 (Laneway House) Note: This is a 2 storey building pursuant to the Zoning and Development By-Law 1- Covenant registered at the Land Title Office under CA8922857 2- No strata titling permitted 3- Bar sink proposed in the basement 4- A/C unit proposed in the rear yard 5- Schedule B: Ke Jian, MA, P. Eng. (604-599-8890) Structural 6- Schedule B: Heqing Jian P. Eng. (778-987-7461) Geotechnical 7- HPO: Residential Builder - Lewis Vancouver Development Ltd. Address number assigned as per approved plans for Fire and Emergency response. The address number is to be posted and to the building and to be visible from the street in accordance with the Building By-law prior to final inspection. ******THIS PERMIT HAS BEEN ISSUED UNDER THE REQUIREMENTS OF VBBL #12511 (2019)****** | Apple Mechanical Ltd
MP-2023-00189 | 2023-02-10 | 3267 E 29TH AVENUE, Vancouver, BC V5R 1W4 | Mechanical Permit | NULL | NULL | Completed | NULL | Apple Mechanical Ltd
GP-2023-01291 | 2023-04-20 | 3267 E 29TH AVENUE, Vancouver, BC V5R 1W4 | Gas Permit | Residential | New | Completed | Residential - Piping and installation of one boiler >BP: To construct a 2 storey + basement one-family dwelling with a secondary suite located in the basement. | Apple Mechanical Ltd
SP-2023-00729 | 2023-04-27 | 3267 E 29TH AVENUE, Vancouver, BC V5R 1W4 | Sprinkler Permit | Residential | New | Completed | Residential - 1FD+SS - #1 & #2 - Install sprinklers in sfd The entire building, INCLUDING THE ATTACHED GARAGE (if applicable), to be sprinklered to NFPA 13D. >DB: To construct a 2 storey + basement one-family dwelling with a secondary suite ($601,500) located in the basement. Note: Parking for the site has been provided under DB-2021-01529 (Laneway House) Note: This is a 2 storey building pursuant to the Zoning and Development By-Law 1- Covenant registered at the Land Title Office under CA8922857 2- No strata titling permitted 3- Bar sink proposed in the basement 4- A/C unit proposed in the rear yard | Gold Key Fire Protection Ltd
EP-2023-03141 | 2023-04-12 | 3267 E 29TH AVENUE, Vancouver, BC V5R 1W4 | Electrical Permit | Residential | New | Completed | Installation / Repair - Residential - Low-voltage system pre-wiring and installation (networking, telephone. TV, cameras) >BP: To construct a 2 storey + basement one-family dwelling with a secondary suite ($601,500) located in the basement. Note: This is a 2 storey building pursuant to the Zoning and Development By-Law 1- Covenant registered at the Land Title Office under CA8922857 2- No strata titling permitted 3- Bar sink proposed in the basement 4- A/C unit proposed in the rear yard 5- Schedule B: Ke Jian, MA, P. Eng. (604-599-8890) Structural 6- Schedule B: Heqing Jian P. Eng. (778-987-7461) Geotechnical 7- HPO: Residential Builder - Lewis Vancouver Development Ltd. ******THIS PERMIT HAS BEEN ISSUED UNDER THE REQUIREMENTS OF VBBL #12511 (2019)****** | 8020 Kingkong Enterprises Ltd
EP-2022-02311 | NULL | 3267 E 29TH AVENUE, Vancouver, BC V5R 1W4 | Electrical Permit | Residential | New | Withdrawn | Installation / Repair - Residential - wiring for new SFD with Secondary Suite >BP: To construct a 2 storey + basement one-family dwelling with a secondary suite ($601,500) located in the basement. Note: Parking for the site has been provided under DB-2021-01529 (Laneway House) Note: This is a 2 storey building pursuant to the Zoning and Development By-Law 1- Covenant registered at the Land Title Office under CA8922857 2- No strata titling permitted 3- Bar sink proposed in the basement 4- A/C unit proposed in the rear yard 5- Schedule B: Ke Jian, MA, P. Eng. (604-599-8890) Structural 6- Schedule B: Heqing Jian P. Eng. (778-987-7461) Geotechnical 7- HPO: Residential Builder - Lewis Vancouver Development Ltd. | Sunnen Electrical Contractor Ltd
EP-2022-02368 | 2022-03-28 | 3267 E 29TH AVENUE, Vancouver, BC V5R 1W4 | Electrical Permit | Residential | New | Completed | Installation / Repair - Residential - wiring for a new single family house with a secondary suite. >BP: To construct a 2 storey + basement one-family dwelling with a secondary suite ($601,500) located in the basement. Note: Parking for the site has been provided under DB-2021-01529 (Laneway House) Note: This is a 2 storey building pursuant to the Zoning and Development By-Law 1- Covenant registered at the Land Title Office under CA8922857 2- No strata titling permitted 3- Bar sink proposed in the basement 4- A/C unit proposed in the rear yard 5- Schedule B: Ke Jian, MA, P. Eng. (604-599-8890) Structural 6- Schedule B: Heqing Jian P. Eng. (778-987-7461) Geotechnical 7- HPO: Residential Builder - Lewis Vancouver Development Ltd. ******THIS PERMIT HAS BEEN ISSUED UNDER THE REQUIREMENTS OF VBBL #12511 (2019)****** | Sunnen Electrical Contractor Ltd
PP-2022-01378 | 2022-04-25 | 3267 E 29TH AVENUE, Vancouver, BC V5R 1W4 | Plumbing Permit | Residential | New | Completed | Residential - Sump installation for main house and laneway house | Finest Construction & Renovation Ltd
GP-2022-00383 | 2022-02-07 | 2448 E 29TH AVENUE, Vancouver, BC V5R 1T9 | Gas Permit | Residential | Renovation | Cancelled | Residential - Re and Re HWT | Thomson Industries Ltd
GP-2022-02000 | 2022-07-05 | 2451 E 29TH AVENUE, Vancouver, BC V5R 1T8 | Gas Permit | Residential | Renovation - Dwelling Unit(s) only | Completed | Residential - Furnace Installation | Reid Brothers Plumbing & Heating Ltd
GP-2022-00930 | 2022-03-24 | 2461 E 29TH AVENUE, Vancouver, BC V5R 1T8 | Gas Permit | Residential | Tenant Improvement | Completed | Residential - Boiler replacement | Wah Fai Plumbing & Heating Inc
MP-2023-00459 | 2023-03-22 | 2496 E 29TH AVENUE, Vancouver, BC V5R 1T9 | Mechanical Permit | NULL | NULL | Issued | NULL | Vector Home Services Inc
EP-2023-08593 | NULL | 2496 E 29TH AVENUE, Vancouver, BC V5R 1T9 | Electrical Permit | Residential | Renovation | Applicant Revisions | Installation / Repair - Residential - 40amp branch circuit for heat pump *MP-2023-00459: Issued (Heating and Cooling) | Vector Home Services Inc
EP-2023-02908 | 2023-04-04 | 1850 E 2ND AVENUE, Vancouver, BC V5N 1E2 | Electrical Permit | Residential | Addition | Completed | Installation / Repair - Residential - Upgrade 100 amp service to 200 amp service, install sub panel at second floor. (CF-2023-002910) | Vancouver Green Electric Ltd
GP-2023-00811 | 2023-03-08 | 727 E 30TH AVENUE, Vancouver, BC V5V 2V8 | Gas Permit | Residential | Renovation | Completed | Residential - Boiler Hi-Efficiency | Pro Ace Heating & Air Conditioning Services Ltd
GP-2023-02406 | 2023-08-18 | 333 E 34TH AVENUE, Vancouver, BC V5W 1A2 | Gas Permit | Residential | Renovation | Completed | Residential - 1 Furnace Remove old furnace and install new high efficiency furnace | Rio Heating and Cooling
EP-2022-01313 | 2022-02-18 | 2927 E 2ND AVENUE, Vancouver, BC V5M 1E6 | Electrical Permit | Residential | New | Expired | Temporary Power - Residential - To provide temporary power feed exisitng house while laneway being built. Amend: Mar 3, 2022 load calc containing FLA of main house , please see document attached. | Bindi Electrical Services Ltd
EP-2022-01250 | 2022-02-17 | 2927 E 2ND AVENUE, Vancouver, BC V5M 1E6 | Electrical Permit | Residential | New | Completed | Installation / Repair - Residential - Change service location from main house to laneway -BUILDING 1----EXISTING #1-2927 E 2nd Av - One Family Dwelling BUILDING 2 #3-2927 E 2nd Av - Laneway House (1.5 storey) | Bindi Electrical Services Ltd
EP-2022-04920 | 2022-06-13 | 2936 E 2ND AVENUE, Vancouver, BC V5M 1E5 | Electrical Permit | Residential | New | Expired | Temporary Power - Residential - To provide temporary power. NOTE: Work authorized by this permit is for placement of a temporary power pole only and does not authorize any site construction and/or excavation. A separate Building Permit will be required prior to commencement of any other work on this site. | Moon Star Electrical Ltd
GP-2023-01076 | 2023-03-29 | 2936 E 2ND AVENUE, Vancouver, BC V5M 1E5 | Gas Permit | Residential | New | Completed | Residential - 1FD+SS - #1 & #2 - Gas Piping of a New House >DB: To construct a 2 storey + basement one-family dwelling with a secondary suite located in the basement. Note: Parking for the site has been provided under DB-2021-03165 (Laneway House) The entire building, INCLUDING THE ATTACHED GARAGE (if applicable), to be sprinklered to NFPA 13D. 1- Covenant registered at the Land Title Office under CA9518868 2- No Strata Titling permitted 3- Bar/Sink proposed in basement 4- A/C unit proposed in rear yard & second storey | Karan Plumbing & Heating Ltd
EP-2023-03106 | 2023-04-11 | 2936 E 2ND AVENUE, Vancouver, BC V5M 1E5 | Electrical Permit | Residential | New | Completed | Installation / Repair - Residential - To Pre-wire and install security Alarm, and TV/DATA/TEL cables. >BP: To construct a 2 storey + basement one-family dwelling with a secondary suite ($700,000) located in the basement. Note: Parking for the site has been provided under DB-2021-03165 (Laneway House) The entire building, INCLUDING THE ATTACHED GARAGE (if applicable), to be sprinklered to NFPA 13D. 1- Covenant registered at the Land Title Office under CA9518868 2- No Strata Titling permitted 3- Bar/Sink proposed in basement 4- A/C unit proposed in rear yard & second storey 5- Schedule B: Shamsul Alam Shikder P.Eng (604.255.3940) Structural & Geotechnical 6- HPO: Residential Builder - TVK Construction Ltd ******THIS PERMIT HAS BEEN ISSUED UNDER THE REQUIREMENTS OF VBBL #12511 (2019)****** | Yao Rong Xu
SP-2023-00638 | 2023-04-13 | 2936 E 2ND AVENUE, Vancouver, BC V5M 1E5 | Sprinkler Permit | Residential | New | Completed | Residential - MAIN HOUSE WITH NEW SPRINKLERS >BP: To construct a 2 storey + basement one-family dwelling with a secondary suite located in the basement. Note: Parking for the site has been provided under DB-2021-03165 (Laneway House) The entire building, INCLUDING THE ATTACHED GARAGE (if applicable), to be sprinklered to NFPA 13D. 1- Covenant registered at the Land Title Office under CA9518868 2- No Strata Titling permitted 3- Bar/Sink proposed in basement 4- A/C unit proposed in rear yard & second storey 5- Schedule B: Shamsul Alam Shikder P.Eng (604.255.3940) Structural & Geotechnical 6- HPO: Residential Builder - TVK Construction Ltd | BC Fire Sprinklers Ltd
EP-2023-05395 | 2023-06-19 | 2936 E 2ND AVENUE, Vancouver, BC V5M 1E5 | Electrical Permit | Residential | New | Issued | Temporary Power - Residential - To provide temporary power. renewal of EP-2022-04920 -Valid: June 13, 2023 - June 12, 2024 | Moon Star Electrical Ltd
PP-2022-04166 | 2022-11-21 | 2936 E 2ND AVENUE, Vancouver, BC V5M 1E5 | Plumbing Permit | Residential | New | Completed | Residential - 1FD+SS - #1 & #2 - two sumps no pump | Bhullar Excavating and Demolition
MP-2023-00071 | 2023-01-17 | 2936 E 2ND AVENUE, Vancouver, BC V5M 1E5 | Mechanical Permit | NULL | NULL | Completed | NULL | Karan Plumbing & Heating Ltd
EP-2023-00369 | 2023-01-20 | 2936 E 2ND AVENUE, Vancouver, BC V5M 1E5 | Electrical Permit | Residential | New | Completed | Installation / Repair - Residential - ¦ 1FD + 1SS ¦ 2 SEPARATE SERVICES ¦1FD + 1SS: 200A ¦ LWH: 125A ¦ Complete rough wiring and finishing *MP-2023-00071 *Permit Amendment Jul 06, 2023 2 SEPARATE SERVICES ¦1FD + 1SS: 200A ¦ LWH: 125A >BP: To construct a 2 storey + basement one-family dwelling with a secondary suite ($700,000) located in the basement. Note: Parking for the site has been provided under DB-2021-03165 (Laneway House) The entire building, INCLUDING THE ATTACHED GARAGE (if applicable), to be sprinklered to NFPA 13D. 1- Covenant registered at the Land Title Office under CA9518868 2- No Strata Titling permitted 3- Bar/Sink proposed in basement 4- A/C unit proposed in rear yard & second storey 5- Schedule B: Shamsul Alam Shikder P.Eng (604.255.3940) Structural & Geotechnical 6- HPO: Residential Builder - TVK Construction Ltd | Moon Star Electrical Ltd
PP-2023-00072 | 2023-01-09 | 2936 E 2ND AVENUE, Vancouver, BC V5M 1E5 | Plumbing Permit | Residential | New | Completed | Residential - Plumbing of a new house >BP: To construct a 2 story + basement one-family dwelling with a secondary suite located in the basement. Note: Parking for the site has been provided under DB-2021-03165 (Laneway House) The entire building, INCLUDING THE ATTACHED GARAGE (if applicable), to be sprinklered to NFPA 13D. 1- Covenant registered at the Land Title Office under CA9518868 2- No Strata Titling permitted 3- Bar/Sink proposed in basement 4- A/C unit proposed in rear yard & second storey 5- Schedule B: Shamsul Alam Shikder P.Eng (604.255.3940) Structural & Geotechnical 6- HPO: Residential Builder - TVK Construction Ltd | Karan Plumbing & Heating Ltd
MP-2023-00972 | 2023-05-31 | 2961 E 2ND AVENUE, Vancouver, BC V5M 1E6 | Mechanical Permit | NULL | NULL | Issued | NULL | Power Cool Electrical & Refrigeration Mech Ltd
SP-2023-00804 | 2023-05-09 | 2961 E 2ND AVENUE, Vancouver, BC V5M 1E6 | Sprinkler Permit | Residential | New | Completed | Residential - New Sprinkler system, Piping and fixture installation **Entire Building to have NFPA 13-D >BP: To construct a two-storey two-family dwelling with one secondary suites ($738,412.50) located in the basement, with a detached accessory building (garage) at the rear providing 2 parking spaces, having vehicular access from the lane. Note: This is a 2 storey building pursuant to the Zoning and Development By-Law 1. Covenant registered at the Land Title Office under CB253204-CB253205; 2. No strata titling permitted 3. A/C units proposed 4. Bar sinks proposed 5. Schedule B: Md Shahidul Alam P Eng (604) 653 7475 Structural & Geotechnical 6. HPO: Residential Builder – Vithu Developments Ltd 7. Entire Building to have NFPA 13-D ****ALL PROJECT COORDINATOR NOTES HAS BEEN ACCEPTED BY THE APPLICANT**** ***This permit is issued under the VBBL 2019, with updated energy requirements as per bylaw # 12997 effective Jan 01, 2022.*** | RG Plumbing Ltd
GP-2023-01614 | 2023-05-23 | 2961 E 2ND AVENUE, Vancouver, BC V5M 1E6 | Gas Permit | Residential | New | Completed | Residential - 2 range &2bbq >BP: To construct a two-storey two-family dwelling with one secondary suites | Deep Gas Fitting Ltd.
EP-2023-04226 | 2023-05-29 | 2961 E 2ND AVENUE, Vancouver, BC V5M 1E6 | Electrical Permit | Residential | New | Issued | Installation / Repair - Residential - Electrical work for a new duplex dwelling *An approved mechanical permit is required for the installation of air conditioning or heat pump unit at the time of installation before an electrical inspection will be performed >BP: To construct a two-storey two-family dwelling with one secondary suites ($738,412.50) located in the basement, with a detached accessory building (garage) at the rear providing 2 parking spaces, having vehicular access from the lane. Note: This is a 2 storey building pursuant to the Zoning and Development By-Law 1. Covenant registered at the Land Title Office under CB253204-CB253205; 2. No strata titling permitted 3. A/C units proposed 4. Bar sinks proposed 5. Schedule B: Md Shahidul Alam P Eng (604) 653 7475 Structural & Geotechnical 6. HPO: Residential Builder – Vithu Developments Ltd 7. Entire Building to have NFPA 13-D ****ALL PROJECT COORDINATOR NOTES HAS BEEN ACCEPTED BY THE APPLICANT**** ***This permit is issued under the VBBL 2019, with updated energy requirements as per bylaw # 12997 effective Jan 01, 2022.*** | SAAB ELECTRIC LTD
EP-2023-04220 | 2023-05-19 | 2961 E 2ND AVENUE, Vancouver, BC V5M 1E6 | Electrical Permit | Residential | New | Completed | Installation / Repair - Residential - Pre wire and completion of alarm,telus,tv,internet and intercom >BP: To construct a two-storey two-family dwelling with one secondary suites ($738,412.50) located in the basement, with a detached accessory building (garage) at the rear providing 2 parking spaces, having vehicular access from the lane. Note: This is a 2 storey building pursuant to the Zoning and Development By-Law 1. Covenant registered at the Land Title Office under CB253204-CB253205; 2. No strata titling permitted 3. A/C units proposed 4. Bar sinks proposed 5. Schedule B: Md Shahidul Alam P Eng (604) 653 7475 Structural & Geotechnical 6. HPO: Residential Builder – Vithu Developments Ltd 7. Entire Building to have NFPA 13-D Address Note: Front Unit #1-2961 E 2nd Av - One Family Dwelling (1st - 2nd floor) #2-2961 E 2nd Av - Secondary Suite (basement) Back Unit 2963 E 2nd Av - One Family Dwelling (1st - 2nd floor) Address and suite numbers assigned as per approved plans for Fire and Emergency response. The address numbers are to be posted on the building to be visible from the street and the suite numbers are to be posted at the suite entries in accordance with the Building By-law prior to final inspection. ****ALL PROJECT COORDINATOR NOTES HAS BEEN ACCEPTED BY THE APPLICANT**** ***This permit is issued under the VBBL 2019, with updated energy requirements as per bylaw # 12997 effective Jan 01, 2022.*** | Pioneer Security and Communications Ltd
PP-2023-01233 | 2023-04-11 | 2961 E 2ND AVENUE, Vancouver, BC V5M 1E6 | Plumbing Permit | Residential | New | Completed | Residential - new plumbing >BP: To construct a two-storey two-family dwelling with one secondary suites located in the basement, with a detached accessory building (garage) at the rear providing 2 parking spaces, having vehicular access from the lane. Note: This is a 2 storey building pursuant to the Zoning and Development By-Law 1. Covenant registered at the Land Title Office under CB253204-CB253205; 2. No strata titling permitted 3. A/C units proposed 4. Bar sinks proposed 5. Schedule B: Md Shahidul Alam P Eng (604) 653 7475 Structural & Geotechnical 6. HPO: Residential Builder – Vithu Developments Ltd 7. Entire Building to have NFPA 13-D | Killarney Mechanical Ltd
PP-2023-00545 | 2023-02-15 | 2961 E 2ND AVENUE, Vancouver, BC V5M 1E6 | Plumbing Permit | Residential | New | Issued | Residential - Sentry and storm con with sump | AKAL DEMOLITION & EXCAVATING LTD
EP-2023-00777 | 2023-01-31 | 2961 E 2ND AVENUE, Vancouver, BC V5M 1E6 | Electrical Permit | Residential | New | Expired | Temporary Power - Residential - To provide temporary power. >>Amend: Feb. 2, 2023 -Change the temporary power amperage from 100A to 90A. >>Feb 6/23 - AMEND VIGNARAJAH SELLATHURA-owner Company: Vithu Developments | SAAB ELECTRIC LTD
GP-2023-00671 | 2023-03-02 | 2380 E 2ND AVENUE, Vancouver, BC V5N 1G3 | Gas Permit | Residential | Renovation | Completed | Residential - Gas insert fireplace | Vaglio Fireplace LTD
PP-2023-03928 | 2023-11-08 | 2380 E 2ND AVENUE, Vancouver, BC V5N 1G3 | Plumbing Permit | Residential | New | Issued | Residential - water line with bib at detached workshop >BP: To construct a detached accessory building (workshop) 17'6" x 29'3" at the rear of this single detached house on this site. Geotech/Structural Schedule B submitted by Yeming Li - 604.385.2666 Revision #1 - Revised roof framing, wall framing, revised foundations as shown on structural drawings S1 and S2 - New Geotechnical/Structural Schedule B submitted by Paul Henry, P. Eng. - 604-254-0868 | Tundra Plumbing Ltd
EP-2023-10438 | 2023-12-01 | 2380 E 2ND AVENUE, Vancouver, BC V5N 1G3 | Electrical Permit | Residential | Addition | Issued | Installation / Repair - Residential - Wire for storage shed in back yard. Install 200 amp service with meter and main panel in storage shed. Install under ground 100 amp cable to existing panel in house. -The garage is a more of a storage shed and a family room. There are 2 rooms. We will be wiring for lights, plugs, and heat. The service is an upgrade from 100 amps to 200 amps. The new 200 amp panel will be in the garage. The house will be fed with a 100 amp cable that is buried between the house and the garage. So this is a disconnect and relocate for BC Hydro. >Permit Amendment Feb 01, 2024 -Document Review: Rejected ¦ -Load demand calculation" ¦ -Document(s) uploaded to "Application Documents" tab for Electrical Inspector review. Electrical contractor to request an electrical inspection online for the District Electrical Inspector to review document(s): https://plposweb.vancouver.ca/Public/Login.aspx ¦ Include "Document review only" in the requestor comments >BP: To construct a detached accessory building (workshop) 17'6" x 29'3" at the rear of this single detached house on this site. Geotech/Structural Schedule B submitted by Yeming Li - 604.385.2666 Revision #1 - Revised roof framing, wall framing, revised foundations as shown on structural drawings S1 and S2 - New Geotechnical/Structural Schedule B submitted by Paul Henry, P. Eng. - 604-254-0868 | Clay Electric Ltd
EP-2022-10446 | 2022-12-13 | 947 E 30TH AVENUE, Vancouver, BC V5V 2W4 | Electrical Permit | Residential | Tenant Improvement | Completed | Installation / Repair - Residential - Mitsubishi heat pump rear yard ground-mounted electrical to the outdoor unit. related to MP-2022-00680 | 0994152 BC Ltd
MP-2022-00680 | 2022-12-09 | 947 E 30TH AVENUE, Vancouver, BC V5V 2W4 | Mechanical Permit | NULL | NULL | Completed | NULL | 0994152 BC Ltd
GP-2023-00186 | 2023-02-02 | 971 E 30TH AVENUE, Vancouver, BC V5V 2W4 | Gas Permit | Residential | Tenant Improvement | Completed | Residential - RE N RE - replace old furnace | 1st Place Services Ltd
EP-2023-09225 | 2023-10-26 | 985 E 37TH AVENUE, Vancouver, BC V5W 3W9 | Electrical Permit | Residential | Renovation | Issued | Installation / Repair - Residential - UPGRADE FROM 100 AMP TO 200AMP SINGLE PHASE | A-Maximum & Sons Electrical And Contracting Co Ltd
EP-2022-08393 | NULL | 986 E 37TH AVENUE, Vancouver, BC V5W 1G2 | Electrical Permit | Residential | Renovation | Withdrawn | Installation / Repair - Residential - 200amp service upgrade. Replace existing 100amp service with new 200amp overhead mast. 1 main meter base 1 x feeder panel with pull through circuit breakers 1 x main suite panel 1 x basement suite panel | SUSTAIN ELECTRIC LTD
EP-2022-08392 | 2022-10-13 | 986 E 37TH AVENUE, Vancouver, BC V5W 1G2 | Electrical Permit | Residential | Renovation - Dwelling Unit(s) only | Completed | Installation / Repair - Residential - Main suite renovation -Install 38 x pot lights -Install new kitchen appliances range, dishwasher, fridge , microwave -Install new undercounter lighting -Install new bathroom fans -Install new light fixtures -Install new circuits to panel -Install new circuit breakers in panel -Install new smoke alarms -Install new 15amp receptacles -Install new 20amp kitchen receptacles -200amp service upgrade >BP: Interior alterations to improve the existing single family dwelling on this inside with lane site. Work to include improvements to the upper level kitchen and bathroom, new lighting and removal of partition walls in the dining area. OK for field review per D. Langevin | SUSTAIN ELECTRIC LTD
PP-2022-03576 | 2022-10-07 | 986 E 37TH AVENUE, Vancouver, BC V5W 1G2 | Plumbing Permit | Residential | Renovation | Completed | Residential - 2 baths, 1 kitchen and laundry >Interior alterations to improve the existing single family dwelling on this inside with lane site. Work to include improvements to the upper level kitchen and bathroom, new lighting and removal of partition walls in the dining area. OK for field review per D. Langevin Notes: - This building is not sprinklered. - DBI to determine on site if Schedule B, Structural, is required. - Install interconnected, hardwired, 120 volt smoke alarms with battery back-up and silencing feature, in each sleeping unit and in hallways outside each sleeping area on each story as per Building Bylaw 9.10.19 and install Carbon Monoxide Alarm as per Building By-Law 9.32.4.2. - REUP Submitted by Flynn Dixon Murdock, 604-500-1186. Scope of work to include energy upgrade in accordance with Article 11.2.1.4 of the 2019 Vancouver Building By-law and as per the Energy Efficiency Upgrade Details noted in the Energuide Report. *Upgrades: air sealing and upgrade electrical panel. | Drips & Drains Plumbing and Heating Ltd
GP-2023-00694 | 2023-03-06 | 986 E 37TH AVENUE, Vancouver, BC V5W 1G2 | Gas Permit | Residential | Renovation | Completed | Residential - 1 Hot water heater & gas line for 1 fireplace (to be run and capped) Navien and air handler >BP: Interior alterations to improve the existing single family dwelling on this inside with lane site. Amendment: Added 1 fireplace, gas line only - May 29, 2023 (SK) | Drips & Drains Plumbing and Heating Ltd
GP-2023-03481 | 2023-11-09 | 2136 E 38TH AVENUE, Vancouver, BC V5P 1G8 | Gas Permit | Residential | Renovation | Completed | Residential - To replace the existing boiler with a high-efficiency gas boiler | Shan Jiang DBA Spring River Drainage Plumbing & Heating
GP-2023-01932 | 2023-06-26 | 2566 E 29TH AVENUE, Vancouver, BC V5R 1V1 | Gas Permit | Residential | Renovation | Issued | Residential - replacement of hot water tank | Royal Pro Heating Ltd
GP-2022-00740 | 2022-03-08 | 1273 E 29TH AVENUE, Vancouver, BC V5V 2T1 | Gas Permit | Residential | Addition | Completed | Residential - TO INSTALL 1 FURNACE & 1 TANKLESS WATER HEATER | BC Care Heating Services Ltd
GP-2022-02065 | 2022-07-13 | 2786 E 28TH AVENUE, Vancouver, BC V5R 1S2 | Gas Permit | Residential | Renovation - Dwelling Unit(s) only | Completed | Residential - Hot Water Tank Installation | Reid Brothers Plumbing & Heating Ltd
EP-2022-05543 | 2022-06-30 | 2495 E 2ND AVENUE, Vancouver, BC V5M 1C4 | Electrical Permit | Residential | Addition | Completed | Installation / Repair - Residential - Need a permit for ac unit installations out side for both unit before it s rough wiring only >BP: To construct a 2-storey two-family dwelling with a basement ($1,056,500) and with a detached accessory building (garage) at the rear providing 2 parking spaces and 2 surface parking spaces having vehicular access from the lane. **The entire building, INCLUDING THE ATTACHED GARAGE (if applicable), to be sprinklered to 2 X NFPA 13D** Note: This is a 2 storey building pursuant to the Zoning and Development By-Law 1. A/C unit proposed 2. No bar sink proposed in cellar 3. Structural and geotechnical schedule B: Md. Shahidul Alam (604.653.7475) 4. HPO: Avtar Enterprises Ltd. "Combustible projections or roof soffits on an exposing building face shall not project to less than .45m from the property line and shall be in compliance with VBBL 2019 9.10.15.5.(11)" Any alterations or conversions to the attached garage (if applicable) to habitable living space shall not be permitted without first obtaining the approval of the Director of Planning and the Chief Building Official. Thermal protection measures and Laneway house design guidelines shall be required to be met prior to the approval of the conversion. ******THIS PERMIT HAS BEEN ISSUED UNDER THE REQUIREMENTS OF VBBL 2019****** | H.L. ELECTRICAL LTD
EP-2022-06892 | 2022-08-16 | 1921 E 2ND AVENUE, Vancouver, BC V5N 1E5 | Electrical Permit | Residential | New | Expired | Temporary Power - Residential - To provide temporary power. | Samreet Electrical Services Ltd
PP-2023-00140 | 2023-01-16 | 1921 E 2ND AVENUE, Vancouver, BC V5N 1E5 | Plumbing Permit | Residential | New | Completed | Residential - Sump installation | Kingsman Excavating Ltd.
GP-2023-01527 | 2023-05-11 | 1921 E 2ND AVENUE, Vancouver, BC V5N 1E5 | Gas Permit | Residential | New | Completed | Residential - Venting and hook up only >BP: To construct a two-storey One-Family Dwelling (Building 2) with an attached 2-car garages and common elec./sprinkler room and one at grade surface parking space on the North portion of the site, having vehicular access from the lane. | ORAY FIREPLACES LTD
EP-2023-03943 | 2023-05-08 | 1921 E 2ND AVENUE, Vancouver, BC V5N 1E5 | Electrical Permit | Residential | New | Completed | Installation / Repair - Residential - Tv, telephone, security alarm prewire and complete. >BP: To construct a two-storey One-Family Dwelling (Building 2) with an attached 2-car garages and common elec./sprinkler room and one at grade surface parking space on the North portion of the site, having vehicular access from the lane. | Tvisha Technologies Ltd
GP-2023-01413 | 2023-05-02 | 1921 E 2ND AVENUE, Vancouver, BC V5N 1E5 | Gas Permit | Residential | New | Completed | Residential - 1 Range, 1 BBQ & 1 Dryer To install piping and appliances for a new infill house with complete installation. >BP: To construct a two-storey One-Family Dwelling (Building 2) | Skyway Plumbing & gas Ltd
PP-2023-00605 | 2023-02-21 | 1921 E 2ND AVENUE, Vancouver, BC V5N 1E5 | Plumbing Permit | Residential | New | Completed | Residential - To install piping and fixtures for a new infill house. >BP: To construct a two-storey One-Family Dwelling (Building 2) with an attached 2-car garages and common elec./sprinkler room and one at grade surface parking space on the North portion of the site, having vehicular access from the lane. | Skyway Plumbing & gas Ltd
MP-2023-00295 | 2023-03-06 | 1921 E 2ND AVENUE, Vancouver, BC V5N 1E5 | Mechanical Permit | NULL | NULL | Completed | NULL | Skyway Plumbing & gas Ltd
SP-2023-00231 | 2023-02-08 | 1921 E 2ND AVENUE, Vancouver, BC V5N 1E5 | Sprinkler Permit | Residential | New | Completed | Residential - New sprinkler system >BP: To construct a two-storey One-Family Dwelling (Building 2) with an attached 2-car garages and common elec./sprinkler room and one at grade surface parking space on the North portion of the site, having vehicular access from the lane. See BP-2022-02425 for building 1. ******THIS PERMIT HAS BEEN REVIEWED AND ISSUED UNDER THE REQUIREMENTS OF VBBL 2019 AND AMENDMENT EFFECTIVE JAN 1ST, 2022. *********** Building Review Branch Notes: 1. Struct. B & Geo. B are submitted. 2. Entire building is sprinklered to NFPA 13R requirements. 3. All new windows, doors, and skylights shall conform to AAMA/WDMA/CSA101/I.S.2/A440, NAFS. | Haven Fire Protection Ltd
EP-2023-03014 | 2023-04-17 | 1921 E 2ND AVENUE, Vancouver, BC V5N 1E5 | Electrical Permit | Residential | New | Completed | Installation / Repair - Residential - Construction new Laneway Main service: 200 amp Volt :120/240 Phase :1 phase 3 wires Main panel :100 MP-2023-00297 >BP: To construct a two-storey One-Family Dwelling (Building 2) with an attached 2-car garages and common elec./sprinkler room and one at grade surface parking space on the North portion of the site, having vehicular access from the lane. See BP-2022-02425 for building 1. ******THIS PERMIT HAS BEEN REVIEWED AND ISSUED UNDER THE REQUIREMENTS OF VBBL 2019 AND AMENDMENT EFFECTIVE JAN 1ST, 2022. *********** Building Review Branch Notes: 1. Struct. B & Geo. B are submitted. 2. Entire building is sprinklered to NFPA 13R requirements. 3. All new windows, doors, and skylights shall conform to AAMA/WDMA/CSA101/I.S.2/A440, NAFS. | Samreet Electrical Services Ltd
MP-2022-00631 | 2022-11-30 | 1962 E 2ND AVENUE, Vancouver, BC V5N 1E4 | Mechanical Permit | NULL | NULL | Completed | NULL | MCKIM MECHANICAL
NULL | NULL | 1962 E 2ND AVENUE, Vancouver, BC V5N 1E4 | Mechanical Permit | NULL | NULL | Withdrawn | NULL | MCKIM MECHANICAL
EP-2022-10100 | 2022-11-30 | 1962 E 2ND AVENUE, Vancouver, BC V5N 1E4 | Electrical Permit | Residential | New | Completed | Installation / Repair - Residential - Security alarm, audio/data, and CCTV rough-in and finishing. Exterior and interior alterations to provide tenant improvements to the existing one family dwelling building. The scope of work includes new addition at rear basement and main floor, new slab and foundation, new carport. | Venture One Services Inc
SP-2022-01924 | 2022-11-18 | 1962 E 2ND AVENUE, Vancouver, BC V5N 1E4 | Sprinkler Permit | Residential | Addition | Completed | Residential - Installation of new sprinkler system as per NFPA 13D >BP: Exterior and interior alterations to provide tenant improvements to the existing one family dwelling building. The scope of work includes new addition at rear basement and main floor, new slab and foundation, new carport. OK for DB per O. Szeleczky The entire house will be sprinklered to NFPA-13D. | Bernin Fire Protection Ltd
EP-2022-09264 | 2022-11-01 | 1962 E 2ND AVENUE, Vancouver, BC V5N 1E4 | Electrical Permit | Residential | Addition | Completed | Installation / Repair - Residential - Vacuum installation only >BP: Exterior and interior alterations to provide tenant improvements to the existing one family dwelling building. The scope of work includes new addition at rear basement and main floor, new slab and foundation, new carport. OK for DB per O. Szeleczky The entire house will be sprinklered to NFPA-13D. Note: Structural and Geotechnical schedule B signed and sealed by Tim Lam, 604.255.7670 Renovation energy upgrade proposal prepared by Tommy Youngsung Byun, 604.562.0387 | Best Built-In Centre Ltd
EP-2022-07152 | 2022-09-08 | 1962 E 2ND AVENUE, Vancouver, BC V5N 1E4 | Electrical Permit | Residential | Renovation | Completed | Installation / Repair - Residential - Upgrade and relocate service to customer owned pole 200 amp 240v service. Re- wire of entire home to include new electrical panel, lighting, receptacles, EV Charger, heat pump. >BP: Exterior and interior alterations to provide tenant improvements to the existing one family dwelling building. The scope of work includes new addition at rear basement and main floor, new slab and foundation, new carport. OK for DB per O. Szeleczky The entire house will be sprinklered to NFPA-13D. Note: Structural and Geotechnical schedule B signed and sealed by Tim Lam, 604.255.7670 Renovation energy upgrade proposal prepared by Tommy Youngsung Byun, 604.562.0387 | Luongo Electric Inc
PP-2022-02765 | 2022-08-09 | 1962 E 2ND AVENUE, Vancouver, BC V5N 1E4 | Plumbing Permit | Residential | Renovation | Completed | Residential - renovation >BP: Exterior and interior alterations to provide tenant improvements to the existing one family dwelling building. The scope of work includes new addition at rear basement and main floor, new slab and foundation, new carport. OK for DB per O. Szeleczky The entire house will be sprinklered to NFPA-13D. Note: Structural and Geotechnical schedule B signed and sealed by Tim Lam, 604.255.7670 Renovation energy upgrade proposal prepared by Tommy Youngsung Byun, 604.562.0387 | MCKIM MECHANICAL
GP-2022-02339 | 2022-08-09 | 1962 E 2ND AVENUE, Vancouver, BC V5N 1E4 | Gas Permit | Residential | Renovation | Completed | Residential - renovation >Exterior and interior alterations to provide tenant improvements to the existing one family dwelling building. The scope of work includes new addition at rear basement and main floor, new slab and foundation, new carport. OK for DB per O. Szeleczky The entire house will be sprinklered to NFPA-13D. Note: Structural and Geotechnical schedule B signed and sealed by Tim Lam, 604.255.7670 Renovation energy upgrade proposal prepared by Tommy Youngsung Byun, 604.562.0387 | MCKIM MECHANICAL
EP-2022-02820 | 2022-04-13 | 1962 E 2ND AVENUE, Vancouver, BC V5N 1E4 | Electrical Permit | Residential | Addition | Expired | Temporary Power - Residential - To provide temporary power. | Luongo Electric Inc
PP-2022-01928 | 2022-06-07 | 1962 E 2ND AVENUE, Vancouver, BC V5N 1E4 | Plumbing Permit | Residential | New | Completed | Residential - sump >BP: Exterior and interior alterations to provide tenant improvements to the existing one family dwelling building. The scope of work includes new addition at rear basement and main floor, new slab and foundation, new carport. OK for DB per O. Szeleczky The entire house will be sprinklered to NFPA-13D. Note: Structural and Geotechnical schedule B signed and sealed by Tim Lam, 604.255.7670 Renovation energy upgrade proposal prepared by Tommy Youngsung Byun, 604.562.0387 | Mash Construction Ltd.
EP-2023-07441 | 2023-08-16 | 1963 E 2ND AVENUE, Vancouver, BC V5N 1E5 | Electrical Permit | Residential | New | Completed | Installation / Repair - Residential - Installation of security system. | ADT Security Services Canada Inc
GP-2022-03334 | 2022-10-27 | 2116 E 2ND AVENUE, Vancouver, BC V5N 1E8 | Gas Permit | Residential | Tenant Improvement | Completed | Residential - re and re hot water tank | Shirzad Akhgarian O/A Highgate Plumbing, Gas & Heating
GP-2023-03486 | 2023-11-10 | 2130 E 2ND AVENUE, Vancouver, BC V5N 1E8 | Gas Permit | Residential | Renovation | Completed | Residential - hwt re&re | Ferenc Nagy
GP-2023-03301 | 2023-10-31 | 1408 E 37TH AVENUE, Vancouver, BC V5P 1E1 | Gas Permit | Residential | Renovation | Completed | Residential - BOILER RE&RE | Ferenc Nagy
GP-2022-03194 | 2022-10-17 | 1595 E 37TH AVENUE, Vancouver, BC V5P 1E4 | Gas Permit | Residential | Tenant Improvement | Completed | Residential - Re Re Furnace | Moore & Russell Heating Ltd
GP-2023-01167 | 2023-04-06 | 1660 E 37TH AVENUE, Vancouver, BC V5P 1E5 | Gas Permit | Residential | Renovation | Completed | Residential - Furnace Installation | DAYLIGHT HEATING AND AIR CONDITIONING LTD
EP-2022-03457 | 2022-04-29 | 3466 E 25TH AVENUE, Vancouver, BC V5R 1K1 | Electrical Permit | Residential | Tenant Improvement | Completed | Installation / Repair - Residential - Service upgrade from 100 to 200 amps. Electrical install of heat pump. Amend: Nov 16, 2022 Please amend the application: "Only Install of heat pump was done". Please remove "Service upgrade to 200-amps ". The scope of the work is only " " Electrical install of heat pump" | Moore And Russell Heating And Air Conditioning Ltd
EP-2023-04364 | 2023-05-30 | 3498 E 25TH AVENUE, Vancouver, BC V5R 1K1 | Electrical Permit | Residential | Renovation | Completed | Installation / Repair - Residential - *Homeowner permit with assistance by qualified electrician -200A service upgrade/ new service mast/ new meter base/ new grounding -Installing new 200A panel + feeds for AC disconnect *An approved mechanical permit is required for the installation of air conditioning or heat pump unit at the time of installation before an electrical inspection will be performed | NULL
MP-2023-01213 | 2023-07-04 | 3498 E 25TH AVENUE, Vancouver, BC V5R 1K1 | Mechanical Permit | NULL | NULL | Completed | NULL | Truth Plumbing & HVAC Ltd
GP-2022-04120 | 2022-12-23 | 3543 E 25TH AVENUE, Vancouver, BC V5R 1K3 | Gas Permit | Residential | Renovation | Completed | Residential - re &re Boiler | Milani Plumbing Heating & Air Conditioning Ltd
GP-2022-00129 | 2022-01-18 | 2928 E 28TH AVENUE, Vancouver, BC V5R 1S4 | Gas Permit | Residential | Addition | Completed | Residential - Combi Boiler Installation | Canadian Pacific Heating and Plumbing Inc
GP-2023-00181 | 2023-01-16 | 2931 E 28TH AVENUE, Vancouver, BC V5R 1S3 | Gas Permit | Residential | New | Completed | Residential - 1FD+SS - #1 & #2 - This is a new house with 2 fixtures To construct a 2 storey one-family dwelling with a secondary suite located in the Basement with an open parking pad, providing 1 parking space, having vehicular access from the 20' Lane. Note: The entire building, INCLUDING THE ATTACHED GARAGE (if applicable), to be sprinklered to NFPA 13D 1. Covenant registered at the Land Title Office under CA9985086 2. A/C proposed – Exterior component located in rear , Interior component located in second floor. 3. No Bar sink | AKAL Plumbing & Heating Ltd
EP-2022-10810 | 2023-01-03 | 2931 E 28TH AVENUE, Vancouver, BC V5R 1S3 | Electrical Permit | Residential | New | Completed | Installation / Repair - Residential - Pre wire and completion of alarm, Telus, tv, internet and cctv >BP: To construct a 2 story one-family dwelling with a secondary suite located in the Basement with an open parking pad, providing 1 parking space, having vehicular access from the 20' Lane. Note: The entire building, INCLUDING THE ATTACHED GARAGE (if applicable), to be sprinklered to NFPA 13D 1. Covenant registered at the Land Title Office under CA9985086 2. A/C proposed – Exterior component located in rear , Interior component located in second floor. 3. No Bar sink 4. Schedule B: (M.S. Alam) P.Eng (604.653.7475) Structural & Geotechnical 5. HPO: Residential Builder- Theorem Developments Ltd. | Pioneer Security and Communications Ltd
EP-2022-08520 | 2023-01-23 | 2931 E 28TH AVENUE, Vancouver, BC V5R 1S3 | Electrical Permit | Residential | New | Completed | Installation / Repair - Residential - Electrical wiring for new: MP-2022-00553: AC- 3600W >BP: To construct a 2 storey one-family dwelling with a secondary suite located in the Basement($674,690) with an open parking pad, providing 1 parking space, having vehicular access from the 20' Lane. Note: The entire building, INCLUDING THE ATTACHED GARAGE (if applicable), to be sprinklered to NFPA 13D 1. Covenant registered at the Land Title Office under CA9985086 2. A/C proposed – Exterior component located in rear , Interior component located in second floor. 3. No Bar sink 4. Schedule B: (M.S. Alam) P.Eng (604.653.7475) Structural & Geotechnical 5. HPO: Residential Builder- Theorem Developments Ltd. | STAT ELECTRICS LIMITED
PP-2022-03962 | 2022-11-02 | 2931 E 28TH AVENUE, Vancouver, BC V5R 1S3 | Plumbing Permit | Residential | New | Completed | Residential - 1FD+SS - #1 & #2 - This is a new house with 26 fixtures >DB: To construct a 2 storey one-family dwelling with a secondary suite located in the Basement with an open parking pad, providing 1 parking space, having vehicular access from the 20' Lane. Note: The entire building, INCLUDING THE ATTACHED GARAGE (if applicable), to be sprinklered to NFPA 13D 1. Covenant registered at the Land Title Office under CA9985086 2. A/C proposed – Exterior component located in rear , Interior component located in second floor. 3. No Bar sink | AKAL Plumbing & Heating Ltd
MP-2022-00553 | 2022-11-10 | 2931 E 28TH AVENUE, Vancouver, BC V5R 1S3 | Mechanical Permit | NULL | NULL | Completed | NULL | AKAL Plumbing & Heating Ltd
EP-2022-07065 | 2022-08-22 | 2931 E 28TH AVENUE, Vancouver, BC V5R 1S3 | Electrical Permit | Residential | New | Expired | Temporary Power - Residential - To provide temporary power. | STAT ELECTRICS LIMITED
PP-2022-03355 | 2022-09-27 | 2931 E 28TH AVENUE, Vancouver, BC V5R 1S3 | Plumbing Permit | Residential | New | Completed | Residential - SUMPS | Hans Demolition and Excavating Ltd.
SP-2023-00164 | 2023-01-27 | 2931 E 28TH AVENUE, Vancouver, BC V5R 1S3 | Sprinkler Permit | Residential | New | Completed | Residential - 1FD+SS - #1 & #2 - Install sprinklers in sfd >DB: To construct a 2 storey one-family dwelling with a secondary suite located in the Basement with an open parking pad, providing 1 parking space, having vehicular access from the 20' Lane. Note: The entire building, INCLUDING THE ATTACHED GARAGE (if applicable), to be sprinklered to NFPA 13D 1. Covenant registered at the Land Title Office under CA9985086 2. A/C proposed – Exterior component located in rear , Interior component located in second floor. 3. No Bar sink | Gold Key Fire Protection Ltd
GP-2023-03232 | 2023-10-25 | 3010 E 28TH AVENUE, Vancouver, BC V5R 1S5 | Gas Permit | Residential | Addition | Completed | Residential - Furnace 70,000 BTU & Hot Water Tank 40,000 BTU re/re | HAMZEH GERAMI Dba Nation Heating & Cooling
GP-2023-02992 | 2023-10-12 | 3030 E 28TH AVENUE, Vancouver, BC V5R 1S5 | Gas Permit | Residential | New | Issued | Residential - Bbq and cooktop is piping only Boiler installation . >BP: To construct a 2 storey single detached house with a secondary suite located in the Basement with a surface parking at the rear providing 1 parking space, having vehicular access from the lane. | MSN Gas & Heating Ltd
SP-2023-01762 | 2023-10-24 | 3030 E 28TH AVENUE, Vancouver, BC V5R 1S5 | Sprinkler Permit | Residential | New | Issued | Residential - 1FD+SS - #1 & #2 - To Install 27 sprinkler heads >DB: To construct a 2 storey single detached house with a secondary suite located in the Basement with a surface parking at the rear providing 1 parking space, having vehicular access from the lane. *Contaminated soil remains onsite, soils report required to be submitted to the environmental department prior to the forms inspection. - Enviro Warning on Parcel - March 28th 2023 - PSH The entire building to be sprinklered to NFPA 13D. NOTE: To achieve the required FSR a floor space exclusion of 2% has been applied to this application as per section 10.15.1 of the district schedule, to accommodate improved building performance. Note: This is a 2 storey building pursuant to the Zoning and Development By-Law ******THIS PERMIT HAS BEEN ISSUED UNDER THE REQUIREMENTS OF VBBL 2019****** This permit is issued under the VBBL 2019, with updated energy requirements as per bylaw # 12997 effective Jan 01, 2022. 1. Covenant registered at the Land Title Office under CB344328 2. No strata titling permitted 3. A/C unit proposed in rear yard 4. Bar sink located in lower floor rec room | General Sprinkler Systems Ltd
EP-2023-08644 | 2023-09-25 | 3030 E 28TH AVENUE, Vancouver, BC V5R 1S5 | Electrical Permit | Residential | New | Issued | Installation / Repair - Residential - Security Alarm- complete, telephone, tv, cameras, intercom. >BP: To construct a 2 storey single detached house with a secondary suite located in the Basement with a surface parking at the rear providing 1 parking space, having vehicular access from the lane. | Best Built-In Centre Ltd
EP-2023-02351 | 2023-03-19 | 3030 E 28TH AVENUE, Vancouver, BC V5R 1S5 | Electrical Permit | Residential | New | Issued | Temporary Power - Residential - To provide temporary power. | Eagle West Electrical Ltd.
PP-2023-02395 | 2023-07-07 | 3030 E 28TH AVENUE, Vancouver, BC V5R 1S5 | Plumbing Permit | Residential | New | Issued | Residential - New plumbing fixtures >BP: To construct a 2 storey single detached house with a secondary suite located in the Basement with a surface parking at the rear providing 1 parking space, having vehicular access from the lane. *Contaminated soil remains onsite, soils report required to be submitted to the environmental department prior to the forms inspection. - Enviro Warning on Parcel - March 28th 2023 - PSH The entire building to be sprinklered to NFPA 13D. 1. Covenant registered at the Land Title Office under CB344328 2. No strata titling permitted 3. A/C unit proposed in rear yard 4. Bar sink located in lower floor rec room 5. Schedule B Antony Wang P.Eng (604-618-6236) Structural & Geotechnical 6. BC Housing Pridwen Construction Ltd | Garcha Bros Mechanical Ltd
EP-2023-06615 | 2023-08-10 | 3030 E 28TH AVENUE, Vancouver, BC V5R 1S5 | Electrical Permit | Residential | New | Issued | Installation / Repair - Residential - To wire and install electrical devices and electrical service in a new house build >Permit Amendment Oct 19, 2023 -"Updated load calc to indicate interlock of AC and future EV charger" *Document(s) uploaded to "Application Documents" tab for Electrical Inspector review. Documents are at pending status at time of permit amendment approval >Permit Amendment Oct 05, 2023 -"Updated load calculation to include AC in Laneway" *Document(s) uploaded to "Application Documents" tab for Electrical Inspector review. Documents are at pending status at time of permit amendment approval >BP: To construct a 2 storey single detached house with a secondary suite located in the Basement with a surface parking at the rear providing 1 parking space, having vehicular access from the lane. Note: This is a 2 storey building pursuant to the Zoning and Development By-Law ******THIS PERMIT HAS BEEN ISSUED UNDER THE REQUIREMENTS OF VBBL 2019****** 1. Covenant registered at the Land Title Office under CB344328 2. No strata titling permitted 3. A/C unit proposed in rear yard 4. Bar sink located in lower floor rec room 5. Schedule B Antony Wang P.Eng (604-618-6236) Structural & Geotechnical 6. BC Housing Pridwen Construction Ltd Note: Parking on this site has been provided under DB-2022-04202 All rooms adjacent to West exposing building face shall be sprinklered. Combustible projections or roof soffits on an exposing building face shall not project to less than .45m from the property line and shall be in compliance with VBBL 2019 9.10.15.5.(9) Amend: Oct 25, 2023 amend the service from 200amp to 125amp to match the load calc | Zheng Electric Inc
MP-2023-01298 | 2023-07-16 | 3030 E 28TH AVENUE, Vancouver, BC V5R 1S5 | Mechanical Permit | NULL | NULL | Issued | NULL | Garcha Bros Mechanical Ltd
PP-2023-01631 | 2023-05-09 | 3030 E 28TH AVENUE, Vancouver, BC V5R 1S5 | Plumbing Permit | Residential | New | Issued | Residential - One outside sump | East West Excavating 2022 ltd
GP-2023-03564 | 2023-11-16 | 3033 E 28TH AVENUE, Vancouver, BC V5R 1S6 | Gas Permit | Residential | Addition | Completed | Residential - TO INSTALL 1 COMBI BOILER | BC Care Heating Services Ltd
GP-2023-04076 | 2023-12-18 | 3033 E 28TH AVENUE, Vancouver, BC V5R 1S6 | Gas Permit | Residential | Addition | Cancelled | Residential - TO INSTALL 1 COMBI BOILER | BC Care Heating Services Ltd
GP-2022-02811 | 2022-09-20 | 3039 E 28TH AVENUE, Vancouver, BC V5R 1S6 | Gas Permit | Residential | Renovation | Completed | Residential - HWT re&re | Ferenc Nagy
GP-2022-03484 | 2022-11-08 | 3465 E 28TH AVENUE, Vancouver, BC V5R 1T2 | Gas Permit | Residential | Addition | Completed | Residential - re and re hot water tank | Christopher Sterling
EP-2023-06050 | 2023-07-06 | 3515 E 28TH AVENUE, Vancouver, BC V5R 1T4 | Electrical Permit | Residential | Tenant Improvement | Completed | Installation / Repair - Residential - Upgrade existing 70 amp overhead service to 200 amp overhead service. | Command Electric Ltd
EP-2022-08764 | 2022-10-14 | 2536 E 2ND AVENUE, Vancouver, BC V5M 1C6 | Electrical Permit | Residential | New | Completed | Installation / Repair - Residential - Wire and Connect the New Heat PumpMP-2022-00409: Issued | Gerald W Jansen & Jody Jansen
NULL | NULL | 2536 E 2ND AVENUE, Vancouver, BC V5M 1C6 | Gas Permit | Residential | Renovation | Draft | Residential - AC install | Thomson Industries Ltd
MP-2022-00409 | 2022-10-14 | 2536 E 2ND AVENUE, Vancouver, BC V5M 1C6 | Mechanical Permit | NULL | NULL | Completed | NULL | Thomson Industries Ltd
EP-2022-08749 | NULL | 2536 E 2ND AVENUE, Vancouver, BC V5M 1C6 | Electrical Permit | Residential | Renovation | Withdrawn | Installation / Repair - Residential - Dedicated Circuit for AC install | Pacific Star Electric Inc
GP-2023-00358 | 2023-01-31 | 2588 E 2ND AVENUE, Vancouver, BC V5M 1C6 | Gas Permit | Residential | Renovation | Completed | Residential - Furnace Installation | Pro Ace Heating & Air Conditioning Services Ltd
EP-2023-10228 | 2023-11-14 | 2605 E 2ND AVENUE, Vancouver, BC V5M 1C8 | Electrical Permit | Residential | Renovation | Issued | Installation / Repair - Residential - DISCONNECT/RECONNECT THE EXISTING 100 Amp 1-PHASE METER FROM THE EXISTING MAIN HOUSE, TO BE RELOCATED ON THE NEW METER BASE THAT HAS INSTALLED ON NEW LANE WAY HOUSE. | Allone Electric Ltd
EP-2022-06529 | 2022-08-05 | 2623 E 2ND AVENUE, Vancouver, BC V5M 1C8 | Electrical Permit | Residential | Renovation | Completed | Installation / Repair - Residential - service upgrade to 200a from 100a | Hon Fat Andrew Lau
GP-2023-00080 | 2023-01-09 | 1707 E 36TH AVENUE, Vancouver, BC V5P 1C6 | Gas Permit | Residential | Addition | Completed | Residential - This is a old house getting boiler changed | AKAL Plumbing & Heating Ltd
EP-2022-03430 | 2022-04-28 | 1725 E 36TH AVENUE, Vancouver, BC V5P 1C6 | Electrical Permit | Residential | New | Completed | Installation / Repair - Residential - Sfd with suite 200 amp main service >BP: To construct a 2 storey one-family dwelling with a secondary suite located in the Basement with a detached accessory building (garage) ($10,000), at the rear providing 2 parking spaces, having vehicular access from the lane. 1. Covenant registered at the Land Title Office under CA891611 2. No Strata Titling permitted 3. A/C proposed – Exterior component located in Rear Yard(North), Interior component located in Second Floor 4. Bar sink located in Basement Recreation Room 5. Schedule B: (Alan Prahalad) P.Eng (604.831.1431) Structural &Geotechnical 6. HPO: Residential Builder- Cyanic Developments Note: This is a 2 storey building pursuant to the Zoning and Development By-Law Address Information: Principle Dwelling: #1-1725 E 36 Ave Secondary Suite: #2-1725 E 36 Ave Addresses have been assigned per the approved plans, access to the rear unit is from the North side. This access must be provided & maintained at all times and the building addresses posted to be visible from the street in accordance with the Building By-law. **THIS PERMIT HAS BEEN ISSUED UNDER THE REQUIREMENTS OF VBBL #12511 (2019) ** | H.L. ELECTRICAL LTD
EP-2022-03299 | 2022-04-25 | 1725 E 36TH AVENUE, Vancouver, BC V5P 1C6 | Electrical Permit | Residential | New | Expired | Temporary Power - Residential - To provide temporary power. | H.L. ELECTRICAL LTD
GP-2022-01418 | 2022-05-10 | 1725 E 36TH AVENUE, Vancouver, BC V5P 1C6 | Gas Permit | Residential | New | Completed | Residential - GAS PIPING ONLY FOR BBQ AND RANGE | FOCUS MECHANICAL LTD.
EP-2022-03207 | 2022-04-21 | 1725 E 36TH AVENUE, Vancouver, BC V5P 1C6 | Electrical Permit | Residential | New | Completed | Installation / Repair - Residential - Extra Low Voltage. Data/Voice/TV Cable, Security Camera, Alarm Prewiring, Door Bell. >BP: To construct a 2 storey one-family dwelling with a secondary suite located in the Basement ($632.750.00) with a detached accessory building (garage) ($10,000), at the rear providing 2 parking spaces, having vehicular access from the lane. 1. Covenant registered at the Land Title Office under CA891611 2. No Strata Titling permitted 3. A/C proposed – Exterior component located in Rear Yard(North), Interior component located in Second Floor 4. Bar sink located in Basement Recreation Room 5. Schedule B: (Alan Prahalad) P.Eng (604.831.1431) Structural &Geotechnical 6. HPO: Residential Builder- Cyanic Developments Note: This is a 2 storey building pursuant to the Zoning and Development By-Law Address Information: Principle Dwelling: #1-1725 E 36 Ave Secondary Suite: #2-1725 E 36 Ave Addresses have been assigned per the approved plans, access to the rear unit is from the North side. This access must be provided & maintained at all times and the building addresses posted to be visible from the street in accordance with the Building By-law. **THIS PERMIT HAS BEEN ISSUED UNDER THE REQUIREMENTS OF VBBL #12511 (2019) ** | SECUTECH DEVELOPMENT LTD.
SP-2022-00392 | 2022-03-21 | 1725 E 36TH AVENUE, Vancouver, BC V5P 1C6 | Sprinkler Permit | Residential | New | Completed | Residential - New sprinkler system To construct a 2 storey one-family dwelling with a secondary suite located in the Basement with a detached accessory building (garage) , at the rear providing 2 parking spaces, having vehicular access from the lane. 1. Covenant registered at the Land Title Office under CA891611 2. No Strata Titling permitted 3. A/C proposed – Exterior component located in Rear Yard(North), Interior component located in Second Floor 4. Bar sink located in Basement Recreation Room 5. Schedule B: (Alan Prahalad) P.Eng (604.831.1431) Structural &Geotechnical 6. HPO: Residential Builder- Cyanic Developments | Haven Fire Protection Ltd
GP-2022-00182 | 2022-01-20 | 1735 E 36TH AVENUE, Vancouver, BC V5P 1C6 | Gas Permit | Residential | Renovation | Completed | Residential - Furnace re&re | Ferenc Nagy
NULL | NULL | 1779 E 36TH AVENUE, Vancouver, BC V5P 1C6 | Plumbing Permit | NULL | New | Withdrawn | - aasdf | WDR CONTRACTING LTD
GP-2023-04102 | 2023-12-19 | 1780 E 36TH AVENUE, Vancouver, BC V5P 1C5 | Gas Permit | Residential | Tenant Improvement | Completed | Residential - Re and re furnace | Moore & Russell Heating Ltd
MP-2023-01812 | 2023-10-10 | 1835 E 36TH AVENUE, Vancouver, BC V5P 1C7 | Mechanical Permit | NULL | NULL | Issued | NULL | SUNFLOWER HOME SERVICE LTD
EP-2023-09327 | 2023-10-27 | 1835 E 36TH AVENUE, Vancouver, BC V5P 1C7 | Electrical Permit | Residential | Addition | Completed | Installation / Repair - Residential - Upgrade service from 100 A to 200A. Install heat pump 30A circuit MP-2023-01812 | Powerlink Electric Ltd
GP-2023-00420 | 2023-02-08 | 1846 E 36TH AVENUE, Vancouver, BC V5P 1C8 | Gas Permit | Residential | New | Completed | Residential - One complete boiler and one stove Amend: Oct 17, 2023 change the address- Correct address is 1846 E 36th Avenue To construct a 2 storey one-family dwelling ($534,482.50) with a parking pad at the rear providing 1 parking space, having vehicular access from the lane. Note: This is a 2 storey building pursuant to the Zoning and Development By-Law Main House permit DB-2021-04510 will remain in suspension until the Deconstruction permit BP-2021-04511 has been completed. 1. Covenant registered at the Land Title Office under CA9116158 2. No Strata Titling permitted 3. A/C unit proposed in rear yard 2. Bar sink located on main floor 3. Schedule B Xue Li Chen P.Eng (778.235.5447) Structural & Geotechnical 4. BC Housing: Kentwood Homes Ltd Note: Parking on this site has been provided under DB-2021-04517 (construction of LWH) Building 1 #1-1846 E 36th Av - One Family Dwelling (1st - 3rd floor) Address and suite number assigned as per approved plans for Fire and Emergency response. The address number is to be posted to the building to be visible from the street and the suite number is to be posted at the suite entry in accordance with the Building By-law prior to final inspection. ******THIS PERMIT HAS BEEN ISSUED UNDER THE REQUIREMENTS OF VBBL 2019****** | Ultra Mechanical Ltd
MP-2022-00638 | 2022-12-01 | 1846 E 36TH AVENUE, Vancouver, BC V5P 1C8 | Mechanical Permit | NULL | NULL | Completed | NULL | Sukhvinder Singh
NULL | NULL | 1846 E 36TH AVENUE, Vancouver, BC V5P 1C8 | Mechanical Permit | NULL | NULL | Draft | NULL | NULL
NULL | NULL | 1846 E 36TH AVENUE, Vancouver, BC V5P 1C8 | Mechanical Permit | NULL | NULL | Draft | NULL | NULL
SP-2022-01757 | 2022-10-24 | 1846 E 36TH AVENUE, Vancouver, BC V5P 1C8 | Sprinkler Permit | Residential | New | Completed | Residential - New Sprinkler System for: >BP: To construct a 2 storey one-family dwelling ($534,482.50) with a parking pad at the rear providing 1 parking space, having vehicular access from the lane. Note: This is a 2 storey building pursuant to the Zoning and Development By-Law Main House permit DB-2021-04510 will remain in suspension until the Deconstruction permit BP-2021-04511 has been completed. 1. Covenant registered at the Land Title Office under CA9116158 2. No Strata Titling permitted 3. A/C unit proposed in rear yard 2. Bar sink located on main floor 3. Schedule B Xue Li Chen P.Eng (778.235.5447) Structural & Geotechnical 4. BC Housing: Kentwood Homes Ltd | Yu Fire Protection Inc.
PP-2022-04010 | 2022-11-07 | 1846 E 36TH AVENUE, Vancouver, BC V5P 1C8 | Plumbing Permit | Residential | New | Completed | Residential - plumbing >>BP: To construct a 2 storey one-family dwelling ($534,482.50) with a parking pad at the rear providing 1 parking space, having vehicular access from the lane. Note: This is a 2 storey building pursuant to the Zoning and Development By-Law Main House permit DB-2021-04510 will remain in suspension until the Deconstruction permit BP-2021-04511 has been completed. 1. Covenant registered at the Land Title Office under CA9116158 2. No Strata Titling permitted 3. A/C unit proposed in rear yard 2. Bar sink located on main floor 3. Schedule B Xue Li Chen P.Eng (778.235.5447) Structural & Geotechnical 4. BC Housing: Kentwood Homes Ltd ******THIS PERMIT HAS BEEN ISSUED UNDER THE REQUIREMENTS OF VBBL 2019****** | Sukhvinder Singh
EP-2022-06439 | 2022-08-02 | 1846 E 36TH AVENUE, Vancouver, BC V5P 1C8 | Electrical Permit | Residential | New | Expired | Temporary Power - Residential - TEMPORARY POWER POLE VALID: AUG. 2/2022 TO AUG 1/2022 To provide temporary power. | Cong Electric Ltd
EP-2022-08345 | 2022-10-06 | 1846 E 36TH AVENUE, Vancouver, BC V5P 1C8 | Electrical Permit | Residential | New | Completed | Installation / Repair - Residential - New Wiring for: >BP: To construct a 2 storey one-family dwelling ($534,482.50) with a parking pad at the rear providing 1 parking space, having vehicular access from the lane. Note: This is a 2 storey building pursuant to the Zoning and Development By-Law 1. Covenant registered at the Land Title Office under CA9116158 2. No Strata Titling permitted 3. A/C unit proposed in rear yard 2. Bar sink located on main floor 3. Schedule B Xue Li Chen P.Eng (778.235.5447) Structural & Geotechnical 4. BC Housing: Kentwood Homes Ltd | Cong Electric Ltd
PP-2022-03503 | 2022-10-03 | 1846 E 36TH AVENUE, Vancouver, BC V5P 1C8 | Plumbing Permit | Residential | New | Completed | Residential - sump to be installed out side | 4way Excavating & Drain Tile Ltd
EP-2023-00578 | 2023-01-25 | 1846 E 36TH AVENUE, Vancouver, BC V5P 1C8 | Electrical Permit | Residential | New | Completed | Installation / Repair - Residential - rough in and completion for cctv intercom data tel video and alarm >BP: To construct a 2 storey one-family dwelling ($534,482.50) with a parking pad at the rear providing 1 parking space, having vehicular access from the lane. Note: This is a 2 storey building pursuant to the Zoning and Development By-Law Main House permit DB-2021-04510 will remain in suspension until the Deconstruction permit BP-2021-04511 has been completed. 1. Covenant registered at the Land Title Office under CA9116158 2. No Strata Titling permitted 3. A/C unit proposed in rear yard 2. Bar sink located on main floor 3. Schedule B Xue Li Chen P.Eng (778.235.5447) Structural & Geotechnical 4. BC Housing: Kentwood Homes Ltd Note: Parking on this site has been provided under DB-2021-04517 (construction of LWH) ******THIS PERMIT HAS BEEN ISSUED UNDER THE REQUIREMENTS OF VBBL 2019****** | Guardian Security Systems ltd
PP-2023-01382 | 2023-04-20 | 20 E 26TH AVENUE, Vancouver, BC V5V 2G7 | Plumbing Permit | Residential | New | Completed | Residential - lawn irrigation system | Henry Michael Porteous
SP-2022-01585 | 2022-09-28 | 20 E 26TH AVENUE, Vancouver, BC V5V 2G7 | Sprinkler Permit | Residential | New | Completed | Residential - new fire sprinkler installation To construct a 2 storey + basement one-family with an attached garage providing 2 parking spaces, having vehicular access from the street. 1. No Strata Titling permitted 2. No A/C Unit proposed 3. A/C proposed – Exterior component located in Second floor, Interior component located in South 4. Schedule B: (Julio Reynel-Gracia) P.Eng (778.998.0709) Architectural 5. Schedule B: (Scott Ash-Anderson) P.Eng (604.228.0518) Structural 6. Schedule B: (P.K.L Fong) P.Eng (604.837.3205) Geotechnical 7. Schedule D:(Julio Reynel-Gracia) P.Eng (778.998.0709) 8. HPO: Residential Builder- ARIX DEVELOPMENTS INC. | CENTRE LINE FIRE SPRINKLERS LTD
EP-2022-08001 | 2022-09-23 | 20 E 26TH AVENUE, Vancouver, BC V5V 2G7 | Electrical Permit | Residential | New | Completed | Installation / Repair - Residential - Alarm and vacuum installations To construct a 2 storey + basement one-family with an attached garage providing 2 parking spaces, having vehicular access from the street. 1. No Strata Titling permitted 2. No A/C Unit proposed 3. A/C proposed – Exterior component located in Second floor, Interior component located in South 4. Schedule B: (Julio Reynel-Gracia) P.Eng (778.998.0709) Architectural 5. Schedule B: (Scott Ash-Anderson) P.Eng (604.228.0518) Structural 6. Schedule B: (P.K.L Fong) P.Eng (604.837.3205) Geotechnical 7. Schedule D:(Julio Reynel-Gracia) P.Eng (778.998.0709) 8. HPO: Residential Builder- ARIX DEVELOPMENTS INC. | Best Built-In Centre Ltd
GP-2022-02768 | 2022-09-20 | 20 E 26TH AVENUE, Vancouver, BC V5V 2G7 | Gas Permit | Residential | New | Completed | Residential - BBQ box and the range and boiler I will be connecting up >BP: To construct a 2 storey + basement one-family ($468,500.00) with an attached garage providing 2 parking spaces, having vehicular access from the street. 1. No Strata Titling permitted 2. No A/C Unit proposed 3. A/C proposed – Exterior component located in Second floor, Interior component located in South 4. Schedule B: (Julio Reynel-Gracia) P.Eng (778.998.0709) Architectural 5. Schedule B: (Scott Ash-Anderson) P.Eng (604.228.0518) Structural 6. Schedule B: (P.K.L Fong) P.Eng (604.837.3205) Geotechnical 7. Schedule D:(Julio Reynel-Gracia) P.Eng (778.998.0709) 8. HPO: Residential Builder- ARIX DEVELOPMENTS INC. | SOUTHSIDE GAS SERVICES LTD
PP-2022-01995 | 2022-06-10 | 20 E 26TH AVENUE, Vancouver, BC V5V 2G7 | Plumbing Permit | Residential | New | Completed | Residential - Plumbing >BP: To construct a 2 storey + basement one-family ($468,500.00) with an attached garage providing 2 parking spaces, having vehicular access from the street. 1. No Strata Titling permitted 2. No A/C Unit proposed 3. A/C proposed – Exterior component located in Second floor, Interior component located in South 4. Schedule B: (Scott Ash-Anderson) P.Eng (604.228.0518) Structural 5. Schedule B: (P.K.L Fong) P.Eng (604.837.3205) Geotechnical 6. HPO: Residential Builder- ARIX DEVELOPMENTS INC. Note: This is a 2 storey building pursuant to the Zoning and Development By-Law Address Information: Principle Dwelling: 20 E 26 Ave **THIS PERMIT HAS BEEN ISSUED UNDER THE REQUIREMENTS OF VBBL #12511 (2019) ** ****ALL PROJECT COORDINATOR NOTES HAS BEEN ACCEPTED BY THE APPLICANT**** | Joe Fabbiano
EP-2022-05121 | 2022-06-16 | 20 E 26TH AVENUE, Vancouver, BC V5V 2G7 | Electrical Permit | Residential | New | Completed | Installation / Repair - Residential - New house electrical >BP: To construct a 2 storey + basement one-family ($468,500.00) with an attached garage providing 2 parking spaces, having vehicular access from the street. 1. No Strata Titling permitted 2. No A/C Unit proposed 3. A/C proposed – Exterior component located in Second floor, Interior component located in South 4. Schedule B: (Scott Ash-Anderson) P.Eng (604.228.0518) Structural 5. Schedule B: (P.K.L Fong) P.Eng (604.837.3205) Geotechnical 6. HPO: Residential Builder- ARIX DEVELOPMENTS INC. Note: This is a 2 storey building pursuant to the Zoning and Development By-Law Address Information: Principle Dwelling: 20 E 26 Ave **THIS PERMIT HAS BEEN ISSUED UNDER THE REQUIREMENTS OF VBBL #12511 (2019) ** ****ALL PROJECT COORDINATOR NOTES HAS BEEN ACCEPTED BY THE APPLICANT**** | Cam K Electrical Services Ltd
EP-2022-03135 | 2022-04-19 | 20 E 26TH AVENUE, Vancouver, BC V5V 2G7 | Electrical Permit | Residential | New | Expired | Temporary Power - Residential - To provide temporary power. | Cam K Electrical Services Ltd
PP-2022-01234 | 2022-04-11 | 20 E 26TH AVENUE, Vancouver, BC V5V 2G7 | Plumbing Permit | Residential | New | Completed | Residential - 1FD - install new storm sump To construct a 2 storey + basement one-family with an attached garage providing 2 parking spaces, having vehicular access from the street. 1. No Strata Titling permitted 2. No A/C Unit proposed 3. A/C proposed – Exterior component located in Second floor, Interior component located in South | Ajac Construction & Excavation Inc
GP-2023-04210 | 2023-12-28 | 65 E 26TH AVENUE, Vancouver, BC V5V 2G6 | Gas Permit | Residential | Tenant Improvement | Issued | Residential - replace boiler | Coleman Heating Inc
GP-2023-01344 | 2023-04-25 | 2997 E 27TH AVENUE, Vancouver, BC V5R 1N9 | Gas Permit | Residential | Renovation | Completed | Residential - Installation of combi boiler | ROMA Heating Ltd
NULL | NULL | 2997 E 27TH AVENUE, Vancouver, BC V5R 1N9 | Gas Permit | Residential | Renovation | Withdrawn | Residential - Installation of combi boiler | ROMA Heating Ltd
EP-2023-03689 | 2023-04-28 | 3005 E 27TH AVENUE, Vancouver, BC V5R 1P1 | Electrical Permit | Residential | Addition | Completed | Installation / Repair - Residential - Remove service from main house to laneway house, service stays same at 100 amp. | O J ELECTRIC LTD
EP-2023-04512 | 2023-05-31 | 3028 E 27TH AVENUE, Vancouver, BC V5R 1P2 | Electrical Permit | Residential | Addition | Completed | Installation / Repair - Residential - a new addition to the home (2 bedrooms) light and plug change (CF-2022-009331) >BP: Exterior and interior alterations to convert the crawl space into living space (approx. 248.25sf) in the basement in this existing One Family Dwelling on this site. Letter of assurance submitted by: Xue Li Chen, P.Eng, Structural, Geotechnical Schedule B. SIPS Note to applicant: The services of a structural engineer may be required, based upon site inspection by the District Building Inspector. A Sprinkler permit may be required, as determined by the District Building Inspector. Energy checklist is currently no longer required with your Building Permit (BP) application. Some supporting documents are still required at BP stage, specifically Envelope and HVAC, if applicable. Service Water Heating and Lighting supporting documents, if applicable, must be submitted with your related Trades permits (e.g. electrical and plumbing | Mid-Knight Electrical Ltd
PP-2023-01855 | 2023-05-26 | 3028 E 27TH AVENUE, Vancouver, BC V5R 1P2 | Plumbing Permit | Residential | Renovation | Completed | Residential - Remoive old fixtures and install new fixtures >BP: Exterior and interior alterations to convert the crawl space into living space (approx. 248.25sf) in the basement in this existing One Family Dwelling on this site. | RAHELU PLUMBING & HEATING LTD.
GP-2023-00287 | 2023-01-24 | 3037 E 27TH AVENUE, Vancouver, BC V5R 1P1 | Gas Permit | Residential | Renovation - Dwelling Unit(s) only | Completed | Residential - RE & RE HOT WATER TANK | 484081 BC LTD
EP-2023-03745 | 2023-05-01 | 3041 E 27TH AVENUE, Vancouver, BC V5R 1P1 | Electrical Permit | Residential | New | Issued | Temporary Power - Residential - To provide temporary power. | POWER STAR ELECTRICAL LTD
PP-2023-02531 | 2023-07-27 | 3041 E 27TH AVENUE, Vancouver, BC V5R 1P1 | Plumbing Permit | Residential | New | Issued | Residential - 1FD+SS - #1 & #2 - Plumbing and heating >DB: To construct a 2 storey one-family dwelling with a secondary suite located in the Basement with a detached accessory building (garage), at the rear providing 2 parking spaces, having vehicular access from the lane. The entire building, INCLUDING THE ATTACHED GARAGE (if applicable), to be sprinklered to NFPA 13D. Note: This is a 2 storey building pursuant to the Zoning and Development By-Law 1- Covenant registered at the Land Title Office under CB317235 2- No strata titling permitted 3- A/C unit proposed in the rear 4- No 8’ bar sink proposed ***This permit is issued under the VBBL 2019, with updated energy requirements as per bylaw # 12997 effective Jan 01, 2022.*** July 21/2023-AMEND IMBL and plumbing tq updated | Goldstone Mechanical Ltd
NULL | NULL | 3041 E 27TH AVENUE, Vancouver, BC V5R 1P1 | Plumbing Permit | Residential | New | Draft | Residential - Plumbing and heating | NULL
PP-2023-02293 | 2023-06-28 | 3041 E 27TH AVENUE, Vancouver, BC V5R 1P1 | Plumbing Permit | Residential | New | Issued | Residential - Sump and sanitary connections for new home NOTE: Engineering Assurance letter will be submitted to the Plumbing Inspector on the site. Letter shall conform to the requirements of Vancouver Bulletin 2000-008-EL/PL. | Canstar Excavating & Landscaping Ltd
NULL | NULL | 3041 E 27TH AVENUE, Vancouver, BC V5R 1P1 | Plumbing Permit | Residential | New | Draft | Residential - New plumbing | NULL
MP-2023-01402 | 2023-08-01 | 3041 E 27TH AVENUE, Vancouver, BC V5R 1P1 | Mechanical Permit | NULL | NULL | Issued | NULL | Goldstone Mechanical Ltd
NULL | NULL | 3041 E 27TH AVENUE, Vancouver, BC V5R 1P1 | Mechanical Permit | NULL | NULL | Draft | NULL | NULL
MP-2023-02288 | 2023-12-28 | 3041 E 27TH AVENUE, Vancouver, BC V5R 1P1 | Mechanical Permit | NULL | NULL | Issued | NULL | Omni Gas Ltd
GP-2023-02639 | 2023-09-11 | 3041 E 27TH AVENUE, Vancouver, BC V5R 1P1 | Gas Permit | Residential | New | Issued | Residential - 1 Range & 1 BBQ Piping only for one Range and one BBQ >BP: To construct a 2 storey one-family dwelling with a secondary suite located in the Basement ($561,000) with a detached accessory building (garage), at the rear providing 2 parking spaces, having vehicular access from the lane. | Ultra Mechanical Ltd
SP-2023-01630 | 2023-09-07 | 3041 E 27TH AVENUE, Vancouver, BC V5R 1P1 | Sprinkler Permit | Residential | New | Issued | Residential - new sprinkler system >BP: 1 FD + SS To construct a 2 storey one-family dwelling with a secondary suite located in the Basement with a detached accessory building (garage), at the rear providing 2 parking spaces, having vehicular access from the lane. The entire building, INCLUDING THE ATTACHED GARAGE (if applicable), to be sprinklered to NFPA 13D. Note: This is a 2 storey building pursuant to the Zoning and Development By-Law 1- Covenant registered at the Land Title Office under CB317235 2- No strata titling permitted 3- A/C unit proposed in the rear 4- No 8’ bar sink proposed 5- Structural schedule B: (K.J. Ma) P.Eng (604.599.8890) 6- Geotechnical schedule B: (K.J. Ma) P.Eng (604.599.8890) 7- HPO: Richtown Construction Ltd. | Haven Fire Protection Ltd
EP-2023-08052 | 2023-10-03 | 3041 E 27TH AVENUE, Vancouver, BC V5R 1P1 | Electrical Permit | Residential | New | Issued | Installation / Repair - Residential - ¦ 1FD- 200A ¦ new single family house rough wiring and finishing *An approved mechanical permit is required for the installation of air conditioning or heat pump unit at the time of installation before an electrical inspection will be performed >BP: To construct a 2 storey one-family dwelling with a secondary suite located in the Basement ($561,000) with a detached accessory building (garage), at the rear providing 2 parking spaces, having vehicular access from the lane. The entire building, INCLUDING THE ATTACHED GARAGE (if applicable), to be sprinklered to NFPA 13D. Note: This is a 2 storey building pursuant to the Zoning and Development By-Law 1- Covenant registered at the Land Title Office under CB317235 2- No strata titling permitted 3- A/C unit proposed in the rear 4- No 8’ bar sink proposed 5- Structural schedule B: (K.J. Ma) P.Eng (604.599.8890) 6- Geotechnical schedule B: (K.J. Ma) P.Eng (604.599.8890) 7- HPO: Richtown Construction Ltd. "Combustible projections or roof soffits on an exposing building face shall not project to less than .45m from the property line and shall be in compliance with VBBL 2014 9.10.15.5.(9) ***This permit is issued under the VBBL 2019, with updated energy requirements as per bylaw # 12997 effective Jan 01, 2022.*** | POWER STAR ELECTRICAL LTD
EP-2023-07222 | 2023-08-17 | 3571 E 28TH AVENUE, Vancouver, BC V5R 1T4 | Electrical Permit | Residential | New | Issued | Installation / Repair - Residential - Electrical wiring for duplex house, install 2x200amp separate meter overhead service. >BP: To construct a two-storey two-family dwelling ($647,750.00) with a basement, with an attached garage providing 2 parking spaces, having street access. Note: This is a 2 storey building pursuant to the Zoning and Development By-Law 1. HEAT PUMP units proposed in the rear yard 2. Bar sinks proposed in the basement 3. Schedule B: ZhanChao Zhao (604) 526-1305 Structural & Geotechnical 4. HPO: Residential Builder – Comfort Development Ltd # 20387 5. Entire Building to have NFPA 13-D ****ALL PROJECT COORDINATOR NOTES HAS BEEN ACCEPTED BY THE APPLICANT**** ***This permit is issued under the VBBL 2019, with updated energy requirements as per bylaw # 12997 effective Jan 01, 2022.*** | Altech Electric Ltd
PP-2023-03699 | 2023-10-20 | 3571 E 28TH AVENUE, Vancouver, BC V5R 1T4 | Plumbing Permit | Residential | New | Issued | Residential - This is a new duplex house with 34 fixtures >BP: To construct a two-storey two-family dwelling with a basement, with an attached garage providing 2 parking spaces, having street access. Note: This is a 2 storey building pursuant to the Zoning and Development By-Law 1. HEAT PUMP units proposed in the rear yard 2. Bar sinks proposed in the basement 3. Schedule B: ZhanChao Zhao (604) 526-1305 Structural & Geotechnical 4. HPO: Residential Builder – Comfort Development Ltd # 20387 5. Entire Building to have NFPA 13-D | AKAL Plumbing & Heating Ltd
PP-2023-02503 | 2023-07-13 | 3571 E 28TH AVENUE, Vancouver, BC V5R 1T4 | Plumbing Permit | Residential | New | Issued | Residential - 2FD - Two Sump No Pump | Canadian Excavating Ltd
EP-2023-06489 | 2023-07-17 | 3571 E 28TH AVENUE, Vancouver, BC V5R 1T4 | Electrical Permit | Residential | New | Issued | Temporary Power - Residential - To provide temporary power. | Altech Electric Ltd
GP-2022-00490 | 2022-02-16 | 3586 E 28TH AVENUE, Vancouver, BC V5R 1T5 | Gas Permit | Residential | New | Completed | Residential - Installing a new furnace @ 40,000 BTU | Pro Ace Heating & Air Conditioning Services Ltd
GP-2023-00131 | 2023-01-12 | 3123 E 28TH AVENUE, Vancouver, BC V5R 1S8 | Gas Permit | Residential | Renovation | Completed | Residential - Replace water heater system on ground floor. | Canadian Care Heating & Cooling Ltd
GP-2023-03131 | 2023-10-19 | 3140 E 28TH AVENUE, Vancouver, BC V5R 1S7 | Gas Permit | Residential | Renovation | Completed | Residential - HWT RE&RE | Ferenc Nagy
GP-2023-02922 | 2023-10-04 | 3140 E 28TH AVENUE, Vancouver, BC V5R 1S7 | Gas Permit | Residential | Renovation | Completed | Residential - Install Furnace | ROMA Heating Ltd
GP-2022-00253 | 2022-01-27 | 1121 E 33RD AVENUE, Vancouver, BC V5V 3B1 | Gas Permit | Residential | Renovation | Completed | Residential - HWT re&re | Ferenc Nagy
GP-2022-01083 | 2022-04-06 | 1866 E 36TH AVENUE, Vancouver, BC V5P 1C8 | Gas Permit | Residential | Addition | Completed | Residential - re and re gas range | Christopher Sterling
EP-2023-10964 | 2023-12-07 | 1905 E 36TH AVENUE, Vancouver, BC V5P 1C7 | Electrical Permit | Residential | New | Issued | Temporary Power - Residential - To provide temporary power. NOTE: Work authorized by this permit is for placement of a temporary power pole only and does not authorize any site construction and/or excavation. A separate Building Permit will be required prior to commencement of any other work on this site. | Moon Star Electrical Ltd
MP-2023-02063 | 2023-11-22 | 1322 E 34TH AVENUE, Vancouver, BC V5W 1A4 | Mechanical Permit | NULL | NULL | Issued | NULL | Rain Coast Plumbing & Heating Ltd
EP-2024-00207 | 2024-01-22 | 1322 E 34TH AVENUE, Vancouver, BC V5W 1A4 | Electrical Permit | Residential | New | Issued | Installation / Repair - Residential - ¦ 1FD + 1SS: 125A ¦ New House wiring with existing LWH. Existing 200A Duplex Meter at LWH. New cable to run from meter to house. 125A exist service to LWH. *An approved mechanical permit is required for the installation of air conditioning or heat pump unit before a final electrical inspection will be performed To construct a 2 storey single detached house with a secondary suite located in the Basement with an open parking pad, providing 1 parking space, having vehicular access from the 20' Lane. 1. Covenant registered at the Land Title Office under CB516527 2. No external mechanical unit proposed 3. Schedule B: (X.L. Chen) P.Eng (778.235.5447) Architectural, Structural & Geotechnical 4. HPO: Residential Builder - Empire West Construction Ltd. | L.H. ELECTRIC LTD
PP-2023-04012 | 2023-11-15 | 1322 E 34TH AVENUE, Vancouver, BC V5W 1A4 | Plumbing Permit | Residential | New | Issued | Residential - Plumbing permit for new house >BP: To construct a 2 storey single detached house with a secondary suite located in the Basement with an open parking pad, providing 1 parking space, having vehicular access from the 20' Lane. 1. Covenant registered at the Land Title Office under CB516527 2. No external mechanical unit proposed 3. Schedule B: (X.L. Chen) P.Eng (778.235.5447) Architectural, Structural & Geotechnical 4. HPO: Residential Builder - Empire West Construction Ltd. | Rain Coast Plumbing & Heating Ltd
SP-2023-01591 | 2023-08-31 | 1322 E 34TH AVENUE, Vancouver, BC V5W 1A4 | Sprinkler Permit | Residential | New | Issued | Residential - 1FD+SS - #1 & #2 - Install new Sprinkler System in new Single Family Home >DB: To construct a 2 storey single detached house with a secondary suite located in the Basement with an open parking pad, providing 1 parking space, having vehicular access from the 20' Lane. 1. Covenant registered at the Land Title Office under CB516527 2. No external mechanical unit proposed Note: The entire building, INCLUDING THE ATTACHED GARAGE (if applicable), to be sprinklered to NFPA 13D Note: This is a 2 storey building pursuant to the Zoning and Development By-Law ***This permit is issued under the VBBL 2019, with updated energy requirements as per bylaw # 12997 effective Jan 01, 2022.*** | Viking Fire Protection Inc
PP-2023-02265 | 2023-06-26 | 1322 E 34TH AVENUE, Vancouver, BC V5W 1A4 | Plumbing Permit | Residential | New | Issued | Residential - 1FD - installation of sump | J B Siteworks Inc
MP-2023-01154 | 2023-06-22 | 1328 E 34TH AVENUE, Vancouver, BC V5W 1A4 | Mechanical Permit | NULL | NULL | Issued | NULL | AKAL Plumbing & Heating Ltd
EP-2023-04566 | 2023-06-01 | 1328 E 34TH AVENUE, Vancouver, BC V5W 1A4 | Electrical Permit | Residential | Renovation | Completed | Installation / Repair - Residential - Relocate service to laneway house | L.H. ELECTRIC LTD
GP-2024-00194 | 2024-01-24 | 1350 E 34TH AVENUE, Vancouver, BC V5W 1A4 | Gas Permit | Residential | Renovation | Completed | Residential - RE&RE hot water tank | Milani Plumbing Heating & Air Conditioning Ltd
GP-2023-01197 | 2023-04-12 | 1395 E 34TH AVENUE, Vancouver, BC V5W 1A5 | Gas Permit | Residential | Renovation | Completed | Residential - 1 Water tank 1 Furnace >BP: To alter the exterior and interior of this existing one-family dwelling building to repair fire damage. | Koolmax Heating and Cooling Ltd
PP-2023-00345 | 2023-02-07 | 1395 E 34TH AVENUE, Vancouver, BC V5W 1A5 | Plumbing Permit | Residential | Renovation | Completed | Residential - Above slap plumbing, Installing new tub and showers + water line >BP: To alter the exterior and interior of this existing one-family dwelling building to repair fire damage. Sch B (Struct): Grant Andersen, P.Eng, 604-946-0253, RKTG Associates Ltd. REUP upgrade (5pt required and proposed): Minor air sealing: Target 10% ACH improvement (1pt) Attic insulation: If <R12 increase to R29, if >R12 increase to R40 (1pt) Appliance fuel-switch: Replace with electric models, or decommission a fuel-based appliance (1pt) Doors: Replace two exterior doors, at least one achieving a USI < 1.44 W/m2K product (1pt) Ventilation and controls: All bathrooms require exhaust fans on timers or humidistats & install smart home thermostat (1pt) | Wiseman Mechanicals Inc
EP-2023-02047 | 2023-03-09 | 1395 E 34TH AVENUE, Vancouver, BC V5W 1A5 | Electrical Permit | Residential | New | Completed | Installation / Repair - Residential - security,chime,tel,tv,data wiring and completion >BP: To alter the exterior and interior of this existing one-family dwelling building to repair fire damage. | Repel Security Systems Ltd
EP-2023-01609 | 2023-02-27 | 1395 E 34TH AVENUE, Vancouver, BC V5W 1A5 | Electrical Permit | Residential | Renovation | Completed | Installation / Repair - Residential - House was on fire in 2022 and all the wiring of the house is changed with new also service upgrade from 100 amp to 200 amp. >BP: To alter the exterior and interior of this existing one-family dwelling building to repair fire damage. Sch B (Struct): Grant Andersen, P.Eng, 604-946-0253, RKTG Associates Ltd. REUP upgrade (5pt required and proposed): Minor air sealing: Target 10% ACH improvement (1pt) Attic insulation: If <R12 increase to R29, if >R12 increase to R40 (1pt) Appliance fuel-switch: Replace with electric models, or decommission a fuel-based appliance (1pt) Doors: Replace two exterior doors, at least one achieving a USI < 1.44 W/m2K product (1pt) Ventilation and controls: All bathrooms require exhaust fans on timers or humidistats & install smart home thermostat (1pt) >>>>>>>>>>> Amend: March 27th -Hello their we are upgrading house service from 100 amp to 125 amp. mistakenly i enter 200 amp. All the work for service is done according 125 amp. please change the service 200 amp to 125 amp. | Power Can Electrical Corp
EP-2023-00274 | 2023-01-18 | 1395 E 34TH AVENUE, Vancouver, BC V5W 1A5 | Electrical Permit | Residential | Renovation | Expired | Temporary Power - Residential - To provide temporary power. Renewal of EP-2021-09152 Valid: Dec 9, 2022 to Dec 8, 2023 | Lux Electric Group Ltd
GP-2022-02219 | 2022-07-28 | 1527 E 34TH AVENUE, Vancouver, BC V5P 1A2 | Gas Permit | Residential | New | Completed | Residential - 1FD+SS - #1 & #2 - Gas fireplace & bbq piping only To construct a 2 storey one-family dwelling with a secondary suite located in the Basement/Cellar with an open parking pad, providing 1 parking space, having vehicular access from the 20' Lane. Note: Parking for the site has been provided under DB-2021-02983 (Laneway House) Note: This is a 2 storey building pursuant to the Zoning and Development By-Law 1- Covenant registered at the Land Title Office under CA9129038 2- No strata titling permitted 3- No Bar sink proposed 4- A/C proposed – Exterior component located in Rear, Interior component located in Second Floor. | Lally Plumbing & Heating Ltd
GP-2022-01851 | 2022-06-20 | 1527 E 34TH AVENUE, Vancouver, BC V5P 1A2 | Gas Permit | Residential | New | Completed | Residential - fireplace venting & gas hookup >To construct a 2 storey one-family dwelling with a secondary suite located in the Basement/Cellar ($641,000) with an open parking pad, providing 1 parking space, having vehicular access from the 20' Lane. Note: Parking for the site has been provided under DB-2021-02983 (Laneway House) Note: This is a 2 storey building pursuant to the Zoning and Development By-Law 1- Covenant registered at the Land Title Office under CA9129038 2- No strata titling permitted 3- No Bar sink proposed 4- A/C proposed – Exterior component located in Rear, Interior component located in Second Floor. 5- Schedule B: K.J. Ma P.Eng (604.599.8890) Structural & Geotechnical 4- HPO: Residential Builder - Unique Empire Homes Address Note: Principle Dwelling: #1-1527 E 34th Av Secondary Suite: #2-1527 E 34th Av Laneway home:#3-1527 E 34th Av Addresses have been assigned per the approved plans, access to the secondary suite is from the north side. This access must be provided & maintained at all times and the building addresses posted to be visible from the street in accordance with the Building By-law. ******THIS PERMIT HAS BEEN ISSUED UNDER THE REQUIREMENTS OF VBBL #12511 (2019)****** | EVERSHINE FIREPLACES LTD
SP-2022-00994 | 2022-06-23 | 1527 E 34TH AVENUE, Vancouver, BC V5P 1A2 | Sprinkler Permit | Residential | New | Completed | Residential - Install Sprinkler heads To construct a 2 storey one-family dwelling with a secondary suite located in the Basement/Cellar with an open parking pad, providing 1 parking space, having vehicular access from the 20' Lane. Note: This is a 2 storey building pursuant to the Zoning and Development By-Law 1- Covenant registered at the Land Title Office under CA9129038 2- No strata titling permitted 3- No Bar sink proposed 4- A/C proposed – Exterior component located in Rear, Interior component located in Second Floor. 5- Schedule B: K.J. Ma P.Eng (604.599.8890) Structural & Geotechnical 4- HPO: Residential Builder - Unique Empire Homes | RAHELU PLUMBING & HEATING LTD.
EP-2022-00294 | 2022-01-17 | 1527 E 34TH AVENUE, Vancouver, BC V5P 1A2 | Electrical Permit | Residential | New | Expired | Temporary Power - Residential - To provide temporary power. | Powerful Electric Ltd
PP-2022-01016 | 2022-03-25 | 1527 E 34TH AVENUE, Vancouver, BC V5P 1A2 | Plumbing Permit | Residential | Addition | Completed | Residential - 1FD+SS - #1 & #2 - ONE 36INCH SUMP WITH PUMP AND ONE 30INCH SUMP WITHOUT PUMP To construct a 2 storey one-family dwelling with a secondary suite located in the Basement/Cellar with an open parking pad, providing 1 parking space, having vehicular access from the 20' Lane. Note: Parking for the site has been provided under DB-2021-02983 (Laneway House) Note: This is a 2 storey building pursuant to the Zoning and Development By-Law 1- Covenant registered at the Land Title Office under CA9129038 2- No strata titling permitted 3- No Bar sink proposed 4- A/C proposed – Exterior component located in Rear, Interior component located in Second Floor. | Sim Sab Drain Tile Company Ltd
PP-2022-01092 | 2022-03-31 | 1527 E 34TH AVENUE, Vancouver, BC V5P 1A2 | Plumbing Permit | Residential | New | Cancelled | Residential - 1FD+SS- #1 & #2 - New house plumbing . To construct a 2 storey one-family dwelling with a secondary suite located in the Basement/Cellar with an open parking pad, providing 1 parking space, having vehicular access from the 20' Lane. Note: Parking for the site has been provided under DB-2021-02983 (Laneway House) Note: This is a 2 storey building pursuant to the Zoning and Development By-Law 1- Covenant registered at the Land Title Office under CA9129038 2- No strata titling permitted 3- No Bar sink proposed 4- A/C proposed – Exterior component located in Rear, Interior component located in Second Floor. | PBW Development Ltd
EP-2022-02888 | 2022-04-11 | 1527 E 34TH AVENUE, Vancouver, BC V5P 1A2 | Electrical Permit | Residential | New | Completed | Installation / Repair - Residential - alarm,cable,phone,data,intercom + Camera >BP: To construct a 2 storey one-family dwelling with a secondary suite located in the Basement/Cellar ($641,000) with an open parking pad, providing 1 parking space, having vehicular access from the 20' Lane. Note: Parking for the site has been provided under DB-2021-02983 (Laneway House) Note: This is a 2 storey building pursuant to the Zoning and Development By-Law 1- Covenant registered at the Land Title Office under CA9129038 2- No strata titling permitted 3- No Bar sink proposed 4- A/C proposed – Exterior component located in Rear, Interior component located in Second Floor. 5- Schedule B: K.J. Ma P.Eng (604.599.8890) Structural & Geotechnical 4- HPO: Residential Builder - Richtown Construction Ltd. Address Note: Principle Dwelling: #1-1527 E 34th Av Secondary Suite: #2-1527 E 34th Av Laneway home:#3-1527 E 34th Av Addresses have been assigned per the approved plans, access to the secondary suite is from the north side. This access must be provided & maintained at all times and the building addresses posted to be visible from the street in accordance with the Building By-law. ******THIS PERMIT HAS BEEN ISSUED UNDER THE REQUIREMENTS OF VBBL #12511 (2019)****** | Supertech Systems Ltd
EP-2022-04804 | 2022-06-08 | 1527 E 34TH AVENUE, Vancouver, BC V5P 1A2 | Electrical Permit | Residential | New | Completed | Installation / Repair - Residential - 1FD+SS - #1 & #2 - General rough wiring for main house and legal suite. Main service will be 200 amps To construct a 2 storey one-family dwelling with a secondary suite located in the Basement/Cellar with an open parking pad, providing 1 parking space, having vehicular access from the 20' Lane. Note: Parking for the site has been provided under DB-2021-02983 (Laneway House) Note: This is a 2 storey building pursuant to the Zoning and Development By-Law 1- Covenant registered at the Land Title Office under CA9129038 2- No strata titling permitted 3- No Bar sink proposed 4- A/C proposed – Exterior component located in Rear, Interior component located in Second Floor. | Bindi Electrical Services Ltd
EP-2023-08529 | 2023-09-21 | 2280 E 35TH AVENUE, Vancouver, BC V5P 1C2 | Electrical Permit | Residential | New | Completed | Installation / Repair - Residential - Changing the 100A service to 200A service, Service Upgrade. | SM Electric Ltd
GP-2023-02419 | 2023-08-17 | 3336 E 26TH AVENUE, Vancouver, BC V5R 1L9 | Gas Permit | Residential | Renovation | Completed | Residential - Re & Re Hot Water Tank | Milani Plumbing Heating & Air Conditioning Ltd
GP-2023-03684 | 2023-11-22 | 3336 E 26TH AVENUE, Vancouver, BC V5R 1L9 | Gas Permit | Residential | Renovation | Cancelled | Residential - RE&RE hot water tank | Milani Plumbing Heating & Air Conditioning Ltd
GP-2023-00351 | 2023-01-30 | 3391 E 26TH AVENUE, Vancouver, BC V5R 1M1 | Gas Permit | Residential | Renovation | Completed | Residential - Re&re Furnace | Milani Plumbing Heating & Air Conditioning Ltd
GP-2023-04053 | 2023-12-15 | 2962 E 27TH AVENUE, Vancouver, BC V5R 1N8 | Gas Permit | Residential | Renovation - Dwelling Unit(s) only | Completed | Residential - TANKLESS REPLACEMENT | CoStar Home Energy Ltd
EP-2022-05698 | 2022-08-05 | 2966 E 27TH AVENUE, Vancouver, BC V5R 1N8 | Electrical Permit | Residential | Renovation - Dwelling Unit(s) only | Completed | Installation / Repair - Residential - Inspect all new wirings and connections done at 2966 E27th Ave, and make sure it is to Code. >Electrical work was done without Permit. So we are going to check all new wirings are in Code compliance. Service upgrade was done recently by others to accommodate Air Conditioning -The Service has already been Upgraded to 200A by others. | Roussos Electric Ltd
MP-2022-00079 | 2022-08-11 | 2966 E 27TH AVENUE, Vancouver, BC V5R 1N8 | Mechanical Permit | NULL | NULL | Completed | NULL | Moore And Russell Heating And Air Conditioning Ltd
GP-2022-03454 | 2022-11-04 | 2966 E 27TH AVENUE, Vancouver, BC V5R 1N8 | Gas Permit | Residential | New | Completed | Residential - Replace a 50 gallon Gas hot water tank | Advantech Mechanical Ltd
EP-2022-04747 | 2022-06-09 | 2966 E 27TH AVENUE, Vancouver, BC V5R 1N8 | Electrical Permit | Residential | Tenant Improvement | Completed | Installation / Repair - Residential - Service upgrade from 100 - 200 amps. >>>Amend: Oct. 7th Please see the attached Load calc and the site plan. >>>Amend: Oct 11th -Please amend the application for install of AC. The load calc and the site plan are already submitted yesterday. | Moore And Russell Heating And Air Conditioning Ltd
GP-2022-04138 | 2023-01-12 | 3202 E 28TH AVENUE, Vancouver, BC V5R 1S9 | Gas Permit | Residential | Renovation | Completed | Residential - Furnace Installation | Pro Ace Heating & Air Conditioning Services Ltd
MP-2022-00355 | 2022-10-05 | 3262 E 28TH AVENUE, Vancouver, BC V5R 1S9 | Mechanical Permit | NULL | NULL | Completed | NULL | Central Commercial & Residential Services
EP-2022-08301 | 2022-10-19 | 3262 E 28TH AVENUE, Vancouver, BC V5R 1S9 | Electrical Permit | Residential | Renovation | Completed | Installation / Repair - Residential - Feeding heat pump and installing a new disconnect switch for the heat pump.. | H & H Brothers Electric Ltd
EP-2023-02010 | 2023-03-09 | 3283 E 28TH AVENUE, Vancouver, BC V5R 1T1 | Electrical Permit | Residential | Renovation | Completed | Installation / Repair - Residential - Repairs to electrical in kitchen as required after minor smoke damage. - No lighting work, no fire alarm work - No structural work being performed | Wespac Electrical Contractor Ltd
EP-2022-03058 | 2022-05-04 | 3345 E 28TH AVENUE, Vancouver, BC V5R 1T2 | Electrical Permit | Residential | Renovation - Dwelling Unit(s) only | Completed | Installation / Repair - Residential - provide and install breaker, cabling and disconnect for AC unit installed by others. | TLX Electric Inc
GP-2022-01052 | 2022-04-05 | 3362 E 28TH AVENUE, Vancouver, BC V5R 1T3 | Gas Permit | Residential | New | Completed | Residential - Gas 2FD To construct a 2-storey two-family dwelling with a detached accessory building (garage) at the rear providing 2 parking spaces, having vehicular access from the lane. The entire building to be sprinklered to 2 x NFPA 13D. NOTE: To achieve the required FSR a floor space exclusion of 2% has been applied to this application as per section 10.11.1 of the district schedule, to accommodate improved building performance. 1. A/C units proposed located at rear yard and Second Floor. 2. No Bar sink 3. Schedule B: Jason Hui P.Eng (778-319-3403) Structural & Geotechnical 4. BC Housing: Reshmail S Sidhu | Lally Plumbing & Heating Ltd
SP-2022-00360 | 2022-04-11 | 3362 E 28TH AVENUE, Vancouver, BC V5R 1T3 | Sprinkler Permit | Residential | New | Completed | Residential - -New Sprinkler for new Duplex To construct a 2-storey two-family dwelling with a detached accessory building (garage) at the rear providing 2 parking spaces, having vehicular access from the lane. The entire building to be sprinklered to 2 x NFPA 13D. NOTE: To achieve the required FSR a floor space exclusion of 2% has been applied to this application as per section 10.11.1 of the district schedule, to accommodate improved building performance. 1. A/C units proposed located at rear yard and Second Floor. 2. No Bar sink 3. Schedule B: Jason Hui P.Eng (778-319-3403) Structural & Geotechnical 4. BC Housing: Reshmail S Sidhu ******THIS PERMIT HAS BEEN ISSUED UNDER THE REQUIREMENTS OF VBBL 2019****** AMEND: OCT 4/2022 Schedule B form UPLOADED AMEND: OCT 5/2022 SPRINKLER FLOW VERIFICATION UPLOADED | RAHELU PLUMBING & HEATING LTD.
EP-2022-02327 | 2022-03-23 | 3362 E 28TH AVENUE, Vancouver, BC V5R 1T3 | Electrical Permit | Residential | New | Completed | Installation / Repair - Residential - tv,telephone,alarm prewire and complete >BP: To construct a 2-storey two-family dwelling ($617,225.00) with a detached accessory building (garage) at the rear providing 2 parking spaces, having vehicular access from the lane. The entire building to be sprinklered to 2 x NFPA 13D. NOTE: To achieve the required FSR a floor space exclusion of 2% has been applied to this application as per section 10.11.1 of the district schedule, to accommodate improved building performance. 1. A/C units proposed located at rear yard and Second Floor. 2. No Bar sink 3. Schedule B: Jason Hui P.Eng (778-319-3403) Structural & Geotechnical 4. BC Housing: Reshmail S Sidhu Note: This is a 2 storey building pursuant to the Zoning and Development By-Law "Combustible projections or roof soffits on an exposing building face shall not project to less than .45m from the property line and shall be in compliance with VBBL 2019 9.10.15.5.(9)" Any alterations or conversions to the attached garage (if applicable) to habitable living space shall not be permitted without first obtaining the approval of the Director of Planning and the Chief Building Official. Thermal protection measures and Laneway house design guidelines shall be required to be met prior to the approval of the conversion. ******THIS PERMIT HAS BEEN ISSUED UNDER THE REQUIREMENTS OF VBBL 2019****** | Tvisha Technologies Ltd
PP-2022-00688 | 2022-03-01 | 3362 E 28TH AVENUE, Vancouver, BC V5R 1T3 | Plumbing Permit | Residential | New | Completed | Residential - 2FD - FRONT UNIT - 3362 E 28TH AV BACK UNIT - 3364 E 28TH AV Plumbing To construct a 2-storey two-family dwelling with a detached accessory building (garage) at the rear providing 2 parking spaces, having vehicular access from the lane. The entire building to be sprinklered to 2 x NFPA 13D. NOTE: To achieve the required FSR a floor space exclusion of 2% has been applied to this application as per section 10.11.1 of the district schedule, to accommodate improved building performance. 1. A/C units proposed located at rear yard and Second Floor. 2. No Bar sink | Lally Plumbing & Heating Ltd
PP-2022-00429 | 2022-02-09 | 3362 E 28TH AVENUE, Vancouver, BC V5R 1T3 | Plumbing Permit | Residential | New | Completed | Residential - Sump without pump 2FD - FRONT - 3362 E 28TH AV BACK - 3364 E 28TH AV To construct a 2-storey two-family dwelling with a detached accessory building (garage) at the rear providing 2 parking spaces, having vehicular access from the lane. The entire building to be sprinklered to 2 x NFPA 13D. 1. A/C units proposed located at rear yard and Second Floor. 2. No Bar sink | Bhullar Excavating and Demolition
EP-2022-02532 | 2022-04-06 | 3362 E 28TH AVENUE, Vancouver, BC V5R 1T3 | Electrical Permit | Residential | New | Completed | Installation / Repair - Residential - Rough Wire, Service, and Finishing to be completed. MAIN CONSUMER'S SERVICE = 200A single dwelling 1 service: 125A single dwelling 2 service: 125A >BP: To construct a 2-storey two-family dwelling ($617,225.00) with a detached accessory building (garage) at the rear providing 2 parking spaces, having vehicular access from the lane. The entire building to be sprinklered to 2 x NFPA 13D. NOTE: To achieve the required FSR a floor space exclusion of 2% has been applied to this application as per section 10.11.1 of the district schedule, to accommodate improved building performance. 1. A/C units proposed located at rear yard and Second Floor. 2. No Bar sink 3. Schedule B: Jason Hui P.Eng (778-319-3403) Structural & Geotechnical 4. BC Housing: Reshmail S Sidhu Note: This is a 2 storey building pursuant to the Zoning and Development By-Law "Combustible projections or roof soffits on an exposing building face shall not project to less than .45m from the property line and shall be in compliance with VBBL 2019 9.10.15.5.(9)" Any alterations or conversions to the attached garage (if applicable) to habitable living space shall not be permitted without first obtaining the approval of the Director of Planning and the Chief Building Official. Thermal protection measures and Laneway house design guidelines shall be required to be met prior to the approval of the conversion. ******THIS PERMIT HAS BEEN ISSUED UNDER THE REQUIREMENTS OF VBBL 2019****** | Kooner Electrical Ltd
MP-2022-00439 | 2022-10-20 | 2182 E 32ND AVENUE, Vancouver, BC V5N 3B9 | Mechanical Permit | NULL | NULL | Completed | NULL | One Track Heating & Air Conditioning Inc.
EP-2022-08783 | 2022-10-24 | 2182 E 32ND AVENUE, Vancouver, BC V5N 3B9 | Electrical Permit | Residential | Renovation | Completed | Installation / Repair - Residential - Install heat pump/ac unit to residential dwelling in rear of house. (MP-2022-00439) | ACS ELECTRICAL LTD
EP-2023-05471 | 2023-06-20 | 215 E 33RD AVENUE, Vancouver, BC V5V 2Z7 | Electrical Permit | Commercial | NULL | Issued | Annual / Operating - Maintenance of existing operating electrical equipment. Maintaining electrical in common areas of building including lighting and power. *Permit Amendment Jun 29, 2023 Change KVA from 333 to 576 | Nelcan Electric Ltd
EP-2023-04996 | 2023-06-06 | 287 E 33RD AVENUE, Vancouver, BC V5V 2Z7 | Electrical Permit | Residential | Tenant Improvement | Completed | Installation / Repair - Residential - Service upgrade from 100A to 200A. | VS Electric Ltd
PP-2022-00574 | 2022-02-18 | 1189 E 33RD AVENUE, Vancouver, BC V5V 3B4 | Plumbing Permit | Residential | New | Completed | Residential - 2FD - WEST UNIT - 1189 E 33RD AV EAST UNIT - 1191 E 33RD AV Installing 2 Sumps To construct a 2-storey two-family dwelling with a detached accessory building (garage) at the rear providing 2 parking spaces, having vehicular access from the lane. The entire building to be sprinklered to 2 X NFPA 13D. 1. No A/C units proposed 2. Bar sink located in basement | Hans Demolition and Excavating Ltd.
PP-2022-01961 | 2022-06-08 | 1189 E 33RD AVENUE, Vancouver, BC V5V 3B4 | Plumbing Permit | Residential | New | Completed | Residential - Plumbing of a duplex house >BP: 2FD To construct a 2-storey two-family dwelling ($714,857.00) with a detached accessory building (garage) at the rear providing 2 parking spaces, having vehicular access from the lane. The entire building to be sprinklered to 2 X NFPA 13D. NOTE: To achieve the required FSR a floor space exclusion of 2% has been applied to this application as per section 10.11.1 of the district schedule, to accommodate improved building performance. 1. No A/C units proposed 2. Bar sink located in basement 3. Schedule B: Jason Hui P.Eng (778-319-3403) Structural & Geotechnical 4. BC Housing: Luxmi Enterprises Ltd Note: This is a 2 storey building pursuant to the Zoning and Development By-Law ******THIS PERMIT HAS BEEN ISSUED UNDER THE REQUIREMENTS OF VBBL 2019****** Addressing data: WEST UNIT 1189 E 33rd Av - One Family Dwelling (basement, 1st, & 2nd floor) EAST UNIT 1191 E 33rd Av - One Family Dwelling (basement, 1st, & 2nd floor) | Karan Plumbing & Heating Ltd
EP-2022-06695 | 2022-08-10 | 1189 E 33RD AVENUE, Vancouver, BC V5V 3B4 | Electrical Permit | Residential | New | Completed | Installation / Repair - Residential - 2FD - WEST - 1189 E 33RD AV EAST - 1191 E 33RD AV complete alarm systems network wiring and intercom systems To construct a 2-storey two-family dwelling with a detached accessory building (garage) at the rear providing 2 parking spaces, having vehicular access from the lane. The entire building to be sprinklered to 2 X NFPA 13D. 1. No A/C units proposed 2. Bar sink located in basement | Tutronic Security Sytem Co Ltd
SP-2022-01186 | 2022-07-27 | 1189 E 33RD AVENUE, Vancouver, BC V5V 3B4 | Sprinkler Permit | Residential | New | Completed | Residential - To Install 40 sprinkler heads 2FD To construct a 2-storey two-family dwelling with a detached accessory building (garage) at the rear providing 2 parking spaces, having vehicular access from the lane. NOTE: To achieve the required FSR a floor space exclusion of 2% has been applied to this application as per section 10.11.1 of the district schedule, to accommodate improved building performance. 1. No A/C units proposed 2. Bar sink located in basement 3. Schedule B: Jason Hui P.Eng (778-319-3403) Structural & Geotechnical 4. BC Housing: Luxmi Enterprises Ltd | General Sprinkler Systems Ltd
EP-2022-07517 | 2022-09-22 | 1189 E 33RD AVENUE, Vancouver, BC V5V 3B4 | Electrical Permit | Residential | New | Completed | Installation / Repair - Residential - New electrical wiring. 200 Amps consumer's Service. 125 Amps service each unit. >BP: To construct a 2-storey two-family dwelling ($714,857.00) with a detached accessory building (garage) at the rear providing 2 parking spaces, having vehicular access from the lane. The entire building to be sprinklered to 2 X NFPA 13D. NOTE: To achieve the required FSR a floor space exclusion of 2% has been applied to this application as per section 10.11.1 of the district schedule, to accommodate improved building performance. 1. No A/C units proposed 2. Bar sink located in basement 3. Schedule B: Jason Hui P.Eng (778-319-3403) Structural & Geotechnical 4. BC Housing: Luxmi Enterprises Ltd Note: This is a 2 storey building pursuant to the Zoning and Development By-Law ******THIS PERMIT HAS BEEN ISSUED UNDER THE REQUIREMENTS OF VBBL 2019****** | SAAB ELECTRIC LTD
EP-2022-02526 | 2022-03-29 | 1315 E 33RD AVENUE, Vancouver, BC V5V 3B8 | Electrical Permit | Residential | Renovation | Completed | Installation / Repair - Residential - Upgrade and relocate existing service to 200A duplex meter base 125A - Laneway main switch 100A - Main house switch Upgrade new underground service feeder -Bldg 1 (principal bldg) addressed 1315 E 33rd Ave retained on site. | AMTEK Electric Ltd
EP-2022-06698 | 2022-08-17 | 215 E 36TH AVENUE, Vancouver, BC V5W 1C3 | Electrical Permit | Residential | New | Completed | Installation / Repair - Residential - 2FD+2SS - WEST - 215 E 36TH AV - #1 & #2 EAST - 217 E 36TH AV - #1 & #2 New built duplex house with detach garage. DB: To construct a 2 storey two-family dwelling with 2 secondary suites located in the Basement with a detached accessory building (garage) and 2 open parking at the rear providing a total of 4 parking spaces, having vehicular access from the lane. 1. Covenant registered at the Land Title Office under CA9704565 2. A/C proposed – Exterior component located in Rear yard, Interior component located in second floor closets 3. Bar sink not proposed. | Econ Energy Group Ltd
PP-2022-01367 | 2022-05-06 | 215 E 36TH AVENUE, Vancouver, BC V5W 1C3 | Plumbing Permit | Residential | New | Completed | Residential - Install 2 outside sumps, no pump | Canadian Excavating Ltd
EP-2022-01473 | 2022-03-01 | 215 E 36TH AVENUE, Vancouver, BC V5W 1C3 | Electrical Permit | Residential | New | Expired | Temporary Power - Residential - To provide temporary power. *NOTE: Work authorized by this permit is for placement of a temporary power pole only and does not authorize any site construction and/or excavation. A separate Building Permit will be required prior to commencement of any other work on this site. | Econ Energy Group Ltd
PP-2022-02724 | 2022-08-08 | 215 E 36TH AVENUE, Vancouver, BC V5W 1C3 | Plumbing Permit | Residential | New | Completed | Residential - Plumbing for new Duplex house >BP: To construct a 2 storey two-family dwelling with 2 secondary suites located in the Basement ($848,040.00) with a detached accessory building (garage) and 2 open parking at the rear providing a total of 4 parking spaces, having vehicular access from the lane. 1. Covenant registered at the Land Title Office under CA9704565 2. A/C proposed – Exterior component located in Rear yard, Interior component located in second floor closets 3. Bar sink not proposed. 4. Schedule B: (Jason Hui, P.Eng - 778-319-3403) Structural & Geotechnical 5. HPO: Residential Builder- LYLA CONSTRUCTION INC | Rain Coast Plumbing & Heating Ltd
MP-2022-00198 | 2022-09-08 | 215 E 36TH AVENUE, Vancouver, BC V5W 1C3 | Mechanical Permit | NULL | NULL | Completed | NULL | Rain Coast Plumbing & Heating Ltd
EP-2022-08646 | 2022-10-12 | 215 E 36TH AVENUE, Vancouver, BC V5W 1C3 | Electrical Permit | Residential | New | Completed | Installation / Repair - Residential - low voltage rough-in and completion of security alarm, tel/data/cable >BP: To construct a 2 storey two-family dwelling with 2 secondary suites located in the Basement ($848,040.00) with a detached accessory building (garage) and 2 open parking at the rear providing a total of 4 parking spaces, having vehicular access from the lane. 1. Covenant registered at the Land Title Office under CA9704565 2. A/C proposed – Exterior component located in Rear yard, Interior component located in second floor closets 3. Bar sink not proposed. 4. Schedule B: (Jason Hui, P.Eng - 778-319-3403) Structural & Geotechnical 5. HPO: Residential Builder- LYLA CONSTRUCTION INC Note: This is a 2 storey building pursuant to the Zoning and Development By-Law **THIS PERMIT HAS BEEN ISSUED UNDER THE REQUIREMENTS OF VBBL #12511 (2019)** | Infinitech Security & Integration Inc.
GP-2022-03382 | 2022-11-01 | 215 E 36TH AVENUE, Vancouver, BC V5W 1C3 | Gas Permit | Residential | New | Completed | Residential - To install 2 boiler 2 range 2 BBQ There pipping for 2 BBQ This is duplex house each has 1 boiler 1 range 1 BBQ >To construct a 2 storey two-family dwelling with 2 secondary suites located in the Basement ($848,040.00) with a detached accessory building (garage) and 2 open parking at the rear providing a total of 4 parking spaces, having vehicular access from the lane. 1. Covenant registered at the Land Title Office under CA9704565 2. A/C proposed – Exterior component located in Rear yard, Interior component located in second floor closets 3. Bar sink not proposed. 4. Schedule B: (Jason Hui, P.Eng - 778-319-3403) Structural & Geotechnical 5. HPO: Residential Builder- LYLA CONSTRUCTION INC Note: This is a 2 storey building pursuant to the Zoning and Development By-Law **THIS PERMIT HAS BEEN ISSUED UNDER THE REQUIREMENTS OF VBBL #12511 (2019)** | JOT MECHANICAL LTD
SP-2023-00088 | 2023-01-18 | 215 E 36TH AVENUE, Vancouver, BC V5W 1C3 | Sprinkler Permit | Residential | New | Completed | Residential - Install sprinklers in duplex >BP: To construct a 2 storey two-family dwelling with 2 secondary suites located in the Basement with a detached accessory building (garage) and 2 open parking at the rear providing a total of 4 parking spaces, having vehicular access from the lane. 1. Covenant registered at the Land Title Office under CA9704565 2. A/C proposed – Exterior component located in Rear yard, Interior component located in second floor closets 3. Bar sink not proposed. 4. Schedule B: (Jason Hui, P.Eng - 778-319-3403) Structural & Geotechnical 5. HPO: Residential Builder- LYLA CONSTRUCTION INC | Gold Key Fire Protection Ltd
EP-2023-02052 | 2023-03-09 | 215 E 36TH AVENUE, Vancouver, BC V5W 1C3 | Electrical Permit | Residential | New | Issued | Temporary Power - Residential - To provide temporary power. | Econ Energy Group Ltd
PP-2022-01347 | 2022-05-30 | 250 E 36TH AVENUE, Vancouver, BC V5W 4A1 | Plumbing Permit | Commercial | New | Completed | Commercial - Install Inside Backflow Preventer CROSS CONNECTION LETTER ATTACHED | Urban Plumbing & Heating Ltd
EP-2023-03195 | 2023-04-14 | 265 E 36TH AVENUE, Vancouver, BC V5W 1C4 | Electrical Permit | Residential | Renovation | Completed | Installation / Repair - Residential - Install few receptacles, lights, switches in attached garage, very minor installation. >BP: CF-2020-011408 Exterior/Interior alterations to replace the wood siding with metal siding and to change the use from a one-family dwelling to a one-family dwelling with a secondary suite on this site. Scope of work to include the removal of the enclosure above the existing two-care garage and the aluminum cover over the rear deck. | Felix Kosi
EP-2023-00169 | 2023-01-13 | 265 E 36TH AVENUE, Vancouver, BC V5W 1C4 | Electrical Permit | Residential | Renovation | Completed | Installation / Repair - Residential - 200 Amp Service Upgrade CF-2020-011408 Exterior/Interior alterations to replace the wood siding with metal siding and to change the use from a one-family dwelling to a one-family dwelling with a secondary suite on this site. Scope of work to include the removal of the enclosure above the existing two-care garage and the aluminum cover over the rear deck AMEND: JAN 23/2023 Additional $2000 of work , smoke detectors , correct panel branch circuits | Felix Kosi
GP-2023-00093 | 2023-01-11 | 265 E 36TH AVENUE, Vancouver, BC V5W 1C4 | Gas Permit | Residential | Renovation | Completed | Residential - move gas pipe , hot water tank and vent >CF-2020-011408 Exterior/Interior alterations to replace the wood siding with metal siding and to change the use from a one-family dwelling to a one-family dwelling with a secondary suite on this site. Scope of work to include the removal of the enclosure above the existing two-care garage and the aluminum cover over the rear deck. Schedule B Structural/Architectural (for rain screen) - Wayne NG - 604.451.1228 OK For field review per S. Erichsen Aug 31, 2022 Note: - No strata titling is permitted. - This is a two-storey building pursuant to the Zoning and Development By-law. - An annual Vancouver Business License must be obtained prior to the rental of this approved one-family dwelling and/or secondary suite on this site. - Install interconnected, hardwired, 120 volt smoke alarms with battery back-up and silencing feature, in each sleeping unit and within 5 m outside each sleeping area on each storey as per Building By-law 9.1019. - Install carbon monoxide alarm as per Building By-la 9.32.4.2. & Bulletin 2007-007-BU/EL. - Upgrade work under Part 11 (based on value of work - energuide related 11.2.1.1.4). REUP not required | Even Flow Plumbing
PP-2023-00094 | 2023-01-11 | 265 E 36TH AVENUE, Vancouver, BC V5W 1C4 | Plumbing Permit | Residential | Renovation | Completed | Residential - remove sink and re place with laundry box , re locate hose bibb >BP: CF-2020-011408 Exterior/Interior alterations to replace the wood siding with metal siding and to change the use from a one-family dwelling to a one-family dwelling with a secondary suite on this site. Scope of work to include the removal of the enclosure above the existing two-care garage and the aluminum cover over the rear deck. | Even Flow Plumbing
GP-2023-00022 | 2023-01-04 | 265 E 36TH AVENUE, Vancouver, BC V5W 1C4 | Gas Permit | Residential | Renovation | Completed | Residential - Furnace Replacement | House Smart Home Improvements Ltd
GP-2023-01748 | 2023-06-05 | 279 E 36TH AVENUE, Vancouver, BC V5W 1C4 | Gas Permit | Residential | Renovation | Completed | Residential - Decommission and remove old gas heating appliance and install heat pump | Ashton Service Group/Ashton Mechanical Ltd.
MP-2023-01006 | 2023-06-05 | 279 E 36TH AVENUE, Vancouver, BC V5W 1C4 | Mechanical Permit | NULL | NULL | Issued | NULL | Ashton Service Group/Ashton Mechanical Ltd.
EP-2023-08785 | 2023-10-16 | 279 E 36TH AVENUE, Vancouver, BC V5W 1C4 | Electrical Permit | Residential | Renovation - Dwelling Unit(s) only | Issued | Installation / Repair - Residential - a circuit will be added for a heat pump CF-2023-010654 *MP-2023-01006: Issued (Heating and Cooling) | Douglas Millington o/a Moose Electric
EP-2023-09528 | 2023-10-31 | 311 E 36TH AVENUE, Vancouver, BC V5W 1C5 | Electrical Permit | Residential | Renovation - Dwelling Unit(s) only | Issued | Installation / Repair - Residential - ¦ 1FD +1SS: HP ¦ we will add a circuit for a heat pump *MP-2023-00625: Issued (Heating and Cooling) | Douglas Millington o/a Moose Electric
GP-2023-01230 | 2023-04-14 | 311 E 36TH AVENUE, Vancouver, BC V5W 1C5 | Gas Permit | Residential | Renovation | Completed | Residential - Decommission and removal of old furnace and install new heat pump. | Ashton Service Group/Ashton Mechanical Ltd.
MP-2023-00625 | 2023-04-12 | 311 E 36TH AVENUE, Vancouver, BC V5W 1C5 | Mechanical Permit | NULL | NULL | Completed | NULL | Ashton Service Group/Ashton Mechanical Ltd.
EP-2022-03106 | 2022-04-19 | 330 E 36TH AVENUE, Vancouver, BC V5W 3Z4 | Electrical Permit | Commercial | Renovation | Completed | Installation / Repair - Commercial - • Disconnect existing electrical services prior of removal. • Demo redundant wiring and take back to nearest source. • Re re circulation pump DHW P5, Re-re and allow for dedicated circuits for P-B-1/2/3. Re re P-1, P-2, P-3 & P4 HWS pumps | KOVAC ELECTRICAL GROUP LTD.
EP-2023-02132 | 2023-04-17 | 330 E 36TH AVENUE, Vancouver, BC V5W 3Z4 | Electrical Permit | Commercial | Renovation | Completed | Installation / Repair - Commercial - Level 2 & 3 janitor service corridor - replace existing light fixtures with potlights - We are just replacing fixtures with LED alternative Level 2 & 3 communications rooms - Installation of 15A 120V exhaust fan circuits fed via AC90 from sub panel in local electrical room. | Wireway Electric Ltd
EP-2023-00648 | 2023-01-31 | 330 E 36TH AVENUE, Vancouver, BC V5W 3Z4 | Electrical Permit | Commercial | New | Completed | Installation / Repair - Commercial - Install Cat6 and Ca6A cables in L1, L2 & L3; fiber & Cat3 cable between 3 communication room. Supply and install: pathways for the communications cabling; a dedicated 5-20R 120V Duplex receptacle; a dedicated 2 - 5-30R 120V Duplex receptacle in each room 1 on EM power and 1 on Utility; a dedicated 2 - 6-30R 120V Duplex receptacle in each room 1 on EM power and 1 on Utility. -work is being done for Comm Rooms | Houle Electric Limited
PP-2022-02280 | 2022-06-30 | 330 E 36TH AVENUE, Vancouver, BC V5W 3Z4 | Plumbing Permit | Commercial | Tenant Improvement | Completed | Commercial - Add backflow device with new boilers and pumps in mechanical room | Modern Niagara Vancouver Inc
EP-2022-10734 | 2022-12-21 | 331 E 36TH AVENUE, Vancouver, BC V5W 1C5 | Electrical Permit | Residential | Renovation | Completed | Installation / Repair - Residential - Upgrade the homes electrical service from 100A to 200A >BP: Interior alterations to provide improvements to this existing one family dwelling on this site. Scope of work: - Lowering the basement, provide underpinning and construct a new slab and drain tile - New bathroom, replacing 3 windows and 1 exterior door, install interior walls & doors OK for field review as per Shelley Dugaro July 14 2021 Schedule B Structural & Geotechnical (permanent & temp) submitted per Jason Hui, P. Eng, 778-319-3403 Amend: Jan 16, 2023 Add gfci plug/power to front yard area. Amend: Jan 23rd, 2023 to add a plug in the back yard with the cable being direct buried. I also will be adding the data conduit + weather head from pole to home. | Bryan Fajkovic
PP-2022-04343 | 2022-12-05 | 331 E 36TH AVENUE, Vancouver, BC V5W 1C5 | Plumbing Permit | Residential | Renovation | Completed | Residential - New sump and drain tile | Lasnier Wallace Construction Inc
PP-2022-04260 | 2022-11-28 | 331 E 36TH AVENUE, Vancouver, BC V5W 1C5 | Plumbing Permit | Residential | Renovation | Completed | Residential - Install ground works for basement fixtures and future finishing >Interior alterations to provide improvements to this existing one family dwelling on this site. Scope of work: - Lowering the basement, provide underpinning and construct a new slab and drain tile - New bathroom, replacing 3 windows and 1 exterior door, install interior walls & doors OK for field review as per Shelley Dugaro July 14 2021 Schedule B Structural & Geotechnical (permanent & temp) submitted per Jason Hui, P. Eng, 778-319-3403 | Upper Level Plumbing Ltd
EP-2023-01759 | 2023-03-02 | 331 E 36TH AVENUE, Vancouver, BC V5W 1C5 | Electrical Permit | Residential | Renovation | Completed | Installation / Repair - Residential - Basement renovation / clean up - wiring clean up, LED panel light locations, switches, plugs, data outlets, bathroom including infloor heating. >BP: Interior alterations to provide improvements to this existing one family dwelling on this site. Scope of work: - Lowering the basement, provide underpinning and construct a new slab and drain tile - New bathroom, replacing 3 windows and 1 exterior door, install interior walls & doors | Bryan Fajkovic
MP-2023-00506 | 2023-03-27 | 331 E 36TH AVENUE, Vancouver, BC V5W 1C5 | Mechanical Permit | NULL | NULL | Completed | NULL | Ashton Service Group/Ashton Mechanical Ltd.
GP-2023-02417 | 2023-08-18 | 450 E 36TH AVENUE, Vancouver, BC V5W 1C8 | Gas Permit | Residential | Addition | Issued | Residential - gas fitting 1 Range | R J Gas Ltd
NULL | NULL | 950 E 39TH AVENUE, Vancouver, BC V5W 1K8 | Electrical Permit | Commercial | Renovation | Withdrawn | Installation / Repair - Commercial - Elevator upgrade | VANCOUVER SCHOOL BOARD
GP-2023-00832 | 2023-03-08 | 2973 E 27TH AVENUE, Vancouver, BC V5R 1N9 | Gas Permit | Residential | Renovation | Completed | Residential - Re & Re Hot water tank Gas | Milani Plumbing Heating & Air Conditioning Ltd
EP-2023-09346 | 2023-10-27 | 1160 E 28TH AVENUE, Vancouver, BC V5V 2P7 | Electrical Permit | Residential | Tenant Improvement | Completed | Installation / Repair - Residential - 200 amp service upgrade with installation of heat pump *An approved mechanical permit is required for the installation of air conditioning or heat pump unit at the time of installation before a final electrical inspection will be performed | Moore And Russell Heating And Air Conditioning Ltd
GP-2023-04013 | 2023-12-13 | 1160 E 28TH AVENUE, Vancouver, BC V5V 2P7 | Gas Permit | Residential | Tenant Improvement | Completed | Residential - Re and Re Furnace, Re and Re Tankless Water Heater | Moore & Russell Heating Ltd
MP-2023-02197 | 2023-12-08 | 1160 E 28TH AVENUE, Vancouver, BC V5V 2P7 | Mechanical Permit | NULL | NULL | Completed | NULL | Moore & Russell Heating Ltd
EP-2023-10925 | 2023-12-14 | 1271 E 28TH AVENUE, Vancouver, BC V5V 2P8 | Electrical Permit | Residential | Renovation | Issued | Installation / Repair - Residential - All new electrical for SFD with detached garage. Service will be going on a private pole. -The house is getting fully gutted and we will be running all new wiring. We will be increasing the service size to 200 amps. >BP: Exterior and interior alterations to provide improvements to this existing Heritage C Single Detached House on this site. Scope of work includes layout changes in the basement and main floor, new sunken patio, rear patio and sundeck, and addition of another storey. OK to relax Building Depth per S. Sajjad, Nov 03, 2022 Structural Schedule B submitted by Jeff Allester, P. Eng., 604.228.0518 Geotechnical (Temporary and Permanent) Schedule B submitted by Ward Phillips, P.Eng., 604.716.8881 Renovation Energy Upgrade Proposal submitted by Tommy Byun, Capital Home Energy Inc, 504.562.0387 Building to be sprinklered in accordance with NFPA 13D requirements. A separate Sprinkler Permit is required. Note: - AC unit proposed on roof deck - Heat pump located at basement - Bar sink located at basement - Install interconnected, hardwired, 120 volt smoke alarms with battery back-up and silencing feature, in each sleeping unit and within 5 m outside each sleeping area on each storey as per Building By-law 9.1019. - Install carbon monoxide alarm as per Building By-la 9.32.4.2. & Bulletin 2007-007-BU/EL. | Clarus Electric Corp
EP-2023-05702 | 2023-06-27 | 1271 E 28TH AVENUE, Vancouver, BC V5V 2P8 | Electrical Permit | Residential | Addition | Issued | Temporary Power - Residential - To provide temporary power. The power to the existing house will be disconnected. We are looking to relocate Hydro's connection from the house to the temp power pole. | Clarus Electric Corp
PP-2023-02545 | 2023-07-18 | 1271 E 28TH AVENUE, Vancouver, BC V5V 2P8 | Plumbing Permit | Residential | Renovation | Issued | Residential - Install one outside sump without pump | Octiscapes Site Services Ltd
GP-2022-02454 | 2022-08-19 | 1311 E 28TH AVENUE, Vancouver, BC V5V 2P8 | Gas Permit | Residential | Addition | Completed | Residential - Re and re hwt | Christopher Sterling
EP-2022-06565 | 2022-11-21 | 1319 E 28TH AVENUE, Vancouver, BC V5V 2P8 | Electrical Permit | Residential | Addition | Issued | Installation / Repair - Residential - Service Upgrade to 200 Amps for a residence install heat pump | Octane Electric Ltd
EP-2023-01560 | 2023-02-28 | 1357 E 28TH AVENUE, Vancouver, BC V5V 2P8 | Electrical Permit | Residential | Tenant Improvement | Completed | Installation / Repair - Residential - Electrical installation of mini split system *MP-2023-00250 | Moore And Russell Heating And Air Conditioning Ltd
MP-2023-00250 | 2023-02-23 | 1357 E 28TH AVENUE, Vancouver, BC V5V 2P8 | Mechanical Permit | NULL | NULL | Completed | NULL | Moore And Russell Heating And Air Conditioning Ltd
MP-2022-00073 | 2022-08-03 | 1358 E 28TH AVENUE, Vancouver, BC V5V 2R1 | Mechanical Permit | NULL | NULL | Completed | NULL | Airstream Heating & Air Conditioning Inc
EP-2022-06099 | 2022-07-22 | 1358 E 28TH AVENUE, Vancouver, BC V5V 2R1 | Electrical Permit | Residential | Renovation - Dwelling Unit(s) only | Completed | Installation / Repair - Residential - re-wire old house except for service work. Exterior and interior alterations to alter the front yard (new retaining walls, new front stairs), remove the existing built-in one car garage, add a secondary suite in the front portion of the basement, add a new rear deck off the main floor and to add to the existing second storey for this existing two storey plus basement one family dwelling on this inside without lane site. | Nick's Electric Ltd
PP-2022-02113 | 2022-06-17 | 1358 E 28TH AVENUE, Vancouver, BC V5V 2R1 | Plumbing Permit | Residential | Addition | Completed | Residential - Plumbing (CF-2021-003904) >Exterior and interior alterations to alter the front yard (new retaining walls, new front stairs), remove the existing built-in one car garage, add a secondary suite in the front portion of the basement, add a new rear deck off the main floor and to add to the existing second storey for this existing two storey plus basement one family dwelling on this inside without lane site. Structural and Geotechnical schedule B signed and sealed by Jeff Allester, 604.228.0518 Note: Parking in front yard is not permitted | AMF CONTRACTING LTD
GP-2022-02029 | 2022-07-08 | 369 E 30TH AVENUE, Vancouver, BC V5V 2V3 | Gas Permit | Residential | Renovation | Completed | Residential - replaced gas furnace | BNA Systems Inc and/or Kirkland Metal Shop Ltd
GP-2022-02941 | 2022-09-29 | 369 E 30TH AVENUE, Vancouver, BC V5V 2V3 | Gas Permit | Residential | Addition | Completed | Residential - re and re gas range | Christopher Sterling
EP-2022-05714 | 2022-07-07 | 403 E 30TH AVENUE, Vancouver, BC V5V 2V5 | Electrical Permit | Residential | Renovation | Issued | Installation / Repair - Residential - upgrading the Service from 100Amp to 200Amp (For future - installing an EV charger /Heat pump/ hot tub) | ROYAL CITY ELECTRICAL INC.
GP-2023-02822 | 2023-09-26 | 411 E 30TH AVENUE, Vancouver, BC V5V 2V5 | Gas Permit | Residential | Renovation | Completed | Residential - replace a combi boiler | SUNFLOWER HOME SERVICE LTD
EP-2024-00585 | NULL | 426 E 30TH AVENUE, Vancouver, BC V5V 2V4 | Electrical Permit | Residential | Renovation | Applicant Revisions | Installation / Repair - Residential - ¦ 1FD + 1SS- 200A SERVICE UPGRADE ¦ Increase main service size from 100amp 1 phase 240v to 200amp 1 phase 240v with two sub panels -Install new 200amp service at garage and install two sub feeds to two sub panels in the house . One is for main floor and one for the second floor . Other electrical wiring for branch circuits will done on a permit issued by the general contractors electrician. >BP: Interior alterations and a change of use from single detached house to single detached house with secondary suite with two off street parking in the accessory (garage) building with access from the lane. Legalize suite: renovate main and second floor, re& re exterior doors, re & re exterior post cladding, install electric heat pump. Letters of assurance submitted by: Bill Louwerse, P.Eng, Struct Eng, Structural Schedule B. OK for SIPS per W.Wong | JFE Electric
GP-2023-03919 | 2023-12-07 | 441 E 30TH AVENUE, Vancouver, BC V5V 2V5 | Gas Permit | Residential | Renovation | Issued | Residential - re/re of hot water tank with tankless water heater | 1236318 BC Ltd DBA Aquatech Vancouver
EP-2023-10639 | 2023-12-06 | 441 E 30TH AVENUE, Vancouver, BC V5V 2V5 | Electrical Permit | Residential | Renovation | Completed | Installation / Repair - Residential - ¦ 1FD- 200A SERVICE UPGRADE ¦ Upgrade service from 100 Amp to 200 Amp >Permit Amendment Jan 04, 2024 -Work Description + Installation Details: Amendment Approved ¦ -"Please add heat pump wiring to permit. NO additional Cost. Indoor unit is 40 amp breaker - 7680 W Outdoor unit is 25 amp breaker- 4584w Model #4A6L9024A1000B" -Document Review: Rejected ¦ -"Specs and load calc are attached" -Please book an electrical inspection online and upload documents for the District Electrical Inspector to review | Mountain Point Electrical Inc.
MP-2023-01971 | 2023-11-03 | 441 E 30TH AVENUE, Vancouver, BC V5V 2V5 | Mechanical Permit | NULL | NULL | Issued | NULL | 1236318 BC Ltd DBA Aquatech Vancouver
PP-2023-01182 | 2023-04-04 | 905 E 28TH AVENUE, Vancouver, BC V5V 2P3 | Plumbing Permit | Residential | Renovation | Completed | Residential - Add (1) laundry sink and (1) clothe washer in basement. Re & re kitchen sink on main floor kitchen >BP: Exterior and interior alterations to renovate this existing one family dwelling on this site. Scope of work includes: removal of the unapproved suite, reconfiguration of walls on both levels, replacing drywall throughout, new patio door at the rear, new front door with sidelight, new window on the west elevation, six new skylights, adding an EV charger, heat pump and new flooring and lighting throughout. | D'AMATO PLUMBING & HEATING
MP-2023-00432 | 2023-03-21 | 905 E 28TH AVENUE, Vancouver, BC V5V 2P3 | Mechanical Permit | NULL | NULL | Cancelled | NULL | Centigrade Mechanical Ltd
NULL | NULL | 905 E 28TH AVENUE, Vancouver, BC V5V 2P3 | Mechanical Permit | NULL | NULL | Withdrawn | NULL | 0994152 BC Ltd
EP-2023-03637 | 2023-04-27 | 905 E 28TH AVENUE, Vancouver, BC V5V 2P3 | Electrical Permit | Residential | Renovation | Completed | Installation / Repair - Residential - Service upgrade from 100A to 200A. House reno rewire. Heat pump wiring. MP-2023-00432 >BP: Exterior and interior alterations to renovate this existing one family dwelling on this site. Scope of work includes: removal of the unapproved suite, reconfiguration of walls on both levels, replacing drywall throughout, new patio door at the rear, new front door with sidelight, new window on the west elevation, six new skylights, adding an EV charger, heat pump and new flooring and lighting throughout. Ok for field review per J. Zhang - Nov 24, 2022 Notes: - This building is not sprinklered. - DBI to determine on site if Schedule B, Structural, is required. - REUP submitted by Doug Martin, 604-614-7985. Scope of work to include energy upgrade in accordance with Article 11.2.1.4 of the 2019 Vancouver Building By-law and as per the Energy Efficiency Upgrade Details noted in the Energuide Report. *Upgrades selected: new EV charger in garage, electrical panel upgrade and installation of a heat pump. - Removal of the suite to include: 1) To permanently cap off any discontinued domestic water pipes and drainage pipes OR any discontinued domestic water pipes and drainage pipes related to the removal of the unauthorized suite to permanently be capped off. 2) Removal of the range, hood fan and all associated wiring up to to the supply breaker. | Hugh Ian Dercole
MP-2023-00714 | 2023-04-27 | 905 E 28TH AVENUE, Vancouver, BC V5V 2P3 | Mechanical Permit | NULL | NULL | Completed | NULL | 0994152 BC Ltd
GP-2023-01367 | 2023-04-27 | 905 E 28TH AVENUE, Vancouver, BC V5V 2P3 | Gas Permit | Residential | Renovation | Completed | Residential - Add rough-in piping only for (2) fireplaces and (1) future BBQ box >BP: Exterior and interior alterations to renovate this existing one family dwelling on this site. Scope of work includes: removal of the unapproved suite, reconfiguration of walls on both levels, replacing drywall throughout, new patio door at the rear, new front door with sidelight, new window on the west elevation, six new skylights, adding an EV charger, heat pump and new flooring and lighting throughout. | D'AMATO PLUMBING & HEATING
PP-2023-02321 | NULL | 905 E 28TH AVENUE, Vancouver, BC V5V 2P3 | Plumbing Permit | Residential | Renovation | Withdrawn | Residential - Install new 1 1/2" water main from new city connection to interior of home >BP: Exterior and interior alterations to renovate this existing one family dwelling on this site. Scope of work includes: removal of the unapproved suite, reconfiguration of walls on both levels, replacing drywall throughout, new patio door at the rear, new front door with sidelight, new window on the west elevation, six new skylights, adding an EV charger, heat pump and new flooring and lighting throughout. | D'AMATO PLUMBING & HEATING
GP-2023-02060 | 2023-07-11 | 905 E 28TH AVENUE, Vancouver, BC V5V 2P3 | Gas Permit | Residential | Renovation | Completed | Residential - 2 gas fireplaces venting and hook up only >BP: Exterior and interior alterations to renovate this existing one family dwelling on this site. | Urban Fireplaces Ltd
EP-2022-06101 | 2022-07-22 | 920 E 28TH AVENUE, Vancouver, BC V5V 2P2 | Electrical Permit | Residential | Renovation | Completed | Installation / Repair - Residential - Renovation with pot lights and a new kitchen **Amend 12/23/2022** Electrical Declaration Form has been uploaded Interior and exterior alterations to this existing one family dwelling. Scope of Work: Removing exterior window, replacing exterior door, relocating interior staircase, kitchen and plumbing and cosmetic upgrade to the kitchen. | TY Electric Inc
GP-2022-02098 | 2022-08-03 | 920 E 28TH AVENUE, Vancouver, BC V5V 2P2 | Gas Permit | Residential | Renovation | Completed | Residential - Install new high efficiency gas furnace replacing old one >BP: Interior and exterior alterations to this existing one family dwelling. Scope of Work: Removing exterior window, replacing exterior door, relocating interior staircase, kitchen and plumbing and cosmetic upgrade to the kitchen. E2 - Appliances - Upgrade to an Energuide/Energy Star appliance (fridge; dishwasher) | PANNU GAS & HEATING SERVICES
PP-2022-01892 | 2022-06-06 | 920 E 28TH AVENUE, Vancouver, BC V5V 2P2 | Plumbing Permit | Residential | Renovation | Completed | Residential - moving laundry, kitchen sink, adding sink <BP: Interior and exterior alterations to this existing one family dwelling. Scope of Work: Removing exterior window, replacing exterior door, relocating interior staircase, kitchen and plumbing and cosmetic upgrade to the kitchen. E2 - Appliances - Upgrade to an Energuide/Energy Star appliance (fridge; dishwasher) OK for Field Review as per J.Bal - Nov 17/21 | Blue Tech Mechanical Ltd
GP-2022-01698 | 2022-06-05 | 920 E 28TH AVENUE, Vancouver, BC V5V 2P2 | Gas Permit | Residential | Renovation | Completed | Residential - gas range\ ** Amend 07/26/2022 add replacing hot water tank ** Amend12/21/2022** Gas range changed to piping only | Blue Tech Mechanical Ltd
GP-2023-00555 | 2023-02-24 | 982 E 28TH AVENUE, Vancouver, BC V5V 2P2 | Gas Permit | Residential | Renovation | Completed | Residential - Replacement of old furnace with new high efficiency furnace | Perfect Air Solutions Ltd
GP-2023-00417 | 2023-02-08 | 992 E 28TH AVENUE, Vancouver, BC V5V 2P2 | Gas Permit | Residential | Renovation | Completed | Residential - Remove existing furnace and install new furnace. | Urban Plumbing & Heating Ltd
EP-2022-09726 | 2022-11-17 | 1391 E 33RD AVENUE, Vancouver, BC V5V 3B9 | Electrical Permit | Commercial | Renovation | Completed | Installation / Repair - Commercial - Replace one breaker panel Interior alterations to demise this existing retail store (1391) into two retail stores. 1391 to remain as shell space in this application and 1395 to a retail bakery store. New equipment and type 2 hood system is to be installed to 1395 address and one class 2 cooking operation. Work includes new roof top units and condensers. Separate tenant improvement permit is required for 1391 space. | Makle Electric Ltd
EP-2022-10655 | 2023-02-17 | 1391 E 33RD AVENUE, Vancouver, BC V5V 3B9 | Electrical Permit | Commercial | Tenant Improvement | Completed | Installation / Repair - Commercial - wiring for Equipment plugs, exit sign, emergency lighting....... >BP: Interior alterations to provide tenant improvements to this existing retail shell space for a new tenant on the ground floor. | Key Electric Ltd
NULL | NULL | 1391 E 33RD AVENUE, Vancouver, BC V5V 3B9 | Electrical Permit | Commercial | Tenant Improvement | Draft | Installation / Repair - Commercial - wiring for Equipment and installing plugs, emergency lights Exit sign,....... | NULL
PP-2022-04553 | 2023-01-25 | 1391 E 33RD AVENUE, Vancouver, BC V5V 3B9 | Plumbing Permit | Commercial | Addition | Completed | Commercial - Rough in and finishing for 4 fixture . -One double sink, one mop sink, one hand sink and one hot water tank. >Interior alterations to provide tenant improvements to this existing retail shell space for a new tenant on the ground floor. | Advantage Home Service Ltd
EP-2023-04197 | 2023-05-18 | 1618 E 33RD AVENUE, Vancouver, BC V5N 3C8 | Electrical Permit | Residential | Renovation | Completed | Installation / Repair - Residential - Electrical supply for Dsplit MP-2023-00839: Issued | Milani Electric Limited
MP-2023-00839 | 2023-05-12 | 1618 E 33RD AVENUE, Vancouver, BC V5N 3C8 | Mechanical Permit | NULL | NULL | Completed | NULL | Milani Electric Limited
PP-2023-04122 | NULL | 1642 E 33RD AVENUE, Vancouver, BC V5N 3C8 | Plumbing Permit | Residential | New | Application Incomplete | Residential - plumbing for Single family dwelling and suite >BP: To construct a 2 storey one-family dwelling with a secondary suite located in the Basement with an open parking pad, providing 2 parking space, having vehicular access from the 20' Lane. 1. Covenant registered at the Land Title Office under CA7388093 2. No Strata Titling permitted 3. Heat Pump proposed – Exterior component located in rear yard, Interior component located in second floor closet 4. Schedule B: (A.S. Rathod) P.Eng (778.885.0551) Structural & Geotechnical 5. Schedule B: (V. Suresh) P.Eng (778.522.1559) Structural – Glass Guards 6. HPO: Residential Builder- (Royal Paramount Developments Inc.) 7. The entire building to be sprinklered to NFPA 13 D per 3.2.5.12.(3)(d) | NULL
EP-2023-11210 | NULL | 1642 E 33RD AVENUE, Vancouver, BC V5N 3C8 | Electrical Permit | Residential | New | Application Incomplete | Temporary Power - Residential - To provide temporary power. | NULL
MP-2023-01653 | 2023-09-10 | 1019 E 39TH AVENUE, Vancouver, BC V5W 1K9 | Mechanical Permit | NULL | NULL | Issued | NULL | Advance Air Solutions Ltd
PP-2023-01690 | 2023-05-12 | 1019 E 39TH AVENUE, Vancouver, BC V5W 1K9 | Plumbing Permit | Residential | New | Issued | Residential - 2FD - FRONT - 1019 E 39TH AV - #1 BACK - 1019 E 39TH AV - #2 to install new plumbing fixtures in the duplex >DB: To construct a 2 and half storey, two-family dwelling with a detached accessory building (garage) at the rear providing 2 parking spaces, having vehicular access from the lane. The entire building, INCLUDING THE ATTACHED GARAGE (if applicable), to be sprinklered to 2x NFPA 13D. Note: This is a 2 and a half storey building pursuant to the Zoning and Development By-Law 1. A/C unit proposed front/back and int. half storey lvl 2. No bar sink proposed | ACME PLUMBING HEATING & GAS LTD.
SP-2023-00934 | 2023-05-30 | 1019 E 39TH AVENUE, Vancouver, BC V5W 1K9 | Sprinkler Permit | Residential | New | Issued | Residential - to install a new Sprinkler system in the Duplex >BP: To construct a 2 and half storey, two-family dwelling with a detached accessory building (garage) at the rear providing 2 parking spaces, having vehicular access from the lane. The entire building, INCLUDING THE ATTACHED GARAGE (if applicable), to be sprinklered to 2x NFPA 13D. Note: This is a 2 and a half storey building pursuant to the Zoning and Development By-Law | ACME PLUMBING HEATING & GAS LTD.
MP-2023-00945 | 2023-05-28 | 1019 E 39TH AVENUE, Vancouver, BC V5W 1K9 | Mechanical Permit | NULL | NULL | Issued | NULL | ACME PLUMBING HEATING & GAS LTD.
EP-2023-06177 | 2023-07-27 | 1019 E 39TH AVENUE, Vancouver, BC V5W 1K9 | Electrical Permit | Residential | New | Issued | Installation / Repair - Residential - ¦ 2FD/ 200A ¦ Wiring new duplex house *An approved mechanical permit is required for the installation of air conditioning or heat pump unit at the time of installation before an electrical inspection will be performed >BP: To construct a 2 and half storey, two-family dwelling ($633,000.00) with a detached accessory building (garage) at the rear providing 2 parking spaces, having vehicular access from the lane. The entire building, INCLUDING THE ATTACHED GARAGE (if applicable), to be sprinklered to 2x NFPA 13D. Note: This is a 2 and a half storey building pursuant to the Zoning and Development By-Law 1. A/C unit proposed front/back and int. half storey lvl 2. No bar sink proposed 3. Schedule B: Jason Hui, P.Eng (778-319-3403) Structural & Geotechnical 4. HPO: Residential Builder, 0820163 BC Ltd. "Combustible projections or roof soffits on an exposing building face shall not project to less than .45m from the property line and shall be in compliance with VBBL 2014 9.10.15.5.(9)" ***This permit is issued under the VBBL 2019, with updated energy requirements as per bylaw # 12997 effective Jan 01, 2022.*** | Powerful Electric Ltd
EP-2023-06925 | 2023-07-31 | 1019 E 39TH AVENUE, Vancouver, BC V5W 1K9 | Electrical Permit | Residential | New | Issued | Installation / Repair - Residential - Rough in and completion for security alarm; data; tel, video audio and intercom. Rough in only for cctv. >BP: To construct a 2 and half storey, two-family dwelling ($633,000.00) with a detached accessory building (garage) at the rear providing 2 parking spaces, having vehicular access from the lane. The entire building, INCLUDING THE ATTACHED GARAGE (if applicable), to be sprinklered to 2x NFPA 13D. Note: This is a 2 and a half storey building pursuant to the Zoning and Development By-Law Note: This Building Permit will remain in a suspended status until the associated (green) Demolition Permit BP-2022-04562 is completed. 1. A/C unit proposed front/back and int. half storey lvl 2. No bar sink proposed 3. Schedule B: Jason Hui, P.Eng (778-319-3403) Structural & Geotechnical 4. HPO: Residential Builder, 0820163 BC Ltd. "Combustible projections or roof soffits on an exposing building face shall not project to less than .45m from the property line and shall be in compliance with VBBL 2014 9.10.15.5.(9)" | Guardian Security Systems ltd
GP-2023-02321 | 2023-08-08 | 1019 E 39TH AVENUE, Vancouver, BC V5W 1K9 | Gas Permit | Residential | New | Issued | Residential - 2 Ranges, 2 dryers & 2 BBQs Rough In for dryers >BP: To construct a 2 and half storey, two-family dwelling | ACME PLUMBING HEATING & GAS LTD.
EP-2023-02430 | 2023-03-21 | 1019 E 39TH AVENUE, Vancouver, BC V5W 1K9 | Electrical Permit | Residential | New | Issued | Temporary Power - Residential - To provide temporary power. | Powerful Electric Ltd
PP-2023-01101 | 2023-03-29 | 1019 E 39TH AVENUE, Vancouver, BC V5W 1K9 | Plumbing Permit | Residential | New | Issued | Residential - 2FD - Install one sump without pump | Van-City Excavating Ltd
GP-2023-03576 | 2023-11-16 | 1038 E 39TH AVENUE, Vancouver, BC V5W 1L1 | Gas Permit | Residential | Renovation | Issued | Residential - REPLACE A COMBI-BOILER | SUNFLOWER HOME SERVICE LTD
EP-2024-00576 | 2024-01-23 | 1045 E 39TH AVENUE, Vancouver, BC V5W 1K9 | Electrical Permit | Residential | New | Issued | Temporary Power - Residential - To provide temporary power. | Uppal Electrical Ltd
EP-2022-06285 | 2022-07-26 | 1266 E 39TH AVENUE, Vancouver, BC V5W 3W5 | Electrical Permit | Residential | Renovation | Completed | Installation / Repair - Residential - Upgrade service from 100 Amp to 200 Amp | Mountain Point Electrical Inc.
GP-2022-01913 | 2022-06-24 | 1266 E 39TH AVENUE, Vancouver, BC V5W 3W5 | Gas Permit | Residential | Renovation | Completed | Residential - Re/re of water heater with tankless water heater | 1236318 BC Ltd DBA Aquatech Vancouver
EP-2023-09089 | 2023-10-23 | 1510 E 39TH AVENUE, Vancouver, BC V5P 1H3 | Electrical Permit | Residential | Renovation | Issued | Installation / Repair - Residential - Replace existing 100 Amps load centre with a new 100 Amps combination panel only and upgrade grounding and bonding. | Bill's Electrical Services Ltd
GP-2022-03907 | 2022-12-08 | 230 E 37TH AVENUE, Vancouver, BC V5W 1E6 | Gas Permit | Residential | Renovation | Completed | Residential - Install new gas line for range in suite and BBQ box on deck >DB: To permit a Change of Use from a One Family Dwelling to a One Family Dwelling with Secondary Suite on this inside with lane site. Scope to include: Legalize the Basement suite, reconfigure the remaining portion of basement by adding a bathroom and relocating the washer and dryer. | D'AMATO PLUMBING & HEATING
EP-2022-09638 | 2022-11-16 | 258 E 37TH AVENUE, Vancouver, BC V5W 1E6 | Electrical Permit | Residential | New | Completed | Installation / Repair - Residential - tv,telephone,alarm prewire and complete >BP: To construct a 2 storey + basement two-family dwelling ($922,195.00) with a detached accessory building (garage) providing 2 parking spaces, having vehicular access from the lane. 1. A/C proposed – Exterior components located in rear yard, Interior components located in crawl space 2. Bar sinks located in basement. 3. Schedule B: (ALAN PRAHALAD, P.Eng. - 604-831-1431) Structural & Geotechnical 4. HPO: Residential Builder- (MODERN STYLES HOME LTD) Note: This is a 2 storey building pursuant to the Zoning and Development By-Law **THIS PERMIT HAS BEEN ISSUED UNDER THE REQUIREMENTS OF VBBL #12511 (2019) ** | Tvisha Technologies Ltd
GP-2022-03316 | 2022-10-27 | 258 E 37TH AVENUE, Vancouver, BC V5W 1E6 | Gas Permit | Residential | New | Completed | Residential - 2FD - WEST - 258 E 37TH AV EAST - 260 E 37TH AV to install 2 boilers,2 ranges and 2 bbq rough-in only >DB: To construct a 2 storey + basement two-family dwelling with a detached accessory building (garage) providing 2 parking spaces, having vehicular access from the lane. 1. A/C proposed – Exterior components located in rear yard, Interior components located in crawl space 2. Bar sinks located in basement. | ACME PLUMBING HEATING & GAS LTD.
EP-2022-09349 | 2022-11-03 | 258 E 37TH AVENUE, Vancouver, BC V5W 1E6 | Electrical Permit | Residential | New | Completed | Installation / Repair - Residential - New duplex house Main services:200 Amp volt: 120/240 Phase : single phase 3 wires Each unit main panel:125 To construct a 2 storey + basement two-family dwelling with a detached accessory building (garage) providing 2 parking spaces, having vehicular access from the lane. 1. A/C proposed – Exterior components located in rear yard, Interior components located in crawl space 2. Bar sinks located in basement. 3. Schedule B: (ALAN PRAHALAD, P.Eng. - 604-831-1431) Structural & Geotechnical 4. HPO: Residential Builder- (MODERN STYLES HOME LTD) | Samreet Electrical Services Ltd
SP-2022-01701 | 2022-11-28 | 258 E 37TH AVENUE, Vancouver, BC V5W 1E6 | Sprinkler Permit | Residential | New | Completed | Residential - to install a new sprinkler system in the Duplex >BP: To construct a 2 storey + basement two-family dwelling ($922,195.00) with a detached accessory building (garage) providing 2 parking spaces, having vehicular access from the lane. 1. A/C proposed – Exterior components located in rear yard, Interior components located in crawl space 2. Bar sinks located in basement. 3. Schedule B: (ALAN PRAHALAD, P.Eng. - 604-831-1431) Structural & Geotechnical 4. HPO: Residential Builder- (MODERN STYLES HOME LTD) Note: This is a 2 storey building pursuant to the Zoning and Development By-Law **THIS PERMIT HAS BEEN ISSUED UNDER THE REQUIREMENTS OF VBBL #12511 (2019) ** The entire building, INCLUDING THE ATTACHED GARAGE (if applicable), to be sprinklered to 2 x NFPA 13D | ACME PLUMBING HEATING & GAS LTD.
PP-2022-03220 | 2022-09-15 | 258 E 37TH AVENUE, Vancouver, BC V5W 1E6 | Plumbing Permit | Residential | New | Completed | Residential - New Plumbing for: >BP: To construct a 2 storey + basement two-family dwelling ($922,195.00) with a detached accessory building (garage) providing 2 parking spaces, having vehicular access from the lane. 1. A/C proposed – Exterior components located in rear yard, Interior components located in crawl space 2. Bar sinks located in basement. 3. Schedule B: (ALAN PRAHALAD, P.Eng. - 604-831-1431) Structural & Geotechnical 4. HPO: Residential Builder- (MODERN STYLES HOME LTD) | ACME PLUMBING HEATING & GAS LTD.
MP-2022-00236 | 2022-09-18 | 258 E 37TH AVENUE, Vancouver, BC V5W 1E6 | Mechanical Permit | NULL | NULL | Completed | NULL | ACME PLUMBING HEATING & GAS LTD.
PP-2022-02878 | 2022-08-17 | 258 E 37TH AVENUE, Vancouver, BC V5W 1E6 | Plumbing Permit | Residential | New | Completed | Residential - SUMPS NOTE: Engineering Assurance letter will be submitted to the Plumbing Inspector on the site. Letter shall conform to the requirements of Vancouver Bulletin 2000-008-EL/PL. | Kingsman Excavating Ltd.
EP-2022-03908 | 2022-05-11 | 258 E 37TH AVENUE, Vancouver, BC V5W 1E6 | Electrical Permit | Residential | New | Expired | Temporary Power - Residential - To provide temporary power. | Samreet Electrical Services Ltd
EP-2023-06224 | 2023-08-28 | 268 E 37TH AVENUE, Vancouver, BC V5W 1E6 | Electrical Permit | Residential | Addition | Issued | Installation / Repair - Residential - Installation of a solar PV system (Roof top solar pv system). >BP: Exterior and interior alterations to convert a portion of the basement to secondary suite, add a new deck at the rear, alter the main floor and to add a new second floor for this existing one storey plus basement one family dwelling on this inside with lane site. The entire house is sprinklered to NFPA-13D Ok to relax the west side yard setback as per David Jung - April 27, 2022 Structural schedule B signed and sealed by Jason Hui, 778.319.3403 Note: - No strata-titling will be permitted. - This is a two-storey building pursuant to the Zoning and Development By-law. - An annual Vancouver Business License must be obtained prior to the rental of this approved one-family dwelling and/or secondary suite on this site. - Install interconnected, hardwired, 120 volt smoke alarms with battery back-up and silencing feature, in each sleeping unit and within 5m outside each sleeping areas on each storey as per Building Bylaw 9.10.19. - Install Carbon Monoxide Alarm as per Building By-Law 9.32.4.2. & Bulletin 2007-007-BU/EL -Revision #2 to provide for the installation of twenty (20) flush mounted solar panels at the new hip roof above the new Upper Floor of this existing Single Detached House with Secondary Suite building, as indicated on the Architectural Drawing A-1.1 and Structural Drawing SP-01, as submitted by Agent for Owner Simon Boisvert from BC Home Drafting & Consulting Ltd., as received on June 22, 2023, and related to Case Reference 201000670833. | ReadyVeg Gardening Corp O/A Ready Solar Corp
EP-2023-05776 | 2023-08-02 | 268 E 37TH AVENUE, Vancouver, BC V5W 1E6 | Electrical Permit | Residential | Renovation | Issued | Installation / Repair - Residential - ¦ 1FD + 1SS/ RENO/ HP ¦ Re-wire house and basement suite for whole house renovation *An approved mechanical permit is required for the installation of air conditioning or heat pump unit at the time of installation before an electrical inspection will be performed >BP: Exterior and interior alterations to convert a portion of the basement to secondary suite, add a new deck at the rear, alter the main floor and to add a new second floor for this existing one storey plus basement one family dwelling on this inside with lane site. The entire house is sprinklered to NFPA-13D | Fairley Electric Ltd
PP-2023-02079 | 2023-06-13 | 268 E 37TH AVENUE, Vancouver, BC V5W 1E6 | Plumbing Permit | Residential | Addition | Issued | Residential - - Rough-in drainage and water lines serving new fixtures throughout the home >DB: Exterior and interior alterations to convert a portion of the basement to secondary suite, add a new deck at the rear, alter the main floor and to add a new second floor for this existing one storey plus basement one family dwelling on this inside with lane site. The entire house is sprinklered to NFPA-13D | Link Plumbing & Heating Ltd
EP-2023-08043 | 2023-09-06 | 268 E 37TH AVENUE, Vancouver, BC V5W 1E6 | Electrical Permit | Residential | Addition | Issued | Installation / Repair - Residential - Low voltage installation including Security alarm, CCTV Prewire, Doorbell and structured wiring. >BP: Exterior and interior alterations to convert a portion of the basement to secondary suite, add a new deck at the rear, alter the main floor and to add a new second floor for this existing one storey plus basement one family dwelling on this inside with lane site. The entire house is sprinklered to NFPA-13D Ok to relax the west side yard setback as per David Jung - April 27, 2022 Structural schedule B signed and sealed by Jason Hui, 778.319.3403 Note: - No strata-titling will be permitted. - This is a two-storey building pursuant to the Zoning and Development By-law. - An annual Vancouver Business License must be obtained prior to the rental of this approved one-family dwelling and/or secondary suite on this site. - Install interconnected, hardwired, 120 volt smoke alarms with battery back-up and silencing feature, in each sleeping unit and within 5m outside each sleeping areas on each storey as per Building Bylaw 9.10.19. - Install Carbon Monoxide Alarm as per Building By-Law 9.32.4.2. & Bulletin 2007-007-BU/EL | Moda Smart Home Inc
NULL | NULL | 268 E 37TH AVENUE, Vancouver, BC V5W 1E6 | Mechanical Permit | NULL | NULL | Draft | NULL | Rocky Point Heating and Air Conditioning Inc
GP-2023-02804 | 2023-09-26 | 268 E 37TH AVENUE, Vancouver, BC V5W 1E6 | Gas Permit | Residential | New | Issued | Residential - 1 Fireplace Venting and hook up only >BP: Exterior and interior alterations to convert a portion of the basement to secondary suite, add a new deck at the rear, alter the main floor and to add a new second floor for this existing one storey plus basement one family dwelling on this inside with lane site. | ORAY FIREPLACES LTD
GP-2023-02776 | 2023-09-25 | 268 E 37TH AVENUE, Vancouver, BC V5W 1E6 | Gas Permit | Residential | Renovation | Issued | Residential - 1 Hot water heater 2 Fireplaces 1 BBQ box -Replace existing Bosch tankless water heater with a Navien NPE-240A2 tankless water heater complete with a condensate neutralizer. Vent to be piped through roofline. Intake to be piped to sidewall. -Rough-in a 3/4" Gastite gas line to serve the main floor fireplace (piping permit only - fireplace to be installed by others) -Rough-in a 3/4" Gastite gas line to serve existing basement fireplace and connect to exiting fireplace >BP: Exterior and interior alterations to convert a portion of the basement to secondary suite, add a new deck at the rear, alter the main floor and to add a new second floor for this existing one storey plus basement one family dwelling on this inside with lane site. ***If work on this site could lead to the disturbance of soil, please contact the Provincial Archeology Branch at 250-953-3334 for necessary permits. *** ***Amendment - September 28, 2023 - Added 1 BBQ Box *** | Link Plumbing & Heating Ltd
SP-2023-01585 | 2023-08-30 | 268 E 37TH AVENUE, Vancouver, BC V5W 1E6 | Sprinkler Permit | Residential | Renovation - Dwelling Unit(s) only | Issued | Residential - Install new sprinkler system to an existing home >BP: Exterior and interior alterations to convert a portion of the basement to secondary suite, add a new deck at the rear, alter the main floor and to add a new second floor for this existing one storey plus basement one family dwelling on this inside with lane site. The entire house is sprinklered to NFPA-13D | Bernin Fire Protection Ltd
GP-2023-03699 | 2023-11-23 | 586 E 29TH AVENUE, Vancouver, BC V5V 2R9 | Gas Permit | Residential | Addition | Completed | Residential - TO INSTALL 1 FURNACE | BC Care Heating Services Ltd
PP-2023-04407 | 2023-12-20 | 405 E 28TH AVENUE, Vancouver, BC V5V 2N2 | Plumbing Permit | Residential | Renovation - Dwelling Unit(s) only | Issued | Residential - installing out-side sump >BP: Exterior and interior alterations to provide improvements to this existing Single Detached House on this existing corner flanking with no lane site. Scope of work to include removal of unpermitted deck and awning at rear, addition of new patio, landing and stairs at rear, new window well, interior minor layout changes on main and basement floors, and construction of a 19 Feet x 18 Feet accessory building containing two (2) parking spaces with access from E 28th Av. | Herbert Schroeder
NULL | NULL | 405 E 28TH AVENUE, Vancouver, BC V5V 2N2 | Plumbing Permit | Residential | Renovation | Draft | Residential - install outside sump for new drainage system | Herbert Schroeder
EP-2024-00098 | 2024-01-05 | 405 E 28TH AVENUE, Vancouver, BC V5V 2N2 | Electrical Permit | Residential | Addition | Issued | Installation / Repair - Residential - 200 Amp Service Upgrade / Detached Garage wiring and Sub Panel / Assorted Electrical in existing Home Detached Garage: 100 Amp Sub Panel installed in Detached Garage Electric Baseboard Heaters , lights and receptacles in Detached Garage Future EV Charger receptacle in Detached Garage Main House: Supply Power for new Heat Pump, Steam Bath, Washer Dryer relocation, >BP: Exterior and interior alterations to provide improvements to this existing Single Detached House on this existing corner flanking with no lane site. Scope of work to include removal of unpermitted deck and awning at rear, addition of new patio, landing and stairs at rear, new window well, interior minor layout changes on main and basement floors, and construction of a 19 Feet x 18 Feet accessory building containing two (2) parking spaces with access from E 28th Av. Structural & Geotechnical (permanent) Schedule B submitted by Jianli Guo, P. Eng., 604.561.9106 Renovation Energy Upgrade Proposal provided by Allen Joshua Selva Rabi of Capital Home Energy Inc., 236.512.1195 Note: - This is a non-sprinklered building - Heat pump located at basement, condenser at West side of site - Install interconnected, hardwired, 120 volt smoke alarms with battery back-up and silencing feature, in each sleeping unit and within 5 m outside each sleeping area on each storey as per Building By-law 9.10.19. - Install carbon monoxide alarm as per Building By-law 9.32.4.2. & Bulletin 2007-007-BU/EL. | ROBERT LLOYD REDFORD
PP-2024-00057 | 2024-01-10 | 405 E 28TH AVENUE, Vancouver, BC V5V 2N2 | Plumbing Permit | Residential | Renovation | Issued | Residential - New plumbing installation in basement and main floor >BP: Exterior and interior alterations to provide improvements to this existing Single Detached House on this existing corner flanking with no lane site. Scope of work to include removal of unpermitted deck and awning at rear, addition of new patio, landing and stairs at rear, new window well, interior minor layout changes on main and basement floors, and construction of a 19 Feet x 18 Feet accessory building containing two (2) parking spaces with access from E 28th Av. Structural & Geotechnical (permanent) Schedule B submitted by Jianli Guo, P. Eng., 604.561.9106 Renovation Energy Upgrade Proposal provided by Allen Joshua Selva Rabi of Capital Home Energy Inc., 236.512.1195 Note: - This is a non-sprinklered building - Heat pump located at basement, condenser at West side of site - Install interconnected, hardwired, 120 volt smoke alarms with battery back-up and silencing feature, in each sleeping unit and within 5 m outside each sleeping area on each storey as per Building By-law 9.10.19. - Install carbon monoxide alarm as per Building By-law 9.32.4.2. & Bulletin 2007-007-BU/EL. | KEARNS MECHANICAL
GP-2024-00069 | 2024-01-10 | 426 E 28TH AVENUE, Vancouver, BC V5V 2N3 | Gas Permit | Residential | New | Issued | Residential - 1 Fireplace, 1 BBQ & 1 Firepit Gas fireplace, underground gas line from meter to house, bbq box and firepit >BP: To construct a 2 and half storey one-family dwelling ($565,125.00) with an attached garage, providing 1 parking spaces, having vehicular access from East 28 Avenue. | Nathan Jacob Teichrieb
MP-2024-00035 | 2024-01-29 | 426 E 28TH AVENUE, Vancouver, BC V5V 2N3 | Mechanical Permit | NULL | NULL | Issued | NULL | Clover Valley Plumbing
EP-2023-10496 | 2023-11-21 | 426 E 28TH AVENUE, Vancouver, BC V5V 2N3 | Electrical Permit | Residential | New | Issued | Installation / Repair - Residential - Rough-in and finish alarm, speakers, TVs, and data jacks >BP: **************** PART 5 PROJECT **************** To construct a 2 and half storey one-family dwelling ($565,125.00) with an attached garage, providing 1 parking spaces, having vehicular access from East 28 Avenue. Note: This is a 2 storey building pursuant to the Zoning and Development By-Law 1- Bar/Sink not proposed. 2- Heat pump unit proposed in the side yard facing the school. 3- Schedule A: D'Arcy Jones AIBC (604.669.2235) 4- Schedule B: D'Arcy Jones AIBC (604.669.2235) Architectural 5- Schedule B: William Riley Schober, P.Eng. (604-484-2859) Structural 6- Schedule B: Matt Kokan, P. Eng. (604-439-0922) Geotechnical 7- Schedule D-1: Cory Legge, P. Eng. (604-445-5385) Building Envelope 8- HPO: Residential Builder – Postle Construction Inc. 9- The entire building, INCLUDING THE ATTACHED GARAGE (if applicable), to be sprinklered to NFPA 13D. 10- Building envelope and environmental separation as per Part 5 design ***This permit has been issued under the VBBL 2019, with updated energy requirements as per bylaw # 12997 effective Jan 01, 2022.*** | Shawn Michael Allen
EP-2023-07257 | 2023-08-10 | 426 E 28TH AVENUE, Vancouver, BC V5V 2N3 | Electrical Permit | Residential | New | Issued | Temporary Power - Residential - To provide temporary power. VALID AUG 10, 2023 UNTIL AUG 09, 2024 | Reliable Electrical Contracting Ltd
GP-2023-02599 | 2023-09-07 | 426 E 28TH AVENUE, Vancouver, BC V5V 2N3 | Gas Permit | Residential | New | Issued | Residential - 1 Fireplace venting and hook up only >BP: To construct a 2 and half storey one-family dwelling ($565,125.00) with an attached garage, providing 1 parking spaces, having vehicular access from East 28 Avenue. | Urban Fireplaces Ltd
EP-2023-05518 | 2024-01-31 | 426 E 28TH AVENUE, Vancouver, BC V5V 2N3 | Electrical Permit | Residential | New | Issued | Installation / Repair - Residential - ¦ 1FD- 200A ¦ New home build, new 200a overhead dip service, recessed lighting, garage -complete rough-in and wiring of the house *An approved mechanical permit is required for the installation of air conditioning or heat pump unit before a final electrical inspection will be performed >BP: **************** PART 5 PROJECT **************** To construct a 2 and half storey one-family dwelling ($565,125.00) with an attached garage, providing 1 parking spaces, having vehicular access from East 28 Avenue. Note: This is a 2 storey building pursuant to the Zoning and Development By-Law 1- Bar/Sink not proposed. 2- Heat pump unit proposed in the side yard facing the school. 3- Schedule A: D'Arcy Jones AIBC (604.669.2235) 4- Schedule B: D'Arcy Jones AIBC (604.669.2235) Architectural 5- Schedule B: William Riley Schober, P.Eng. (604-484-2859) Structural 6- Schedule B: Matt Kokan, P. Eng. (604-439-0922) Geotechnical 7- Schedule D-1: Cory Legge, P. Eng. (604-445-5385) Building Envelope 8- HPO: Residential Builder – Postle Construction Inc. 9- The entire building, INCLUDING THE ATTACHED GARAGE (if applicable), to be sprinklered to NFPA 13D. 10- Building envelope and environmental separation as per Part 5 design | Reliable Electrical Contracting Ltd
SP-2023-01233 | 2023-07-13 | 426 E 28TH AVENUE, Vancouver, BC V5V 2N3 | Sprinkler Permit | Residential | New | Issued | Residential - 1FD - new fire sprinkler installation >DB: To construct a 2 and half storey one-family dwelling with an attached garage, providing 1 parking spaces, having vehicular access from East 28 Avenue. Note: This is a 2 storey building pursuant to the Zoning and Development By-Law 1- Bar/Sink not proposed. 2- Heat pump unit proposed in the side yard facing the school. 9- The entire building, INCLUDING THE ATTACHED GARAGE (if applicable), to be sprinklered to NFPA 13D. 10- Building envelope and environmental separation as per Part 5 design ***This permit has been issued under the VBBL 2019, with updated energy requirements as per bylaw # 12997 effective Jan 01, 2022.*** | CENTRE LINE FIRE SPRINKLERS LTD
PP-2023-00943 | 2023-03-20 | 426 E 28TH AVENUE, Vancouver, BC V5V 2N3 | Plumbing Permit | Residential | New | Issued | Residential - 1FD - Perimeter drainage with one sump, no pumps | Nathan Jacob Teichrieb
EP-2022-05741 | 2022-07-07 | 426 E 28TH AVENUE, Vancouver, BC V5V 2N3 | Electrical Permit | Residential | New | Expired | Temporary Power - Residential - To provide temporary power. | Nelcan Electric Ltd
EP-2023-04584 | 2023-06-02 | 448 E 28TH AVENUE, Vancouver, BC V5V 2N3 | Electrical Permit | Residential | Renovation - Dwelling Unit(s) only | Completed | Installation / Repair - Residential - City has advised that un-permitted shed in yard from previous owners needs to now be permitted. Electrical to either be inspected and left as is, or removed. -reference: CF-2023-002750 | CF Electrical Services ltd
PP-2022-00283 | 2022-01-28 | 1012 E 28TH AVENUE, Vancouver, BC V5V 2P4 | Plumbing Permit | Residential | Renovation | Completed | Residential - basement renovation and kitchen Exterior and interior alterations to provide improvements and a change of use from a one family dwelling to a one family with secondary suite dwelling with two car parking in the garage accessed from the lane. | Reactive Plumbing & Heating Ltd
GP-2022-01491 | 2022-05-13 | 1012 E 28TH AVENUE, Vancouver, BC V5V 2P4 | Gas Permit | Residential | New | Completed | Residential - install navien combination boiler | Reactive Plumbing & Heating Ltd
EP-2022-03454 | 2022-04-29 | 1012 E 28TH AVENUE, Vancouver, BC V5V 2P4 | Electrical Permit | Residential | Renovation | Completed | Installation / Repair - Residential - Rough wire service and legalization of basement suite and finishing -Service relocation and upgrades from 100 amps to 200 amps . 100 amps for main floor and 100 amps for basement. For AC unit we just wiring future AC unit. >BP: Exterior and interior alterations to provide improvements and a change of use from a one family dwelling to a one family with secondary suite dwelling with two car parking in the garage accessed from the lane. OK for Field Review per W.Wong, October 1, 2021 Letter of assurance provided by: H. llbeigi Timouri, 778-885-9629, Schedule B (Structural) Revision #1: To change the suite entry area, and to provide new safety glass windows in the basement at the West and East elevations, and to reflect the changes for the Reflected Ceiling Plan, and to update the Details 3 and 4 for the Basement Floor Plan, and to update the spatial separation calculations, and add main floor RCP as indicated on the architectural and structural drawings. No change in energy upgrade. Addressing Notes: 1012 E 28th Av - One Family Dwelling (1st floor) 4436 Windsor St - Secondary Suite (basement) Address numbers assigned as per approved plans for Fire and Emergency response. The address numbers are to be posted and to the building and to be visible from the street in accordance with the Building By-law prior to final inspection. | Kaler Electrical Ltd
GP-2023-01576 | 2023-05-16 | 1012 E 28TH AVENUE, Vancouver, BC V5V 2P4 | Gas Permit | Residential | Tenant Improvement | Completed | Residential - 1 Combine boiler installation >BP: Exterior and interior alterations to provide improvements and a change of use from a one family dwelling to a one family with secondary suite | Eco Master Heating And Cooling Ltd
PP-2023-01293 | 2023-04-19 | 1012 E 28TH AVENUE, Vancouver, BC V5V 2P4 | Plumbing Permit | Residential | Renovation - Dwelling Unit(s) only | Completed | Residential - Inastallation of 2 faucet To continue work from previous contractor for PP-2022-00283 Owner letter uploaded >BP: Exterior and interior alterations to provide improvements and a change of use from a one family dwelling to a one family with secondary suite dwelling with two car parking in the garage accessed from the lane. | ARAS HVAC
MP-2023-00406 | 2023-03-17 | 1119 E 28TH AVENUE, Vancouver, BC V5V 2P5 | Mechanical Permit | NULL | NULL | Completed | NULL | Ashton Service Group/Ashton Mechanical Ltd.
EP-2023-02202 | 2023-04-06 | 1119 E 28TH AVENUE, Vancouver, BC V5V 2P5 | Electrical Permit | Residential | Renovation | Completed | Installation / Repair - Residential - Wire for heat pump *MP-2023-00406 | Clay Electric Ltd
GP-2023-00780 | 2023-03-06 | 1119 E 28TH AVENUE, Vancouver, BC V5V 2P5 | Gas Permit | Residential | Renovation | Completed | Residential - Decommission and remove old furnace and install new Heat Pump. | Ashton Service Group/Ashton Mechanical Ltd.
EP-2023-05433 | NULL | 2232 E 27TH AVENUE, Vancouver, BC V5N 2X2 | Electrical Permit | Residential | New | Withdrawn | Temporary Power - Residential - To provide temporary power. NOTE: Work authorized by this permit is for placement of a temporary power pole only and does not authorize any site construction and/or excavation. A separate Building Permit will be required prior to commencement of any other work on this site. | ABC1 ELECTRICAL SERVICES LTD.
EP-2023-05480 | 2023-06-19 | 2232 E 27TH AVENUE, Vancouver, BC V5N 2X2 | Electrical Permit | Residential | New | Issued | Temporary Power - Residential - To provide temporary power. | Best Choice Electrical Ltd
PP-2023-03272 | 2023-09-14 | 2232 E 27TH AVENUE, Vancouver, BC V5N 2X2 | Plumbing Permit | Residential | New | Issued | Residential - Install one sump without pump | Van-City Excavating Ltd
PP-2023-03720 | 2023-10-23 | 2232 E 27TH AVENUE, Vancouver, BC V5N 2X2 | Plumbing Permit | Residential | New | Issued | Residential - 2FD - FRONT - 2232 E 27TH AV - #1 BACK - 2232 E 27TH AV - #2 Plumbing of a Duplex House >DB: To construct a two-storey two-family dwelling, with a detached accessory building (garage) at the rear providing 2 parking spaces, having vehicular access from the lane. Note: This is a 2 storey building pursuant to the Zoning and Development By-Law 1. External mechanical units proposed in rear The entire building, to be sprinklered to 2 x NFPA 13D. ******THIS PERMIT HAS BEEN ISSUED UNDER THE REQUIREMENTS OF VBBL #12511 (2019)****** | Karan Plumbing & Heating Ltd
EP-2023-10126 | 2023-11-23 | 2232 E 27TH AVENUE, Vancouver, BC V5N 2X2 | Electrical Permit | Residential | New | Issued | Installation / Repair - Residential - New duplex electrical work 2x125 >BP: To construct a two-storey two-family dwelling, with a detached accessory building (garage) at the rear providing 2 parking spaces, having vehicular access from the lane. Note: This is a 2 storey building pursuant to the Zoning and Development By-Law 1. External mechanical units proposed in rear 2. Schedule B: Antony Wang (604.618.6236) Structural & Geotechnical 3. HPO: Royal Casa Construction Ltd. ******THIS PERMIT HAS BEEN ISSUED UNDER THE REQUIREMENTS OF VBBL #12511 (2019)****** | Best Choice Electrical Ltd
EP-2023-10783 | 2023-12-20 | 2232 E 27TH AVENUE, Vancouver, BC V5N 2X2 | Electrical Permit | Residential | New | Issued | Installation / Repair - Residential - Pre wiring rough & Finish: Security systems, cameras, speaker, vacuum ,TV, Tel, Data >BP: To construct a two-storey two-family dwelling, with a detached accessory building (garage) at the rear providing 2 parking spaces, having vehicular access from the lane. Note: This is a 2 storey building pursuant to the Zoning and Development By-Law 1. External mechanical units proposed in rear 2. Schedule B: Antony Wang (604.618.6236) Structural & Geotechnical 3. HPO: Royal Casa Construction Ltd. The entire building, to be sprinklered to 2 x NFPA 13D. ******THIS PERMIT HAS BEEN ISSUED UNDER THE REQUIREMENTS OF VBBL #12511 (2019)****** | Charanjit Singh
MP-2024-00050 | 2024-01-12 | 2232 E 27TH AVENUE, Vancouver, BC V5N 2X2 | Mechanical Permit | NULL | NULL | Issued | NULL | DAYLIGHT HEATING AND AIR CONDITIONING LTD
SP-2024-00010 | 2024-01-04 | 2232 E 27TH AVENUE, Vancouver, BC V5N 2X2 | Sprinkler Permit | Residential | New | Issued | Residential - new installation >BP: To construct a two-storey two-family dwelling, with a detached accessory building (garage) at the rear providing 2 parking spaces, having vehicular access from the lane. Note: This is a 2 storey building pursuant to the Zoning and Development By-Law 1. External mechanical units proposed in rear 2. Schedule B: Antony Wang (604.618.6236) Structural & Geotechnical 3. HPO: Royal Casa Construction Ltd. | Real Tech Fire Protection Ltd
GP-2024-00034 | 2024-01-08 | 2232 E 27TH AVENUE, Vancouver, BC V5N 2X2 | Gas Permit | Residential | New | Issued | Residential - Gas piping for the range and bbq >BP: To construct a two-storey two-family dwelling, with a detached accessory building (garage) at the rear providing 2 parking spaces, having vehicular access from the lane. | Karan Plumbing & Heating Ltd
GP-2023-00084 | 2023-01-09 | 2298 E 27TH AVENUE, Vancouver, BC V5N 2X2 | Gas Permit | Residential | Renovation | Cancelled | Residential - Re/re of existing hot water heater with tankless water heater | 1236318 BC Ltd DBA Aquatech Vancouver
EP-2022-02796 | 2022-06-01 | 365 E 59TH AVENUE, Vancouver, BC V5X 1X8 | Electrical Permit | Residential | Renovation | Completed | Installation / Repair - Residential - Renovation -Electrical scope of work includes adding pot light fixtures in the ceiling, replacing old lighting fixtures with new ones, replacing any damaged switches and plugs, and general check up for pre-existing wiring. | Roop Electric Co Ltd
EP-2022-07773 | 2022-09-16 | 479 E 59TH AVENUE, Vancouver, BC V5X 1Y2 | Electrical Permit | Residential | Tenant Improvement | Completed | Installation / Repair - Residential - Remove a Stove circuit. Install a Dryer circuit | Expert Electric Ltd
EP-2023-06040 | 2023-07-20 | 518 E 59TH AVENUE, Vancouver, BC V5X 1Y3 | Electrical Permit | Residential | Renovation | Completed | Installation / Repair - Residential - ¦ 1FD/ 125A SERVICE DISCONNECT/ RE-CONNECT ¦ relocate electrical service | STAT ELECTRICS LIMITED
MP-2023-00936 | 2023-05-29 | 531 E 59TH AVENUE, Vancouver, BC V5X 1Y2 | Mechanical Permit | NULL | NULL | Completed | NULL | Torr Refrigeration & HVAC Inc
EP-2023-03927 | 2023-05-10 | 531 E 59TH AVENUE, Vancouver, BC V5X 1Y2 | Electrical Permit | Residential | Renovation | Completed | Installation / Repair - Residential - ac unit wiring *An approved mechanical permit is required for the installation of air conditioning or heat pump unit at the time of installation before an electrical inspection will be performed | POWER STAR ELECTRICAL LTD
EP-2022-03044 | 2022-04-13 | 533 E 59TH AVENUE, Vancouver, BC V5X 1Y2 | Electrical Permit | Residential | New | Expired | Temporary Power - Residential - To provide temporary power. | Hayat Electrical Ltd
EP-2023-04214 | 2023-07-24 | 533 E 59TH AVENUE, Vancouver, BC V5X 1Y2 | Electrical Permit | Residential | New | Completed | Installation / Repair - Residential - Installation of a solar PV system consist of (20) LONGI LR6-72PH-375M SOLAR PV MODULES and (10) APS DS3-S MICRO-INVERTERS. >BP: To construct a 2 storey + basement one-family dwelling with a secondary suite ($953,000) located in the basement with 2 parking spaces, having vehicular access from the lane. Note: This is a 2 storey building pursuant to the Zoning and Development By-Law 1- Covenant registered at the Land Title Office under CA9736493 2- No strata titling permitted 3- Bar sink proposed 4- A/C unit proposed in the rear yard 5- Schedule B: Jugraj S. Brar, P.Eng. (604-501-7788) Structural Harinder Saini, P.Eng. (604-614-9959) Structural - Glass Guard Vishnu Suresh, P.Eng. (778-885-0551) Structural - Solar Panel Zhao Guan, P.Eng (778-868-5635) Geotechnical 6- HPO: Residential Builder – Tuffco Constructions 7- The entire building, INCLUDING THE ATTACHED GARAGE (if applicable), to be sprinklered to NFPA 13D. ******THIS PERMIT HAS BEEN ISSUED UNDER THE REQUIREMENTS OF VBBL #12511 (2019)****** | Blueridge Electrical Ltd.
EP-2023-03726 | 2023-05-02 | 533 E 59TH AVENUE, Vancouver, BC V5X 1Y2 | Electrical Permit | Residential | New | Completed | Installation / Repair - Residential - Alarm, Tel, TV, Data completion. >BP: To construct a 2 storey + basement one-family dwelling with a secondary suite ($953,000) located in the basement with 2 parking spaces, having vehicular access from the lane. Note: This Building Permit will remain in a suspended status until the associated (green) Demolition Permit BP-2022-00947 is completed. Note: This is a 2 storey building pursuant to the Zoning and Development By-Law 1- Covenant registered at the Land Title Office under CA9736493 2- No strata titling permitted 3- Bar sink proposed 4- A/C unit proposed in the rear yard 5- Schedule B: Jugraj S. Brar, P.Eng. (604-501-7788) Structural Harinder Saini, P.Eng. (604-614-9959) Structural - Glass Guard Vishnu Suresh, P.Eng. (778-885-0551) Structural - Solar Panel Zhao Guan, P.Eng (778-868-5635) Geotechnical 6- HPO: Residential Builder – Tuffco Constructions 7- The entire building, INCLUDING THE ATTACHED GARAGE (if applicable), to be sprinklered to NFPA 13D. ******THIS PERMIT HAS BEEN ISSUED UNDER THE REQUIREMENTS OF VBBL #12511 (2019)****** | Summit Digital Systems Ltd
PP-2022-03449 | 2022-09-29 | 533 E 59TH AVENUE, Vancouver, BC V5X 1Y2 | Plumbing Permit | Residential | New | Completed | Residential - New Plumbing for: >BP: To construct a 2 storey + basement one-family dwelling with a secondary suite ($953,000) located in the basement with 2 parking spaces, having vehicular access from the lane. Note: This Building Permit will remain in a suspended status until the associated (green) Demolition Permit BP-2022-00947 is completed. Note: This is a 2 storey building pursuant to the Zoning and Development By-Law | ACME PLUMBING HEATING & GAS LTD.
EP-2022-07007 | 2022-08-29 | 533 E 59TH AVENUE, Vancouver, BC V5X 1Y2 | Electrical Permit | Residential | New | Completed | Installation / Repair - Residential - 1FD+SS - #1 & #2 - Rough wire and finishing of main house with secondary suite >BP: To construct a 2 storey + basement one-family dwelling with a secondary suite located in the basement with 2 parking spaces, having vehicular access from the lane. Note: This Building Permit will remain in a suspended status until the associated (green) Demolition Permit BP-2022-00947 is completed. Note: This is a 2 storey building pursuant to the Zoning and Development By-Law 1- Covenant registered at the Land Title Office under CA9736493 2- No strata titling permitted 3- Bar sink proposed 4- A/C unit proposed in the rear yard | Hayat Electrical Ltd
PP-2022-02710 | 2022-08-04 | 533 E 59TH AVENUE, Vancouver, BC V5X 1Y2 | Plumbing Permit | Residential | New | Completed | Residential - Outside premises - SUMP | Kingsman Excavating Ltd.
GP-2022-03745 | 2022-11-28 | 533 E 59TH AVENUE, Vancouver, BC V5X 1Y2 | Gas Permit | Residential | New | Completed | Residential - to install one boiler, one Range and rough-in only for 3 BBQs/one Cooktop >BP: To construct a 2 storey + basement one-family dwelling with a secondary suite ($953,000) located in the basement with 2 parking spaces, having vehicular access from the lane. Note: This is a 2 storey building pursuant to the Zoning and Development By-Law 1- Covenant registered at the Land Title Office under CA9736493 2- No strata titling permitted 3- Bar sink proposed 4- A/C unit proposed in the rear yard 5- Schedule B: Jugraj S. Brar, P.Eng. (604-501-7788) Structural Harinder Saini, P.Eng. (604-614-9959) Structural - Glass Guard Vishnu Suresh, P.Eng. (778-885-0551) Structural - Solar Panel Zhao Guan, P.Eng (778-868-5635) Geotechnical 6- HPO: Residential Builder – Tuffco Constructions 7- The entire building, INCLUDING THE ATTACHED GARAGE (if applicable), to be sprinklered to NFPA 13D. ******THIS PERMIT HAS BEEN ISSUED UNDER THE REQUIREMENTS OF VBBL #12511 (2019)****** | ACME PLUMBING HEATING & GAS LTD.
SP-2022-01978 | 2022-11-28 | 533 E 59TH AVENUE, Vancouver, BC V5X 1Y2 | Sprinkler Permit | Residential | New | Completed | Residential - to install a new Sprinkler system >BP: To construct a 2 storey + basement one-family dwelling with a secondary suite ($953,000) located in the basement with 2 parking spaces, having vehicular access from the lane. Note: This Building Permit will remain in a suspended status until the associated (green) Demolition Permit BP-2022-00947 is completed. Note: This is a 2 storey building pursuant to the Zoning and Development By-Law 1- Covenant registered at the Land Title Office under CA9736493 2- No strata titling permitted 3- Bar sink proposed 4- A/C unit proposed in the rear yard 5- Schedule B: Jugraj S. Brar, P.Eng. (604-501-7788) Structural Harinder Saini, P.Eng. (604-614-9959) Structural - Glass Guard Vishnu Suresh, P.Eng. (778-885-0551) Structural - Solar Panel Zhao Guan, P.Eng (778-868-5635) Geotechnical 6- HPO: Residential Builder – Tuffco Constructions 7- The entire building, INCLUDING THE ATTACHED GARAGE (if applicable), to be sprinklered to NFPA 13D. ******THIS PERMIT HAS BEEN ISSUED UNDER THE REQUIREMENTS OF VBBL #12511 (2019)****** | ACME PLUMBING HEATING & GAS LTD.
MP-2022-00356 | 2022-10-05 | 533 E 59TH AVENUE, Vancouver, BC V5X 1Y2 | Mechanical Permit | NULL | NULL | Completed | NULL | ACME PLUMBING HEATING & GAS LTD.
EP-2022-09855 | 2022-11-22 | 533 E 59TH AVENUE, Vancouver, BC V5X 1Y2 | Electrical Permit | Residential | New | Completed | Installation / Repair - Residential - low volt wiring >BP: To construct a 2 storey + basement one-family dwelling with a secondary suite ($953,000) located in the basement with 2 parking spaces, having vehicular access from the lane. Note: This Building Permit will remain in a suspended status until the associated (green) Demolition Permit BP-2022-00947 is completed. Note: This is a 2 storey building pursuant to the Zoning and Development By-Law 1- Covenant registered at the Land Title Office under CA9736493 2- No strata titling permitted 3- Bar sink proposed 4- A/C unit proposed in the rear yard 5- Schedule B: Jugraj S. Brar, P.Eng. (604-501-7788) Structural Harinder Saini, P.Eng. (604-614-9959) Structural - Glass Guard Vishnu Suresh, P.Eng. (778-885-0551) Structural - Solar Panel Zhao Guan, P.Eng (778-868-5635) Geotechnical 6- HPO: Residential Builder – Tuffco Constructions 7- The entire building, INCLUDING THE ATTACHED GARAGE (if applicable), to be sprinklered to NFPA 13D. ******THIS PERMIT HAS BEEN ISSUED UNDER THE REQUIREMENTS OF VBBL #12511 (2019)****** | C N S Alarms Ltd
GP-2023-00322 | 2023-01-26 | 535 E 59TH AVENUE, Vancouver, BC V5X 1Y2 | Gas Permit | Residential | Renovation | Completed | Residential - Install Furnace | ROMA Heating Ltd
EP-2022-02761 | 2022-04-07 | 680 E 5TH AVENUE, Vancouver, BC V5T 1J2 | Electrical Permit | Commercial | Renovation | Completed | Installation / Repair - Commercial - Maintenance replacement of fire alarm. Replace the control unit and initiating devices with new control unit and initiating devices. Note: This permit has been issued based on Bulletin 2018-004-BU/EL. | Fina Electrical Systems Ltd
NULL | NULL | 1515 E 5TH AVENUE, Vancouver, BC V5N 1L6 | Electrical Permit | Commercial | Addition | Draft | Installation / Repair - Commercial - INSTALL DEDICATED OUTLET FOR DISHWASHER | NULL
EP-2021-09496 | 2022-01-12 | 1528 E 5TH AVENUE, Vancouver, BC V5N 1L7 | Electrical Permit | Commercial | Tenant Improvement | Completed | Installation / Repair - Commercial - Install 20x Phihong AW EV Charging Stations using EVEMS Powersharing (3:1 - 2.218kW - 6.656kW). Add 7x circuits to parkade via new 3P-400A switch in Main distribution. All wiring installed through parkade using EMT. See attached drawing set for Load calc and install details **Amendment Apr 26, 2022** New Service connection - 120/208V 4W 400A - to scope | Trudel, Daniel, DBA: Electrum Charging Solutions Inc.
MP-2023-01569 | 2023-08-24 | 225 E 58TH AVENUE, Vancouver, BC V5X 1V8 | Mechanical Permit | NULL | NULL | Issued | NULL | AKAL Plumbing & Heating Ltd
EP-2023-09457 | 2023-10-30 | 225 E 58TH AVENUE, Vancouver, BC V5X 1V8 | Electrical Permit | Residential | New | Issued | Installation / Repair - Residential - ¦ 1FD + 1SS- LV ¦ install network, tel, Camera system, alarm system (rough in) >BP: To construct a 2 storey single detached house with a secondary suite located in the Basement ($658,530.00) with an open parking pad, providing 1 parking space, having vehicular access from the 20' Lane. 1. Covenant registered at the Land Title Office under CB272436 2. No Strata Titling permitted 3. A/C proposed – Exterior component located in rear yard, Interior component located in closet on second floor 4. Bar sink located in Basement Rec Room. 5. Schedule B: (Jason Hui) P.Eng (778.319.3403) Structural and Geotechnical 6. HPO: Residential Builder- (E.Bit Development Ltd) Note: This is a 2 storey building pursuant to the Zoning and Development By-Law Note: As shown by an asterisk (*) on the building permit floor plans and/or elevations, exit protection is required to be provided in accordance with Articles 9.9.4.4., 9.9.4.6., and/or 9.37.2.8. of the 2019 VBBL. ***This permit is issued under the VBBL 2019, with updated energy requirements as per bylaw # 12997 effective Jan 01, 2022.*** | Cand Electric Limited
SP-2023-01885 | 2023-10-12 | 225 E 58TH AVENUE, Vancouver, BC V5X 1V8 | Sprinkler Permit | Residential | New | Issued | Residential - Install sprinklers in sfd >BP: To construct a 2 storey single detached house with a secondary suite located in the Basement with an open parking pad, providing 1 parking space, having vehicular access from the 20' Lane. 1. Covenant registered at the Land Title Office under CB272436 2. No Strata Titling permitted 3. A/C proposed – Exterior component located in rear yard, Interior component located in closet on second floor 4. Bar sink located in Basement Rec Room. 5. Schedule B: (Jason Hui) P.Eng (778.319.3403) Structural and Geotechnical 6. HPO: Residential Builder- (E.Bit Development Ltd) | Gold Key Fire Protection Ltd
GP-2023-02902 | 2023-10-04 | 225 E 58TH AVENUE, Vancouver, BC V5X 1V8 | Gas Permit | Residential | New | Issued | Residential - 1 Range & 1 BBQ >BP: To construct a 2 storey single detached house with a secondary suite located in the Basement ($658,530.00) with an open parking pad, providing 1 parking space, having vehicular access from the 20' Lane. | AKAL Plumbing & Heating Ltd
EP-2023-00700 | 2023-01-27 | 225 E 58TH AVENUE, Vancouver, BC V5X 1V8 | Electrical Permit | Residential | New | Expired | Temporary Power - Residential - To provide temporary power. | Big Forest Electric Ltd
PP-2023-01751 | 2023-05-17 | 225 E 58TH AVENUE, Vancouver, BC V5X 1V8 | Plumbing Permit | Residential | New | Issued | Residential - 1FD+SS - #1 & #2 - sump and underground | GNA Contracting Ltd
EP-2023-04801 | 2023-06-07 | 225 E 58TH AVENUE, Vancouver, BC V5X 1V8 | Electrical Permit | Residential | New | Issued | Installation / Repair - Residential - Install power line and wiring, lighting installation in a new house *An approved mechanical permit is required for the installation of air conditioning or heat pump unit at the time of installation before an electrical inspection will be performed >BP: To construct a 2 storey single detached house with a secondary suite located in the Basement ($658,530.00) with an open parking pad, providing 1 parking space, having vehicular access from the 20' Lane. 1. Covenant registered at the Land Title Office under CB272436 2. No Strata Titling permitted 3. A/C proposed – Exterior component located in rear yard, Interior component located in closet on second floor 4. Bar sink located in Basement Rec Room. 5. Schedule B: (Jason Hui) P.Eng (778.319.3403) Structural and Geotechnical 6. HPO: Residential Builder- (E.Bit Development Ltd) Note: This is a 2 storey building pursuant to the Zoning and Development By-Law Note: As shown by an asterisk (*) on the building permit floor plans and/or elevations, exit protection is required to be provided in accordance with Articles 9.9.4.4., 9.9.4.6., and/or 9.37.2.8. of the 2019 VBBL. ***This permit is issued under the VBBL 2019, with updated energy requirements as per bylaw # 12997 effective Jan 01, 2022.*** | GLBC ELECTRICAL CONTRACTORS LTD
PP-2023-02759 | 2023-08-03 | 225 E 58TH AVENUE, Vancouver, BC V5X 1V8 | Plumbing Permit | Residential | New | Issued | Residential - This is a new house with 27 fixtures >BP: To construct a 2 storey single detached house with a secondary suite located in the Basement with an open parking pad, providing 1 parking space, having vehicular access from the 20' Lane. 1. Covenant registered at the Land Title Office under CB272436 2. No Strata Titling permitted 3. A/C proposed – Exterior component located in rear yard, Interior component located in closet on second floor 4. Bar sink located in Basement Rec Room. 5. Schedule B: (Jason Hui) P.Eng (778.319.3403) Structural and Geotechnical 6. HPO: Residential Builder- (E.Bit Development Ltd) | AKAL Plumbing & Heating Ltd
GP-2023-00639 | 2023-02-22 | 250 E 58TH AVENUE, Vancouver, BC V5X 1V9 | Gas Permit | Residential | Renovation | Completed | Residential - Re & Re HWT Gas | Milani Plumbing Heating & Air Conditioning Ltd
EP-2022-06107 | 2022-07-22 | 303 E 58TH AVENUE, Vancouver, BC V5X 1V8 | Electrical Permit | Residential | New | Completed | Installation / Repair - Residential - Upgrade and relocate existing service to 200A duplex meter base 125A - Laneway main switch 100A - Main house switch Upgrade new underground service feeder | AMTEK Electric Ltd
EP-2022-09480 | 2022-11-21 | 362 E 58TH AVENUE, Vancouver, BC V5X 1V9 | Electrical Permit | Residential | Addition | Completed | Installation / Repair - Residential - change service location | Mainpower Electrical Ltd
EP-2023-00801 | 2023-01-30 | 154 E 63RD AVENUE, Vancouver, BC V5X 2J6 | Electrical Permit | Residential | New | Expired | Temporary Power - Residential - To provide temporary power. | Oscar Electric Ltd
PP-2023-00926 | 2023-03-20 | 154 E 63RD AVENUE, Vancouver, BC V5X 2J6 | Plumbing Permit | Residential | New | Issued | Residential - 1FD - Draintile, Rainwater leader, Sanitary, storm and sump (Outside Services) | Khela Excavating Ltd.
PP-2023-02330 | 2023-06-30 | 154 E 63RD AVENUE, Vancouver, BC V5X 2J6 | Plumbing Permit | Residential | New | Issued | Residential - Plumbing >BP: To construct a 2 storey + basement one-family dwelling with a detached accessory building (laneway house), at the rear providing 1 parking spaces, having vehicular access from the lane. Note: This is a 2 storey building pursuant to the Zoning and Development By-Law 1- No Bar/Sink proposed 2- A/C unit proposed 3- Schedule B: Shambhu N. Biswas P Eng (604-250-8666) Architectural Structural & Geotechnical 4- HPO: Residential Builder – Mom Homes Inc #47219 5- Entire Building to have NFPA 13-D | GOODWILL PLUMBING & HEATING LTD
EP-2023-03791 | 2023-05-08 | 154 E 63RD AVENUE, Vancouver, BC V5X 2J6 | Electrical Permit | Residential | New | Issued | Installation / Repair - Residential - New one family dwelling. 200A Main service. 2 Meters (Main house + Laneway house). 150A Main breaker for main house. 100A Main breaker for laneway house *An approved mechanical permit is required for the installation of air conditioning or heat pump unit at the time of installation before an electrical inspection will be performed >BP: To construct a 2 storey + basement one-family dwelling ($678,637.50) with a detached accessory building (laneway house), at the rear providing 1 parking spaces, having vehicular access from the lane. Note: This is a 2 storey building pursuant to the Zoning and Development By-Law 1- No Bar/Sink proposed 2- A/C unit proposed 3- Schedule B: Shambhu N. Biswas P Eng (604-250-8666) Architectural Structural & Geotechnical 4- HPO: Residential Builder – Mom Homes Inc #47219 5- Entire Building to have NFPA 13-D | Oscar Electric Ltd
EP-2023-10194 | 2023-11-14 | 154 E 63RD AVENUE, Vancouver, BC V5X 2J6 | Electrical Permit | Residential | New | Issued | Installation / Repair - Residential - Low Voltage Roughing and Finishing for security alarm and data >BP: To construct a 2 storey + basement one-family dwelling ($678,637.50) with a detached accessory building (laneway house), at the rear providing 1 parking spaces, having vehicular access from the lane. | Cruz Security Inc
SP-2023-01665 | 2023-09-11 | 154 E 63RD AVENUE, Vancouver, BC V5X 2J6 | Sprinkler Permit | Residential | New | Issued | Residential - 1FD - #1 - MAIN HOUSE WITH NEW SPRINKLERS >DB: To construct a 2 storey + basement one-family dwelling with a detached accessory building (laneway house), at the rear providing 1 parking spaces, having vehicular access from the lane. Note: This is a 2 storey building pursuant to the Zoning and Development By-Law 1- No Bar/Sink proposed 2- A/C unit proposed 5- Entire Building to have NFPA 13-D ****ALL PROJECT COORDINATOR NOTES HAS BEEN ACCEPTED BY THE APPLICANT**** ***This permit is issued under the VBBL 2019, with updated energy requirements as per bylaw # 12997 effective Jan 01, 2022.*** | BC Fire Sprinklers Ltd
EP-2022-01053 | 2022-02-10 | 159 E 63RD AVENUE, Vancouver, BC V5X 2J5 | Electrical Permit | Residential | Addition | Completed | Installation / Repair - Residential - Installation of 19 Solar Photovoltaic panels, DC feed into inverter, inverter AC output feeds into a 30A 2-pole breaker in the main electrical panel through an external disconnect (CEC code compliance) >BP: Exterior alterations to install solar panels to the existing two car garage at the rear of the site of this one family dwelling with secondary suite. Electrical permit required. OK for field Review as per Rosa Astorino -October 13, 2021 letters of assurance submitted by: Govinder S Dhesi, 604-580-3275 P.Eng, Structural Schedule B | Shift Energy Group Inc
EP-2022-03608 | 2022-05-05 | 496 E 62ND AVENUE, Vancouver, BC V5X 2G1 | Electrical Permit | Residential | New | Expired | Temporary Power - Residential - To provide temporary power. NOTE: Work authorized by this permit is for placement of a temporary power pole only and does not authorize any site construction and/or excavation. A separate Building Permit will be required prior to commencement of any other work on this site. | Kraftsman Electric Ltd
MP-2022-00495 | 2022-10-31 | 496 E 62ND AVENUE, Vancouver, BC V5X 2G1 | Mechanical Permit | NULL | NULL | Completed | NULL | UNIVERSAL PLUMBING & HEATING LTD
PP-2022-03704 | 2022-10-17 | 496 E 62ND AVENUE, Vancouver, BC V5X 2G1 | Plumbing Permit | Residential | New | Completed | Residential - Plumbing for : >BP: To construct a 2 storey + basement one-family dwelling with a secondary suite located in the basement with an attached garage to Laneway house and one open parking pad, at the rear providing 2 parking spaces, having vehicular access from the lane. | UNIVERSAL PLUMBING & HEATING LTD
SP-2022-01976 | 2022-11-28 | 496 E 62ND AVENUE, Vancouver, BC V5X 2G1 | Sprinkler Permit | Residential | New | Completed | Residential - Install sprinklers in sfd To construct a 2 storey + basement one-family dwelling with a secondary suite located in the basement with an attached garage to Laneway house and one open parking pad, at the rear providing 2 parking spaces, having vehicular access from the lane. Note: This is a 2 storey building pursuant to the Zoning and Development By-Law 1- No strata titling permitted. 2- Bar sink proposed in Main floor. 3- A/C unit proposed in rear yard. 4- Schedule B: K.T.C. Nguyen P.Eng (604.326.2701) Structural 5- Schedule B: Heqing Jian (778.987.7461) Geotechnical 6- HPO: Pacific Homes Ltd. | Gold Key Fire Protection Ltd
GP-2022-03899 | 2022-12-07 | 496 E 62ND AVENUE, Vancouver, BC V5X 2G1 | Gas Permit | Residential | New | Completed | Residential - 1FD+SS - #1 & #2 - To install boiler 2 range BBQ fireplace There is pipping for BBQ 1 range fireplace >DB: To construct a 2 storey + basement one-family dwelling with a secondary suite located in the basement with an attached garage to Laneway house and one open parking pad, at the rear providing 2 parking spaces, having vehicular access from the lane. Note: This is a 2 storey building pursuant to the Zoning and Development By-Law 1- No strata titling permitted. 2- Bar sink proposed in Main floor. 3- A/C unit proposed in rear yard. The entire building, INCLUDING THE ATTACHED GARAGE (if applicable), to be sprinklered to NFPA 13D. | JOT MECHANICAL LTD
EP-2022-10568 | 2022-12-21 | 496 E 62ND AVENUE, Vancouver, BC V5X 2G1 | Electrical Permit | Residential | New | Completed | Installation / Repair - Residential - Single family home with suite >BP: To construct a 2 storey + basement one-family dwelling with a secondary suite located in the basement with an attached garage to Laneway house and one open parking pad, at the rear providing 2 parking spaces, having vehicular access from the lane. Note: This is a 2 storey building pursuant to the Zoning and Development By-Law 1- No strata titling permitted. 2- Bar sink proposed in Main floor. 3- A/C unit proposed in rear yard. 4- Schedule B: K.T.C. Nguyen P.Eng (604.326.2701) Structural 5- Schedule B: Heqing Jian (778.987.7461) Geotechnical 6- HPO: Pacific Homes Ltd. | Kraftsman Electric Ltd
EP-2022-10496 | 2022-12-13 | 496 E 62ND AVENUE, Vancouver, BC V5X 2G1 | Electrical Permit | Residential | New | Completed | Installation / Repair - Residential - Cable, internet, tel, vacuum, doorbell, intercom, speakers, security prewire, cameras, >BP: To construct a 2 storey + basement one-family dwelling with a secondary suite located in the basement with an attached garage to Laneway house and one open parking pad, at the rear providing 2 parking spaces, having vehicular access from the lane. Note: This is a 2 storey building pursuant to the Zoning and Development By-Law 1- No strata titling permitted. 2- Bar sink proposed in Main floor. 3- A/C unit proposed in rear yard. 4- Schedule B: K.T.C. Nguyen P.Eng (604.326.2701) Structural 5- Schedule B: Heqing Jian (778.987.7461) Geotechnical 6- HPO: Pacific Homes Ltd. Amend May 23, 2023: -"Security Alarm Finishing | PLANET SMART HOMES LTD.
PP-2022-03096 | 2022-09-06 | 496 E 62ND AVENUE, Vancouver, BC V5X 2G1 | Plumbing Permit | Residential | New | Completed | Residential - SUMPS | K P Excavating & Demolition Ltd
GP-2022-00311 | 2022-02-01 | 5 E 55TH AVENUE, Vancouver, BC V5X 1M6 | Gas Permit | Residential | Tenant Improvement | Cancelled | Residential - replace furnace and hot water tank following a flood | A-1 Drainage Plumbing & Heating Limited
GP-2022-02452 | 2022-09-12 | 5 E 55TH AVENUE, Vancouver, BC V5X 1M6 | Gas Permit | Residential | Tenant Improvement | Completed | Residential - Re and re furnace and water heater | Slavi A Asenov
GP-2022-01421 | 2022-05-08 | 45 E 55TH AVENUE, Vancouver, BC V5X 1M6 | Gas Permit | Residential | Renovation | Completed | Residential - To Replace 1 Furnace Re/Re | ALL TIME HEATING PLUMBING & AIR CONDITIONING
GP-2023-00725 | 2023-03-01 | 604 E 56TH AVENUE, Vancouver, BC V5X 1R7 | Gas Permit | Residential | Tenant Improvement | Completed | Residential - Re and Re the hot water heater | Moore & Russell Heating Ltd
GP-2022-01447 | 2022-05-10 | 649 E 56TH AVENUE, Vancouver, BC V5X 1R6 | Gas Permit | Residential | Renovation | Completed | Residential - Gas furnace instillation with 70,000 btu | ROMA Heating Ltd
EP-2021-09557 | 2022-01-13 | 320 E 57TH AVENUE, Vancouver, BC V5X 1S7 | Electrical Permit | Residential | Renovation | Issued | Installation / Repair - Residential - addition of legal suite and power upgrade -please see attached load calculation . we will be upgrading main service from 70 amps to 200 amps >BP: Exterior and interior alterations to provide improvements and change of use to change this one family dwelling to a one family dwelling with secondary suite. Scope of Work: Upper floor kitchen and bathroom reno. Replacing all windows. Convert main floor to suite, adding suite door at front of house. Convert Sun room to deck. Structural Schedule B provided by Sharat Chande OK for field review as per Rosa Astorino - September 28, 2021 | Luxman Electricals Ltd
PP-2023-02699 | 2023-07-28 | 320 E 57TH AVENUE, Vancouver, BC V5X 1S7 | Plumbing Permit | Residential | Renovation | Completed | Residential - plumbing >BP: Exterior and interior alterations to provide improvements and change of use to change this one family dwelling to a one family dwelling with secondary suite. Scope of Work: Upper floor kitchen and bathroom reno. Replacing all windows. Convert main floor to suite, adding suite door at front of house. Convert Sun room to deck. | bcc mechanicals ltd
EP-2023-06731 | 2023-07-28 | 320 E 57TH AVENUE, Vancouver, BC V5X 1S7 | Electrical Permit | Residential | Renovation | Completed | Installation / Repair - Residential - Kitchen renovation. Wiring new kitchen counter plugs and appliances and 2 bathroom fans and plugs >Permit Amendment Aug 29, 2023 -"Load calculation attached " *Document(s) uploaded to "Application Documents" tab for Electrical Inspector review. Documents are at pending status at time of permit amendment approval. >BP: Exterior and interior alterations to provide improvements and change of use to change this one family dwelling to a one family dwelling with secondary suite. Scope of Work: Upper floor kitchen and bathroom reno. Replacing all windows. Convert main floor to suite, adding suite door at front of house. Convert Sun room to deck. Structural Schedule B provided by Sharat Chande | Super Power Electric Ltd
GP-2023-02340 | 2023-08-09 | 320 E 57TH AVENUE, Vancouver, BC V5X 1S7 | Gas Permit | Residential | Renovation | Completed | Residential - 1 Cook Top supply around 15 ft gas line (Gas tight) >BP: Exterior and interior alterations to provide improvements and change of use to change this one family dwelling to a one family dwelling with secondary suite. (CF-2021-006101) | Shirzad Akhgarian O/A Highgate Plumbing, Gas & Heating
NULL | NULL | 1195 E 57TH AVENUE, Vancouver, BC V5X 1T7 | Plumbing Permit | Residential | New | Draft | Residential - Sump installation for main house | Finest Construction & Renovation Ltd
EP-2022-01903 | 2022-04-28 | 1195 E 57TH AVENUE, Vancouver, BC V5X 1T7 | Electrical Permit | Residential | New | Expired | Temporary Power - Residential - To provide temporary power. | Aidea Solutions Ltd
EP-2023-00746 | 2023-02-07 | 1195 E 57TH AVENUE, Vancouver, BC V5X 1T7 | Electrical Permit | Residential | New | Completed | Installation / Repair - Residential - A new duplex house wiring. Install all outlets, lighting system and electrical equipment. A 200 A, 120/240v, overhead, double meter system. >BP: To construct a two-storey two-family dwelling with one secondary suite ($615,250) located in the basement, with a detached accessory building (garage) at the rear providing 3 parking spaces, having vehicular access from the lane. Note: This Building Permit will remain in a suspended status until the associated (green) Demolition Permit BP-2021-01084 is completed. Note: This is a 2 storey building pursuant to the Zoning and Development By-Law 1. Covenant registered at the Land Title Office CA9482222 2. No A/C units proposed 3. Schedule B: Zhanchao Zhao, P.Eng. (604-526-1305) Structural & Geotechnical 4. HPO: Residential Builder - TCSC Construction Ltd. (778-384-8790) ******THIS PERMIT HAS BEEN ISSUED UNDER THE REQUIREMENTS OF VBBL #12511 (2019)****** AMEND May 08, 2023: -Since the owner request upgrade one of the car charger from 20 A,240V to 30 A, 240, we upgrade the unit with legal suite to 150 A, 3/0 ACWU Cable and 150 A panel. (instead original is 125 A, 2/0 ACWU Cable, 125 A panel). | Aidea Solutions Ltd
EP-2023-00994 | 2023-02-07 | 1195 E 57TH AVENUE, Vancouver, BC V5X 1T7 | Electrical Permit | Residential | New | Completed | Installation / Repair - Residential - Low voltage rough wire & finish for data, cable, alarm & Doorbell >BP: To construct a two-storey two-family dwelling with one secondary suite ($615,250) located in the basement, with a detached accessory building (garage) at the rear providing 3 parking spaces, having vehicular access from the lane. Note: This Building Permit will remain in a suspended status until the associated (green) Demolition Permit BP-2021-01084 is completed. Note: This is a 2 storey building pursuant to the Zoning and Development By-Law 1. Covenant registered at the Land Title Office CA9482222 2. No A/C units proposed 3. Schedule B: Zhanchao Zhao, P.Eng. (604-526-1305) Structural & Geotechnical 4. HPO: Residential Builder - TCSC Construction Ltd. (778-384-8790) ******THIS PERMIT HAS BEEN ISSUED UNDER THE REQUIREMENTS OF VBBL #12511 (2019)****** | Paratech Integrated Systems Ltd
PP-2022-02176 | 2022-06-21 | 1195 E 57TH AVENUE, Vancouver, BC V5X 1T7 | Plumbing Permit | Residential | New | Completed | Residential - 2FD+SS - FRONT - 1195 E 57TH AV BACK - 7261 SHERBROOKE ST - #1 & #2 Sump installation for main house To construct a two-storey two-family dwelling with one secondary suite located in the basement, with a detached accessory building (garage) at the rear providing 3 parking spaces, having vehicular access from the lane. Note: This is a 2 storey building pursuant to the Zoning and Development By-Law 1. Covenant registered at the Land Title Office CA9482222 2. No A/C units proposed | Finest Construction & Renovation Ltd
PP-2022-03337 | 2022-09-22 | 1195 E 57TH AVENUE, Vancouver, BC V5X 1T7 | Plumbing Permit | Residential | New | Completed | Residential - Rough plumbing/ tub shower/ final To construct a two-storey two-family dwelling with one secondary suite located in the basement, with a detached accessory building (garage) at the rear providing 3 parking spaces, having vehicular access from the lane. Note: This is a 2 storey building pursuant to the Zoning and Development By-Law 1. Covenant registered at the Land Title Office CA9482222 2. No A/C units proposed 3. Schedule B: Zhanchao Zhao, P.Eng. (604-526-1305) Structural & Geotechnical 4. HPO: Residential Builder - Gold Confluence Homebuilding | SIGMA PLUMBING & HEATING INC.
GP-2022-03943 | 2023-02-06 | 1195 E 57TH AVENUE, Vancouver, BC V5X 1T7 | Gas Permit | Residential | New | Completed | Residential - gas appliance install for new Duplex with secondary suite FRONT UNIT: 1195 E 57th ave: to install 1 boiler 1 range BACK UNIT: 7261 Sherbrooke st to install 1 boiler 1 range | Symbolistic Heating Ltd
EP-2022-10366 | NULL | 1195 E 57TH AVENUE, Vancouver, BC V5X 1T7 | Electrical Permit | Residential | New | Withdrawn | Installation / Repair - Residential - Low voltage >BP: To construct a two-storey two-family dwelling with one secondary suite located in the basement, with a detached accessory building (garage) at the rear providing 3 parking spaces, having vehicular access from the lane. Note: This is a 2 storey building pursuant to the Zoning and Development By-Law 1. Covenant registered at the Land Title Office CA9482222 2. No A/C units proposed 3. Schedule B: Zhanchao Zhao, P.Eng. (604-526-1305) Structural & Geotechnical 4. HPO: Residential Builder - Gold Confluence Homebuilding ******THIS PERMIT HAS BEEN ISSUED UNDER THE REQUIREMENTS OF VBBL #12511 (2019)****** | NULL
SP-2022-01926 | 2022-11-18 | 1195 E 57TH AVENUE, Vancouver, BC V5X 1T7 | Sprinkler Permit | Residential | New | Completed | Residential - new sprinkler installation by NFPA13D >BP: To construct a two-storey two-family dwelling with one secondary suite ($615,250) located in the basement, with a detached accessory building (garage) at the rear providing 3 parking spaces, having vehicular access from the lane. Note: This Building Permit will remain in a suspended status until the associated (green) Demolition Permit BP-2021-01084 is completed. Note: This is a 2 storey building pursuant to the Zoning and Development By-Law 1. Covenant registered at the Land Title Office CA9482222 2. No A/C units proposed 3. Schedule B: Zhanchao Zhao, P.Eng. (604-526-1305) Structural & Geotechnical 4. HPO: Residential Builder - Gold Confluence Homebuilding ******THIS PERMIT HAS BEEN ISSUED UNDER THE REQUIREMENTS OF VBBL #12511 (2019)****** | Spectrum Fire Protection Ltd
EP-2023-01223 | 2023-02-13 | 1240 E 57TH AVENUE, Vancouver, BC V5X 1T9 | Electrical Permit | Residential | Renovation | Completed | Installation / Repair - Residential - Service relocation and upgrade to 200 amps. Service will be moved to garage and existing service will become sub-service. | Ryan Charles Pagnossin
EP-2022-04400 | 2022-05-27 | 136 E 58TH AVENUE, Vancouver, BC V5X 1V6 | Electrical Permit | Residential | Renovation | Completed | Installation / Repair - Residential - New service upgrade from 125A to 200A. Install new meter, main panel, and electric vehicle charger. Reconnect old house panel. | Advanco Electric Ltd
EP-2022-03635 | NULL | 136 E 58TH AVENUE, Vancouver, BC V5X 1V6 | Electrical Permit | Residential | Renovation | Withdrawn | Installation / Repair - Residential - Install new level 2 vehicle charger in garage. To accommodate added load, new demand charge controlled to be installed for load shedding. | Advanco Electric Ltd
GP-2022-02683 | 2022-09-07 | 808 E 56TH AVENUE, Vancouver, BC V5X 1S2 | Gas Permit | Residential | Renovation | Completed | Residential - We are replacing regular hot water tank and boiler with Navien combi | Superstar Plumbing Heating & Sprinkler Supplies Ltd
GP-2023-03078 | 2023-10-16 | 818 E 56TH AVENUE, Vancouver, BC V5X 1S2 | Gas Permit | Residential | Tenant Improvement | Issued | Residential - Remove the old boiler and install Navien high-efficiency boiler | Superstar Plumbing Heating & Sprinkler Supplies Ltd
EP-2023-03148 | 2023-04-12 | 1392 E 59TH AVENUE, Vancouver, BC V5X 1Z1 | Electrical Permit | Residential | Addition | Completed | Installation / Repair - Residential - Additon of a rec room including a few plugs, lights, smoke alarm wiring, sub panel. >BP: interior/exterior alterations to this existing one family dwelling. Scope of work to include converting existing car port into enclosed garage and convert existing sun deck over carport to sun room. REVIEWED UNDER VBBL 2019 | PADAM ELECTRICAL LTD
GP-2022-03765 | 2022-11-28 | 1435 E 59TH AVENUE, Vancouver, BC V5P 2G6 | Gas Permit | Residential | Tenant Improvement | Completed | Residential - Furnace Replacement | Wah Fai Plumbing & Heating Inc
SP-2022-00619 | 2022-04-26 | 1475 E 59TH AVENUE, Vancouver, BC V5P 2G6 | Sprinkler Permit | Residential | New | Completed | Residential - Install sprinklers in Duplex >BP: 2 FD + 2 SS To construct a 2 storey two-family dwelling with (2) secondary suite(s) located in the Basement ($763,200.00) with a detached accessory building (garage) and 2 open parking at the rear providing 2 parking spaces, having vehicular access from the lane. 1. Covenant registered at the Land Title Office under CA9181510 2. A/C Unit proposed at rear yard and second floor 3. Schedule B: Alan Prahalad P.Eng (604- 831-1431) Structural and Geotechnical 4. HPO: Residential Builder- Senator Homes Ltd The entire building is to be sprinklered to 2 x NFPA 13D Note: This is a 2 storey building pursuant to the Zoning and Development By-Law WEST UNIT #1-1475 E 59th Av - One Family Dwelling (1st & 2nd floor) #2-1475 E 59th Av - Secondary Suite (basement) EAST UNIT #1-1477 E 59th Av - One Family Dwelling (1st & 2nd floor) #2-1477 E 59th Av - Secondary Suite (basement) Address and suite numbers assigned as per approved plans for Fire and Emergency response. The address numbers are to be posted to the building to be visible from the street and the suite numbers are to be posted at the suite entries in accordance with the Building By-law prior to final inspection. **THIS PERMIT HAS BEEN ISSUED UNDER THE REQUIREMENTS OF VBBL #12511 (2019).** | Gold Key Fire Protection Ltd
EP-2022-02238 | 2022-03-23 | 1475 E 59TH AVENUE, Vancouver, BC V5P 2G6 | Electrical Permit | Residential | New | Completed | Installation / Repair - Residential - NEW ELECTRICAL FOR DUPLEX MAIN SERVICE 200AMPS 125AMPS TO EACH UNIT >BP: 2 FD + 2 SS To construct a 2 storey two-family dwelling with (2) secondary suite(s) located in the Basement ($763,200.00) with a detached accessory building (garage) and 2 open parking at the rear providing 2 parking spaces, having vehicular access from the lane. 1. Covenant registered at the Land Title Office under CA9181510 2. A/C Unit proposed at rear yard and second floor 3. Schedule B: Alan Prahalad P.Eng (604- 831-1431) Structural and Geotechnical 4. HPO: Residential Builder- Senator Homes Ltd The entire building is to be sprinklered to 2 x NFPA 13D **THIS PERMIT HAS BEEN ISSUED UNDER THE REQUIREMENTS OF VBBL #12511 (2019).** | Indy Electrical Ltd
GP-2022-01112 | 2022-04-11 | 1475 E 59TH AVENUE, Vancouver, BC V5P 2G6 | Gas Permit | Residential | New | Completed | Residential - To install 2 boiler 3 range 2 BBQ 1 dryer There is pipping for 2 range 2 BBQ 1475 e 59 has boiler range BBQ 1477 e50 has boiler 2 range BBQ and dryer | JOT MECHANICAL LTD
PP-2022-01023 | 2022-03-28 | 1475 E 59TH AVENUE, Vancouver, BC V5P 2G6 | Plumbing Permit | Residential | New | Completed | Residential - 2FD+2SS - WEST UNIT - 1475 E 59TH AV - #1 & #2 EAST UNIT - 1475 E 59TH AV - #1 & #2 Rough in for waterlines and shower/ tub floor drains To construct a 2 storey two-family dwelling with (2) secondary suite(s) located in the Basement with a detached accessory building (garage) and 2 open parking at the rear providing 2 parking spaces, having vehicular access from the lane. 1. Covenant registered at the Land Title Office under CA9181510 2. A/C Unit proposed at rear yard and second floor | Dynasty Developments Ltd
EP-2022-03005 | 2022-04-13 | 1475 E 59TH AVENUE, Vancouver, BC V5P 2G6 | Electrical Permit | Residential | New | Completed | Installation / Repair - Residential - complete system, network, cable, speaker wiring,camers wiring >BP: To construct a 2 storey two-family dwelling with (2) secondary suite(s) located in the Basement ($763,200.00) with a detached accessory building (garage) and 2 open parking at the rear providing 2 parking spaces, having vehicular access from the lane. 1. Covenant registered at the Land Title Office under CA9181510 2. A/C Unit proposed at rear yard and second floor 3. Schedule B: Alan Prahalad P.Eng (604- 831-1431) Structural and Geotechnical 4. HPO: Residential Builder- Senator Homes Ltd The entire building is to be sprinklered to 2 x NFPA 13D Note: This is a 2 storey building pursuant to the Zoning and Development By-Law WEST UNIT #1-1475 E 59th Av - One Family Dwelling (1st & 2nd floor) #2-1475 E 59th Av - Secondary Suite (basement) EAST UNIT #1-1477 E 59th Av - One Family Dwelling (1st & 2nd floor) #2-1477 E 59th Av - Secondary Suite (basement) Address and suite numbers assigned as per approved plans for Fire and Emergency response. The address numbers are to be posted to the building to be visible from the street and the suite numbers are to be posted at the suite entries in accordance with the Building By-law prior to final inspection. **THIS PERMIT HAS BEEN ISSUED UNDER THE REQUIREMENTS OF VBBL #12511 (2019).** | Tutronic Security Sytem Co Ltd
PP-2022-00653 | 2022-02-24 | 1475 E 59TH AVENUE, Vancouver, BC V5P 2G6 | Plumbing Permit | Residential | New | Completed | Residential - Install one outside storm sump | PTL Contracting Ltd
EP-2023-06642 | 2023-08-04 | 1491 E 59TH AVENUE, Vancouver, BC V5P 2G6 | Electrical Permit | Residential | Addition | Completed | Installation / Repair - Residential - NEW SERVICE ON LANEWAY HOUSE No increases the service same 100 amp Reconnect and relocation yes | G G S ELECTRICAL LTD
EP-2022-07325 | 2022-09-01 | 72 E 62ND AVENUE, Vancouver, BC V5X 2E6 | Electrical Permit | Residential | Tenant Improvement | Completed | Installation / Repair - Residential - No change to existing service. Electrical installation for heat pump. BP not required; Mechanical permit :MP-2022-00167 | Moore And Russell Heating And Air Conditioning Ltd
MP-2022-00167 | 2022-08-30 | 72 E 62ND AVENUE, Vancouver, BC V5X 2E6 | Mechanical Permit | NULL | NULL | Completed | NULL | Moore And Russell Heating And Air Conditioning Ltd
GP-2022-02792 | 2022-09-19 | 72 E 62ND AVENUE, Vancouver, BC V5X 2E6 | Gas Permit | Residential | Tenant Improvement | Completed | Residential - Re Re Furnace | Moore & Russell Heating Ltd
EP-2023-09704 | 2023-11-06 | 72 E 62ND AVENUE, Vancouver, BC V5X 2E6 | Electrical Permit | Residential | Tenant Improvement | Issued | Installation / Repair - Residential - 200 amp service upgrade and installation of level 2 car charger | Moore And Russell Heating And Air Conditioning Ltd
EP-2023-10756 | 2023-12-21 | 72 E 62ND AVENUE, Vancouver, BC V5X 2E6 | Electrical Permit | Residential | Addition | Issued | Installation / Repair - Residential - TO CONTINUE WORK STARTED BY OTHERS (EP-2023-09704) Relight Solutions will install a Level 2 EV Charger in garage -No service upgrade | 0968458 BC Ltd DBA Relight Solutions
GP-2022-01507 | 2022-05-16 | 80 E 62ND AVENUE, Vancouver, BC V5X 2E6 | Gas Permit | Residential | New | Completed | Residential - Gas line hook up to range 77,500 BTU -New range installation on main floor of home | Arjay Mechanical Inc
EP-2022-10397 | 2022-12-20 | 157 E 62ND AVENUE, Vancouver, BC V5X 2E7 | Electrical Permit | Residential | Renovation | Completed | Installation / Repair - Residential - Electrical supply for Heatpump MP-2022-00573 | Milani Electric Limited
NULL | NULL | 157 E 62ND AVENUE, Vancouver, BC V5X 2E7 | Gas Permit | Residential | NULL | Draft | Residential - capping off the gas | Milani Plumbing Heating & Air Conditioning Ltd
MP-2022-00573 | 2022-11-17 | 157 E 62ND AVENUE, Vancouver, BC V5X 2E7 | Mechanical Permit | NULL | NULL | Completed | NULL | Milani Electric Limited
EP-2023-08255 | 2023-10-03 | 286 E 63RD AVENUE, Vancouver, BC V5X 2J7 | Electrical Permit | Residential | Renovation | Issued | Installation / Repair - Residential - ¦ 1FD- 100A SERVICE DISCONNECT/ RE-CONNECT ¦ Service change only | Maple Leaf Electrical Ltd
GP-2022-01207 | 2022-04-18 | 2096 E 54TH AVENUE, Vancouver, BC V5P 1Y6 | Gas Permit | Residential | Renovation | Completed | Residential - Replace furnace | Gregori Plumbing, Heating & Air Conditioning Ltd
PP-2023-03132 | 2023-09-06 | 2215 E 54TH AVENUE, Vancouver, BC V5P 1Y8 | Plumbing Permit | Residential | Renovation | Completed | Residential - New rain water leader and 1 sump for an old house | Canstar Excavating & Landscaping Ltd
EP-2022-08533 | 2022-10-11 | 2223 E 54TH AVENUE, Vancouver, BC V5P 1Y8 | Electrical Permit | Residential | Renovation | Completed | Installation / Repair - Residential - LWH - #3 - Tel/TV/Data, security alarm. COMPLETE SECURITY ALARM SYSTEM >DB: To construct a 1 storey laneway house building with an open parking pad, providing 1 parking space, having vehicular access from the lane. Note: This is a 1 storey building pursuant to the Zoning & Development By-law Note: Bldg 1 (principal bldg) addressed 2223 e 54th ave retained on site. 1. A/C unit proposed in rear yard | SIGHTLINE TECHNOLOGY LTD.
EP-2022-08640 | 2022-10-12 | 2223 E 54TH AVENUE, Vancouver, BC V5P 1Y8 | Electrical Permit | Residential | Renovation | Completed | Installation / Repair - Residential - Relocating main service to LWH and wiring new service feed to main house | Optimal Electrical Ltd
SP-2022-01406 | 2022-08-31 | 2223 E 54TH AVENUE, Vancouver, BC V5P 1Y8 | Sprinkler Permit | Residential | New | Completed | Residential - Installation of a new fire sprinkler system for: >BP: To construct a 1 storey laneway house building ($225,000.00) with an open parking pad, providing 1 parking space, having vehicular access from the lane. Note: This is a 1 storey building pursuant to the Zoning & Development By-law Note: Bldg 1 (principal bldg) addressed 2223 e 54th ave retained on site. 1. A/C unit proposed in rear yard 2. Schedule B: MAKHAN S. DHILLON P.Eng (604-537-6271) Structural & Geotechnical 3. HPO: Residential Builder- QKD Construction Ltd ****residential projects will now require schedule B as part of the sprinkler application**** **The entire building, INCLUDING THE ATTACHED GARAGE (if applicable), to be sprinklered to NFPA 13D.** | CENTRE LINE FIRE SPRINKLERS LTD
GP-2022-02667 | 2022-09-07 | 2223 E 54TH AVENUE, Vancouver, BC V5P 1Y8 | Gas Permit | Residential | New | Completed | Residential - Range, Boiler & BBQ for: >BP: To construct a 1 storey laneway house building ($225,000.00) with an open parking pad, providing 1 parking space, having vehicular access from the lane. | AKAL Plumbing & Heating Ltd
MP-2022-00139 | 2022-08-23 | 2223 E 54TH AVENUE, Vancouver, BC V5P 1Y8 | Mechanical Permit | NULL | NULL | Completed | NULL | AKAL Plumbing & Heating Ltd
PP-2022-02833 | 2022-08-15 | 2223 E 54TH AVENUE, Vancouver, BC V5P 1Y8 | Plumbing Permit | Residential | New | Completed | Residential - LWH - #3 - This is new laneway house with 12 fixtures. To construct a 1 storey laneway house building with an open parking pad, providing 1 parking space, having vehicular access from the lane. Note: This is a 1 storey building pursuant to the Zoning & Development By-law Note: Bldg 1 (principal bldg) addressed 2223 e 54th ave retained on site. 1. A/C unit proposed in rear yard | AKAL Plumbing & Heating Ltd
PP-2022-02691 | 2022-08-04 | 2223 E 54TH AVENUE, Vancouver, BC V5P 1Y8 | Plumbing Permit | Residential | New | Completed | Residential - Sump | Khela Excavating Ltd.
EP-2022-07005 | 2022-08-23 | 2223 E 54TH AVENUE, Vancouver, BC V5P 1Y8 | Electrical Permit | Residential | New | Completed | Installation / Repair - Residential - LWH - #3 - New construction of laneway house, full inside electrical wiring complete with new service (combined meter base) >BP: To construct a 1 storey laneway house building with an open parking pad, providing 1 parking space, having vehicular access from the lane. Note: This is a 1 storey building pursuant to the Zoning & Development By-law Note: Bldg 1 (principal bldg) addressed 2223 e 54th ave retained on site. 1. A/C unit proposed in rear yard | Optimal Electrical Ltd
EP-2022-01140 | 2022-02-14 | 2238 E 54TH AVENUE, Vancouver, BC V5P 1Y7 | Electrical Permit | Residential | Renovation | Completed | Installation / Repair - Residential - DISCONNECT/RECONNECT THE EXISTING 125 A 1-PHASE METER FROM THE EXISTING MAIN HOUSE, TO BE RELOCATED ON THE NEW METERBASE THAT HAS INSTALLED ON NEW LANEWAY HOUSE. | Allone Electric Ltd
NULL | NULL | 1755 E 55TH AVENUE, Vancouver, BC V5P 1Z7 | Electrical Permit | Commercial | NULL | Draft | Movie Set / Filming - To allow for Movie Set/Filming Applicant shall provide completed Contractor Declaration form, and dates of filming and associated location(s) to csinspection.clerks@vancouver.ca prior to the commencement of filming. Visit vancouver.ca/inspections for more details. | Means of Production Inc
GP-2023-02996 | 2023-10-10 | 1768 E 55TH AVENUE, Vancouver, BC V5P 1Z6 | Gas Permit | Residential | Renovation | Completed | Residential - replace gas furnace | Joyce Heating Services Ltd
PP-2023-04003 | 2023-11-14 | 1810 E 55TH AVENUE, Vancouver, BC V5P 1Z6 | Plumbing Permit | Residential | New | Issued | Residential - sump installation | Kingsman Excavating Ltd.
EP-2023-07924 | 2023-08-30 | 1810 E 55TH AVENUE, Vancouver, BC V5P 1Z6 | Electrical Permit | Residential | New | Issued | Temporary Power - Residential - To provide temporary power. | Lo-Cost Electrical Ltd
EP-2023-08261 | 2023-09-12 | 1810 E 55TH AVENUE, Vancouver, BC V5P 1Z6 | Electrical Permit | Residential | New | Issued | Temporary Power - Residential - To provide temporary power. | STAT ELECTRICS LIMITED
PP-2023-04321 | 2023-12-13 | 1810 E 55TH AVENUE, Vancouver, BC V5P 1Z6 | Plumbing Permit | Residential | New | Issued | Residential - Plumbing >BP: To construct a 2 storey two-family dwelling with 2 secondary suites located in the Basement/Cellar ($910,000) with a detached accessory building (garage) and 1 open parking at the rear providing 3 parking spaces, having vehicular access from the rear lane. Note: The entire building to be sprinklered to 2 x NFPA 13D Note: This is a 2 storey building pursuant to the Zoning and Development By-Law | UNIVERSAL PLUMBING & HEATING LTD
GP-2024-00207 | 2024-01-29 | 1810 E 55TH AVENUE, Vancouver, BC V5P 1Z6 | Gas Permit | Residential | New | Issued | Residential - To install 4 range 4 dryer 2 bbq There is piping for 2 bbq 2 range 2 dryer >BP; To construct a 2 storey two-family dwelling with 2 secondary suites located in the Basement/Cellar ($910,000) with a detached accessory building (garage) and 1 open parking at the rear providing 3 parking spaces, having vehicular access from the rear lane. | JOT MECHANICAL LTD
GP-2024-00161 | 2024-01-22 | 2947 E 5TH AVENUE, Vancouver, BC V5M 1N6 | Gas Permit | Residential | New | Completed | Residential - replace gas fireplace insert and vent | Delco Fireplaces Ltd
GP-2023-03375 | 2023-11-06 | 3022 E 5TH AVENUE, Vancouver, BC V5M 1N8 | Gas Permit | Residential | New | Completed | Residential - Replacement boiler only 160 000 BTU | MSN Gas & Heating Ltd
GP-2022-00220 | 2022-01-25 | 728 E 58TH AVENUE, Vancouver, BC V5X 1W3 | Gas Permit | Residential | Renovation | Completed | Residential - disconnect the old one, reconnect the new one | Fast Track Appliances Ltd
MP-2023-01986 | 2023-11-06 | 742 E 58TH AVENUE, Vancouver, BC V5X 1W3 | Mechanical Permit | NULL | NULL | Issued | NULL | CEN'S MECHANICAL F & C ENTERPRISES LTD
EP-2023-09511 | 2023-10-31 | 742 E 58TH AVENUE, Vancouver, BC V5X 1W3 | Electrical Permit | Residential | New | Issued | Installation / Repair - Residential - Single family dwelling with detached laneway house 2 kitchen ranges ( 85000 btu each ) 2 Dryers ( 35000 btu each and 1 bbq (50000 btu ) gas >BP: To construct a 2 storey single detached house with a secondary suite located in the Cellar ($711,355) with an open parking pad, providing 1 parking space, having vehicular access from the 20' Lane. 1. Covenant registered at the Land Title Office under CA9649496 2. Mechanical unit proposed – Exterior component located in rear yard, Interior component located in upper floor mechanical closet. 3. Schedule B: (W. K. Leung) P.Eng (604.543.8044) Structural & Geotechnical 4. HPO: Residential Builder - Woodbine Builders Ltd. Note: The entire building, INCLUDING THE ATTACHED GARAGE (if applicable), to be sprinklered to NFPA 13D Note: This is a 2 storey building pursuant to the Zoning and Development By-Law ***This permit is issued under the VBBL 2019, with updated energy requirements as per bylaw # 12997 effective Jan 01, 2022.*** | Arise Electrical Ltd
EP-2023-09548 | 2023-10-30 | 742 E 58TH AVENUE, Vancouver, BC V5X 1W3 | Electrical Permit | Residential | New | Issued | Installation / Repair - Residential - Low voltage rough & finish for Data, Cable, Alarm, CCTV and Intercom. >BP: To construct a 2 storey single detached house with a secondary suite located in the Cellar ($711,355) with an open parking pad, providing 1 parking space, having vehicular access from the 20' Lane. 1. Covenant registered at the Land Title Office under CA9649496 2. Mechanical unit proposed – Exterior component located in rear yard, Interior component located in upper floor mechanical closet. 3. Schedule B: (W. K. Leung) P.Eng (604.543.8044) Structural & Geotechnical 4. HPO: Residential Builder - Woodbine Builders Ltd. ***This permit is issued under the VBBL 2019, with updated energy requirements as per bylaw # 12997 effective Jan 01, 2022.*** | Paratech Integrated Systems Ltd
NULL | NULL | 742 E 58TH AVENUE, Vancouver, BC V5X 1W3 | Mechanical Permit | NULL | NULL | Withdrawn | NULL | NULL
SP-2023-01790 | 2023-09-27 | 742 E 58TH AVENUE, Vancouver, BC V5X 1W3 | Sprinkler Permit | Residential | New | Issued | Residential - New sprinkler system >BP: To construct a 2 storey single detached house with a secondary suite located in the Cellar ($711,355) with an open parking pad, providing 1 parking space, having vehicular access from the 20' Lane. 1. Covenant registered at the Land Title Office under CA9649496 2. Mechanical unit proposed – Exterior component located in rear yard, Interior component located in upper floor mechanical closet. 3. Schedule B: (W. K. Leung) P.Eng (604.543.8044) Structural & Geotechnical 4. HPO: Residential Builder - Woodbine Builders Ltd. | Haven Fire Protection Ltd
GP-2023-02862 | 2023-09-29 | 742 E 58TH AVENUE, Vancouver, BC V5X 1W3 | Gas Permit | Residential | New | Issued | Residential - 2 Ranges, 2 Dryers and 1 BBQ All black iron piping included fittings.2psi natural gas line.Piping only for 2 kitchen ranges ( 85000 btu each ) 2 Dryers ( 35000 btu each and 1 bbq (50000 btu ) >BP: To construct a 2 storey single detached house with a secondary suite located in the Cellar ($711,355) with an open parking pad, providing 1 parking space, having vehicular access from the 20' Lane. | POLLY MECHANICAL LTD
NULL | NULL | 742 E 58TH AVENUE, Vancouver, BC V5X 1W3 | Mechanical Permit | NULL | NULL | Withdrawn | NULL | NULL
MP-2023-01581 | 2023-08-29 | 742 E 58TH AVENUE, Vancouver, BC V5X 1W3 | Mechanical Permit | NULL | NULL | Issued | NULL | Blueline Plumbing & Heating Ltd
PP-2023-02811 | 2023-08-09 | 742 E 58TH AVENUE, Vancouver, BC V5X 1W3 | Plumbing Permit | Residential | New | Issued | Residential - Plumbing for new House >BP: To construct a 2 storey single detached house with a secondary suite located in the Cellar ($711,355) with an open parking pad, providing 1 parking space, having vehicular access from the 20' Lane. 1. Covenant registered at the Land Title Office under CA9649496 2. Mechanical unit proposed – Exterior component located in rear yard, Interior component located in upper floor mechanical closet. 3. Schedule B: (W. K. Leung) P.Eng (604.543.8044) Structural & Geotechnical 4. HPO: Residential Builder - Woodbine Builders Ltd. Note: The entire building, INCLUDING THE ATTACHED GARAGE (if applicable), to be sprinklered to NFPA 13D Note: This is a 2 storey building pursuant to the Zoning and Development By-Law “As shown by an asterisk (*) on the building permit floor plans and/or elevations, exit protection is required to be provided in accordance with Articles 9.9.4.4., 9.9.4.6., and/or 9.37.2.8. of the 2019 VBBL.” | Blueline Plumbing & Heating Ltd
GP-2023-00306 | 2023-01-25 | 757 E 58TH AVENUE, Vancouver, BC V5X 1W4 | Gas Permit | Residential | Renovation | Cancelled | Residential - Re&re boiler | Milani Plumbing Heating & Air Conditioning Ltd
GP-2023-00271 | 2023-01-23 | 757 E 58TH AVENUE, Vancouver, BC V5X 1W4 | Gas Permit | Residential | Renovation | Completed | Residential - Re&re boiler and HWTG | Milani Plumbing Heating & Air Conditioning Ltd
EP-2022-02626 | 2022-04-11 | 519 E 57TH AVENUE, Vancouver, BC V5X 1T1 | Electrical Permit | Residential | New | Expired | Temporary Power - Residential - To provide temporary power. NOTE: Work authorized by this permit is for placement of a temporary power pole only and does not authorize any site construction and/or excavation. A separate Building Permit will be required prior to commencement of any other work on this site. | Zee Electrical Ltd
GP-2022-03961 | 2022-12-13 | 519 E 57TH AVENUE, Vancouver, BC V5X 1T1 | Gas Permit | Residential | New | Completed | Residential - SUPPLY,INSTALL GAS FIREPLACE AND VENTING >BP: To construct a 2 storey one-family dwelling with a secondary suite located in the Basement ($625,500) with an open parking pad, providing 1 parking space, having vehicular access from the 20' Lane. | Delco Fireplaces Ltd
MP-2022-00357 | 2022-10-05 | 519 E 57TH AVENUE, Vancouver, BC V5X 1T1 | Mechanical Permit | NULL | NULL | Completed | NULL | Garcha Bros Mechanical Ltd
GP-2022-03575 | 2022-11-16 | 519 E 57TH AVENUE, Vancouver, BC V5X 1T1 | Gas Permit | Residential | New | Completed | Residential - Boiler and venting installation. Range , fire place and bbq piping only >To construct a 2 storey one-family dwelling with a secondary suite located in the Basement ($625,500) with an open parking pad, providing 1 parking space, having vehicular access from the 20' Lane. 1. Covenant registered at the Land Title Office under CA9289851 2. No Strata Titling permitted 3. A/C proposed – Exterior component located in North, Interior component located in Basement 4. Schedule B: (Maninder Hundal) P.Eng (604.825-4378) Structural 5. Schedule B: (Rajinder Bains) P.Eng (604.712.1995) Geotechnical 6. HPO: Residential Builder- Riyak Developments Ltd. Note: This is a 2 storey building pursuant to the Zoning and Development By-Law **THIS PERMIT HAS BEEN ISSUED UNDER THE REQUIREMENTS OF VBBL #12511 (2019) ** ****ALL PROJECT COORINATOR NOTES HAS BEEN ACCEPTED BY THE APPLICANT**** | MSN Gas & Heating Ltd
SP-2022-01861 | 2022-11-09 | 519 E 57TH AVENUE, Vancouver, BC V5X 1T1 | Sprinkler Permit | Residential | New | Completed | Residential - new sprinkler system >BP: To construct a 2 storey one-family dwelling with a secondary suite located in the Basement ($625,500) with an open parking pad, providing 1 parking space, having vehicular access from the 20' Lane. 1. Covenant registered at the Land Title Office under CA9289851 2. No Strata Titling permitted 3. A/C proposed – Exterior component located in North, Interior component located in Basement 4. Schedule B: (Maninder Hundal) P.Eng (604.825-4378) Structural 5. Schedule B: (Rajinder Bains) P.Eng (604.712.1995) Geotechnical 6. HPO: Residential Builder- Riyak Developments Ltd. Note: This is a 2 storey building pursuant to the Zoning and Development By-Law Address Information: Principle Dwelling: #1-519 E 57 Ave Secondary Suite: #2-519 E 57 Ave Laneway home: #3-519 E 57 Ave Addresses have been assigned per the approved plans, access to the rear unit is from the North side. This access must be provided & maintained at all times and the building addresses posted to be visible from the street in accordance with the Building By-law. **THIS PERMIT HAS BEEN ISSUED UNDER THE REQUIREMENTS OF VBBL #12511 (2019) ** ****ALL PROJECT COORINATOR NOTES HAS BEEN ACCEPTED BY THE APPLICANT**** | Haven Fire Protection Ltd
EP-2022-09331 | 2022-11-17 | 519 E 57TH AVENUE, Vancouver, BC V5X 1T1 | Electrical Permit | Residential | New | Completed | Installation / Repair - Residential - 1FD+SS - #1 & #2 - new single family home wiring and finishing >DB: To construct a 2 storey one-family dwelling with a secondary suite located in the Basement with an open parking pad, providing 1 parking space, having vehicular access from the 20' Lane. 3. A/C proposed – Exterior component located in North, Interior component located in Basement | Zee Electrical Ltd
PP-2022-02871 | 2022-08-17 | 519 E 57TH AVENUE, Vancouver, BC V5X 1T1 | Plumbing Permit | Residential | New | Completed | Residential - SUMPS | Hans Demolition and Excavating Ltd.
PP-2022-03389 | 2022-09-27 | 519 E 57TH AVENUE, Vancouver, BC V5X 1T1 | Plumbing Permit | Residential | New | Completed | Residential - Plumbing for: >BP: To construct a 2 storey one-family dwelling with a secondary suite located in the Basement ($625,500) with an open parking pad, providing 1 parking space, having vehicular access from the 20' Lane. | Garcha Bros Mechanical Ltd
PP-2023-03401 | 2023-09-25 | 565 E 57TH AVENUE, Vancouver, BC V5X 1T1 | Plumbing Permit | Residential | New | Issued | Residential - 1FD+SS - Install one outside storm sump | PTL Contracting Ltd
EP-2023-09116 | 2023-10-10 | 565 E 57TH AVENUE, Vancouver, BC V5X 1T1 | Electrical Permit | Residential | New | Issued | Temporary Power - Residential - To provide temporary power. | Sher Electrical Service ltd
PP-2024-00009 | 2024-01-03 | 565 E 57TH AVENUE, Vancouver, BC V5X 1T1 | Plumbing Permit | Residential | New | Issued | Residential - New home plumbing >BP: To construct a 2 storey single detached house with a secondary suite located in the basement with a detached accessory building (garage) , at the rear providing 2 parking spaces, having vehicular access from the lane. The entire building to be sprinklered to NFPA 13D. Note: This is a 2 storey building pursuant to the Zoning and development By-Law ******THIS PERMIT HAS BEEN ISSUED UNDER THE REQUIREMENTS OF VBBL 2019****** ***This permit is issued under the VBBL 2019, with updated energy requirements as per bylaw # 12997 effective Jan 01, 2022.*** 1. Covenant registered at the Land Title Office under CB913437 2. No strata titling permitted 3. External mechanical unit proposed in rear yard 4. No bar sink 5. Schedule B Xue Li Chen P.Eng (778-235-5447) Architectural, Structural and Geotechnical 6. BC Housing Animark Holdings Ltd | Mann Plumbing and Heating (2019) Ltd
GP-2023-02319 | 2023-08-08 | 1962 E 5TH AVENUE, Vancouver, BC V5N 1M2 | Gas Permit | Residential | Renovation | Cancelled | Residential - 1 Hot Water Tank re/re of hot water tank with tankless water heater | 1236318 BC Ltd DBA Aquatech Vancouver
GP-2023-02851 | 2023-09-28 | 372 E 63RD AVENUE, Vancouver, BC V5X 2J9 | Gas Permit | Residential | New | Issued | Residential - Remove the old boiler and replace it with a Navien-combi high-efficiency gas boiler | Superstar Plumbing Heating & Sprinkler Supplies Ltd
GP-2023-02719 | 2023-09-18 | 382 E 63RD AVENUE, Vancouver, BC V5X 2J9 | Gas Permit | Residential | New | Issued | Residential - Remove the old furnace & replace a new furnace. | Superstar Plumbing Heating & Sprinkler Supplies Ltd
PP-2023-01651 | 2023-05-10 | 434 E 63RD AVENUE, Vancouver, BC V5X 2K2 | Plumbing Permit | Residential | New | Issued | Residential - SUPPLY AND INSTALL A IRRIGATION BACKFLOW | Hillcrest Plumbing & Heating (1967) Ltd
EP-2023-08452 | NULL | 491 E 63RD AVENUE, Vancouver, BC V5X 2K1 | Electrical Permit | Residential | Addition | Withdrawn | Installation / Repair - Residential - Install 30A circuit for Heat Pump -reference: MP-2023-01698 and MP-2023-01649 | Royal Vancouver Air Conditioning
EP-2023-08749 | 2023-10-13 | 491 E 63RD AVENUE, Vancouver, BC V5X 2K1 | Electrical Permit | Residential | Addition | Completed | Installation / Repair - Residential - Heat pump power supply. install 30A circuit for heat pump *MP-2023-01698: Issued (Heating and Cooling) | Royal Vancouver Air Conditioning
MP-2023-01698 | 2023-09-18 | 491 E 63RD AVENUE, Vancouver, BC V5X 2K1 | Mechanical Permit | NULL | NULL | Issued | NULL | Royal Vancouver Air Conditioning
MP-2023-01649 | 2023-09-08 | 491 E 63RD AVENUE, Vancouver, BC V5X 2K1 | Mechanical Permit | NULL | NULL | Cancelled | NULL | Royal Vancouver Air Conditioning
NULL | NULL | 491 E 63RD AVENUE, Vancouver, BC V5X 2K1 | Mechanical Permit | NULL | NULL | Draft | NULL | Royal Vancouver Air Conditioning
GP-2023-00473 | 2023-02-09 | 1851 E 55TH AVENUE, Vancouver, BC V5P 1Z8 | Gas Permit | Residential | Renovation | Completed | Residential - Replacing mid efficient boiler with high efficiency IBC wall hung Replacing 40 gallon atmospheric hot water tank with indirect | Anastase Vlassopoulos DBA Taso Services
EP-2023-05953 | 2023-07-18 | 2135 E 55TH AVENUE, Vancouver, BC V5P 2A2 | Electrical Permit | Residential | Renovation | Issued | Installation / Repair - Residential - ¦ 1FD/ DISCONNECT /RECONNECT ¦ MAIN: 200A ¦ 1FD: 150A ¦ LWH: 100A¦ >Permit Amendment Jan 18, 2024 -Service Details: Amended ¦ -Original load calculation indicating single family dwelling: 125A is incorrect existing single family dwelling: 200A. Contractor requesting single family dwelling change from 200A to 150A -Additional Document Required ¦ -Electrical contractor to request an electrical inspection online and upload load calculation for the District Electrical Inspector to review document(s) prior to any further onsite inspections: https://plposweb.vancouver.ca/Public/Login.aspx ¦ Include "Document review only" in the requestor comments | Allone Electric Ltd
EP-2023-05160 | 2023-06-09 | 2138 E 55TH AVENUE, Vancouver, BC V5P 2A3 | Electrical Permit | Residential | New | Issued | Installation / Repair - Residential - Pre-wiring and Completion for Security Alarm, TV, Network, Tel, Intercom & CCTV. >BP: To construct a 2 storey one-family dwelling with a secondary suite located in the Basement ($882,250.00) with an open parking pad, with a total of 2 parking spaces on site, having vehicular access from the 20' Lane. 1. Covenant registered at the Land Title Office under CA9280463 2. A/C proposed – Exterior component located in REAR YARD, Interior component located in Second Floor 3. Bar sink located in Basement 4. Schedule B: (ZHANCHAO ZHAO) P.Eng (604-526-1305) Structural & Geotechnical 5. Schedule B : P.Eng. K.C. Chung 604-362-7398 Geotechnical - Shoring Only. 6. HPO: Residential Builder- (AR EVENT SOLUTIONS INC.) | Columbia Security Systems & Surveillance Inc
PP-2023-00473 | 2023-02-10 | 2138 E 55TH AVENUE, Vancouver, BC V5P 2A3 | Plumbing Permit | Residential | New | Issued | Residential - To install DWV, water pipe and all plumbing fixtures for the building. >BP: To construct a 2 storey one-family dwelling with a secondary suite located in the Basement with an open parking pad, with a total of 2 parking spaces on site, having vehicular access from the 20' Lane. 1. Covenant registered at the Land Title Office under CA9280463 2. A/C proposed – Exterior component located in REAR YARD, Interior component located in Second Floor 3. Bar sink located in Basement 4. Schedule B: (ZHANCHAO ZHAO) P.Eng (604-526-1305) Structural & Geotechnical 5. Schedule B : P.Eng. K.C. Chung 604-362-7398 Geotechnical - Shoring Only. 6. HPO: Residential Builder- (AR EVENT SOLUTIONS INC.) | Bright Star Plumbing & Heating Supply Ltd
SP-2023-00463 | 2023-03-16 | 2138 E 55TH AVENUE, Vancouver, BC V5P 2A3 | Sprinkler Permit | Residential | New | Issued | Residential - 1FD+SS - #1 & #2 - To install 41 heads fire sprinkler system for the main house >DB: To construct a 2 storey one-family dwelling with a secondary suite located in the Basement with an open parking pad, with a total of 2 parking spaces on site, having vehicular access from the 20' Lane. 1. Covenant registered at the Land Title Office under CA9280463 2. A/C proposed – Exterior component located in REAR YARD, Interior component located in Second Floor 3. Bar sink located in Basement | Bright Star Plumbing & Heating Supply Ltd
GP-2023-00826 | 2023-03-08 | 2138 E 55TH AVENUE, Vancouver, BC V5P 2A3 | Gas Permit | Residential | New | Issued | Residential - 1 Range, 1 Boiler, 1 Fireplace & 1 BBQ To install gas piping for range ,bbq and fireplace. Boiler is complete installation. >BP: To construct a 2 storey one-family dwelling with a secondary suite located in the Basement ($882,250.00) with an open parking pad, with a total of 2 parking spaces on site, having vehicular access from the 20' Lane. | Bright Star Plumbing & Heating Supply Ltd
EP-2023-01895 | 2023-03-06 | 2138 E 55TH AVENUE, Vancouver, BC V5P 2A3 | Electrical Permit | Residential | New | Issued | Temporary Power - Residential - To provide temporary power. | Allone Electric Ltd
MP-2023-00316 | 2023-03-07 | 2138 E 55TH AVENUE, Vancouver, BC V5P 2A3 | Mechanical Permit | NULL | NULL | Issued | NULL | Bright Star Plumbing & Heating Supply Ltd
EP-2022-10226 | 2022-12-06 | 2138 E 55TH AVENUE, Vancouver, BC V5P 2A3 | Electrical Permit | Residential | New | Issued | Installation / Repair - Residential - Installation of fixtures, receptacles and power distribution in new 1FD With second suite. >BP: To construct a 2 storey one-family dwelling with a secondary suite located in the Basement ($882,250.00) with an open parking pad, with a total of 2 parking spaces on site, having vehicular access from the 20' Lane. 1. Covenant registered at the Land Title Office under CA9280463 2. A/C proposed – Exterior component located in REAR YARD, Interior component located in Second Floor 3. Bar sink located in Basement 4. Schedule B: (ZHANCHAO ZHAO) P.Eng (604-526-1305) Structural & Geotechnical 5. Schedule B : P.Eng. K.C. Chung 604-362-7398 Geotechnical - Shoring Only. 6. HPO: Residential Builder- (AR EVENT SOLUTIONS INC.) | Allone Electric Ltd
EP-2022-02456 | 2022-03-26 | 2138 E 55TH AVENUE, Vancouver, BC V5P 2A3 | Electrical Permit | Residential | New | Expired | Temporary Power - Residential - To provide temporary power. | Allone Electric Ltd
EP-2022-02998 | 2022-04-13 | 2293 E 55TH AVENUE, Vancouver, BC V5P 2A2 | Electrical Permit | Residential | Renovation | Completed | Installation / Repair - Residential - DISCONNECT/RECONNECT THE EXISTING 100 A 1-PHASE METER FROM THE EXISTING MAIN HOUSE, TO BE RELOCATED ON THE NEW METER BASE THAT HAS INSTALLED ON NEW LANE WAY HOUSE. | Allone Electric Ltd
EP-2022-02371 | 2022-03-24 | 2765 E 55TH AVENUE, Vancouver, BC V5S 1Z5 | Electrical Permit | Residential | New | Completed | Installation / Repair - Residential - low voltage rough in and completion of alarm, tel/data/cable. security cameras prewire >BP: Interior alterations to provide improvements to this existing one family dwelling on this site. Scope of work includes: removing kitchen cabinetry, shower tub tiles surround, textured ceilings and drywall, which are asbestos-containing building materials. Revision #1 - Removing interior wall in the kitchen on main floor. OK for field review as per Rosa Astorino - September 22, 2021 Note: 1. QP form submitted: Peter R. Van Bakel, BCQP Consultants 2. DBI to confirm if the wall is non-load bearing. | Infinitech Security & Integration Inc.
GP-2022-00596 | 2022-02-25 | 2765 E 55TH AVENUE, Vancouver, BC V5S 1Z5 | Gas Permit | Residential | Renovation | Completed | Residential - re&re furnace & hot water tank addition of gas range Water heater @ 180,000 Furnance @ 60,000BTU Interior alterations to provide improvements to this existing one family dwelling on this site. Scope of work includes: removing kitchen cabinetry, shower tub tiles surround, textured ceilings and drywall, which are asbestos-containing building materials. | Zee's Plumbing Inc
PP-2022-00370 | 2022-02-04 | 2765 E 55TH AVENUE, Vancouver, BC V5S 1Z5 | Plumbing Permit | Residential | Renovation | Completed | Residential - installation of new plumbing fixtures Interior alterations to provide improvements to this existing one family dwelling on this site. Scope of work includes: removing kitchen cabinetry, shower tub tiles surround, textured ceilings and drywall, which are asbestos-containing building materials. | Royal Mechanical Ltd
NULL | NULL | 2765 E 55TH AVENUE, Vancouver, BC V5S 1Z5 | Gas Permit | Residential | Renovation | Draft | Residential - installation of new tankless water heater + high efficiency furnace | Royal Mechanical Ltd
GP-2023-03651 | 2023-11-21 | 2775 E 55TH AVENUE, Vancouver, BC V5S 1Z5 | Gas Permit | Residential | Renovation | Completed | Residential - replace gas water heater | Joyce Heating Services Ltd
GP-2022-03831 | 2022-12-02 | 58 E 56TH AVENUE, Vancouver, BC V5X 1P8 | Gas Permit | Residential | Renovation | Completed | Residential - Hot Water Heater Installation | Hillcrest Plumbing & Heating (1991) Ltd
GP-2022-03018 | 2022-10-05 | 3074 E 5TH AVENUE, Vancouver, BC V5M 1N8 | Gas Permit | Residential | Renovation | Completed | Residential - Re&Re furnace BTU 70.000 | Milani Plumbing Heating & Air Conditioning Ltd
EP-2023-07419 | 2023-08-15 | 1556 E 5TH AVENUE, Vancouver, BC V5N 1L7 | Electrical Permit | Commercial | Addition | Completed | Installation / Repair - Commercial - Boiler Room upgrades: installation of new boiler circuits, new pump circuits, line voltage control wiring for setup. | Delport Electric 2000 Ltd
EP-2022-00796 | 2022-02-03 | 1575 E 5TH AVENUE, Vancouver, BC V5N 1L6 | Electrical Permit | Commercial | NULL | Expired | Annual / Operating - Annual Electric Operating Permit Amend Feb 11, 2022 to select "Maintenance of Emergency Equipment" | Action Electric Ltd
EP-2023-00988 | 2023-02-06 | 1575 E 5TH AVENUE, Vancouver, BC V5N 1L6 | Electrical Permit | Commercial | NULL | Expired | Annual / Operating - Annual Electrical Operating Permit Renewal of EP-2022-00796 Valid: Feb 3, 2023 to Feb 2, 2024 | Action Electric Ltd
GP-2022-02780 | 2022-09-20 | 1660 E 5TH AVENUE, Vancouver, BC V5N 1L7 | Gas Permit | Residential | New | Completed | Residential - Install - Blomberg 30" Gas Cooktop >BP: To construct a new 8 unit stacked townhouse residential building consisting of 2 structures divided by a centre open courtyard area which is located above a single level below grade common storage room & service rooms. 2 enclosed parking stalls are at grade level below the South structure and access of the lane plus 2 additional open parking spaces are provided with access off the lane at the South end of this site. The 2019 VBBL applies to this permit application. | Han Appliances & Refrigeration Ltd
EP-2022-09381 | 2022-11-04 | 1660 E 5TH AVENUE, Vancouver, BC V5N 1L7 | Electrical Permit | Commercial | NULL | Expired | Annual / Operating - Maintenance of existing fire alarm system. | C M & Sons Electrical Inc
EP-2022-03714 | 2022-05-09 | 1660 E 5TH AVENUE, Vancouver, BC V5N 1L7 | Electrical Permit | Residential | Addition | Completed | Installation / Repair - Residential - Supply and install heat trace cabling. The Installation of heat trace cables will be used for sprinkler piping. >BP: To construct a new 8 unit stacked townhouse residential building consisting of 2 structures divided by a centre open courtyard area which is located above a single level below grade common storage room & service rooms. 2 enclosed parking stalls are at grade level below the South structure and access of the lane plus 2 additional open parking spaces are provided with access off the lane at the South end of this site. The 2019 VBBL applies to this permit application which has been reviewed during the Covid-19 pandemic. ** As per VBBL and as noted in the CP`s Code Report this is one building ** Stage 1: Full Construction, Feb. 4, 2021 (B. Smith) NOTED: This is a CP process permit and the applicant is Brian Fraser, P. Eng., CP (Celerity Engineering). Revision #1 (June 24/21. B. Smith): Effective May 3, 2021 Brian Fraser is no longer the applicant/CP of record. The new applicant/CP of record is Michael Ferber, AIBC, CP (Celerity Engineering Ltd). A letter of explanation, new Permit Application Form, and a CP-1 have been submitted regarding this change. REVISION #2 (Sept. 10/21. B. Smith): a). Added UL listed heat trace cable & controller - for branch lines & b). FA monitoring of the cable - trouble signal on normal power loss. All architectural backgrounds updated except level 0. Electrical devices in these areas were updated to match new layout. | Fitterer Electric Ltd
GP-2021-03495 | 2022-02-17 | 1660 E 5TH AVENUE, Vancouver, BC V5N 1L7 | Gas Permit | Residential | New | Completed | Residential - -As there are total-8 residential units. There are two units in the basement in 1658 E 5th and two in the basement of 1660 E 5th. These mentioned 4 units have stove and Boiler. The two units on the top of each building 1658 E 5th and 1660 E 5th have a Stove, boiler, and BBq connections. So there are 8 Gas meters in total for these residential units and there is one gas meter in the common area of all these units for BBQ outdoors and strata will pay the bill for that. Please let me know if you have any questions. >>1658 E 5th Unit# 101 1 boiler 160,000 btu, 1 stove 55,000 btu 102 1 boiler 160,000 btu, 1 cooktop 55,000 btu 201 1 boiler 160,000 btu, 1 stove 55,000 btu, 1 BBQ Box 40,000 btu 202 1 boiler 160,000 btu, 1 stove 55,000 btu, 1 BBQ Box 40,000 btu 1660 E 5th 101 1 boiler 160,000 btu, 1 cooktop 55,000 btu 102 1 boiler 160,000 btu, 1 cooktop 55,000 btu 201 1 boiler 160,000 btu, 1 cooktop 55,000 btu, 1 BBQ Box 40,000 btu 202 1 boiler 160,000 btu, 1 cooktop 55,000 btu, 1 BBQ Box 40,000 btu 1660 Strata 1 BBQ Box 40,000 btu | Perfect Air Solutions Ltd
SP-2020-01935 | 2022-02-15 | 1660 E 5TH AVENUE, Vancouver, BC V5N 1L7 | Sprinkler Permit | Commercial | New | Completed | Commercial - For all sprinkler work to the 2019 VBBL; NFPA 13, 2013; standpipe work to NFPA 14, 2010; fire pump work to NFPA 20, 2010; and alternative solutions prepared by (entre name of firm) for this newly constructed 8 unit stacked townhouse residential building consisting of 2 structures divided by a centre open courtyard area which is located above a single level below grade common storage room & service rooms. 2 enclosed parking stalls are at grade level below the South structure and access of the lane plus 2 additional open parking spaces are provided with access off the lane at the South end of this site. This is a CP process permit and the applicant is Brian Fraser, P. Eng., CP (Celerity Engineering). This application does not include any of the following: • Warehouse storage arrangements, or mobile compact storage arrangements. • Flexible sprinkler pipe. • Information Technology Equipment Rooms (e.g. IT Rooms, LAN Rooms, etc.). • Alternative solutions. Notes: 1. Sprinkler Engineer of Record, Mr. David Killey, Eng.L. of Fire Busters. 2. Per letter sealed December 21, 2021 from Charles W. Powell, P. Eng. of Fluid Charles W. Powell, P. Eng. Bike Storage room at the property in question will be heated to freeze protection levels above 4 degrees C. 3. Courtyard 2 1/2" hose valve subject to the satisfaction of the District Plumbing Inspector and Vancouver Fire and Rescue Services (VFRS). 4. Provide signage for 2 1/2" courtyard hose valve. Coordinated with the Vancouver Fire and Rescue Services (VFRS). 4. Exit exposure protection to Sentence 3.2.3.13.(5) of the 2019 VBBL. | Fire Busters Inc
GP-2022-03162 | 2022-10-14 | 1725 E 5TH AVENUE, Vancouver, BC V5N 1L9 | Gas Permit | Residential | Renovation | Cancelled | Residential - re-re hwt | Ferenc Nagy
GP-2022-03217 | 2022-10-19 | 1725 E 5TH AVENUE, Vancouver, BC V5N 1L9 | Gas Permit | Residential | Renovation | Completed | Residential - HWT re&re | Ferenc Nagy
GP-2023-01512 | 2023-05-10 | 1726 E 5TH AVENUE, Vancouver, BC V5N 1L8 | Gas Permit | Residential | Renovation | Completed | Residential - Capping off existing 1/2” stove gas line | MAJANO PLUMBING INC.
GP-2022-03224 | 2022-10-19 | 1730 E 5TH AVENUE, Vancouver, BC V5N 1L8 | Gas Permit | Residential | Renovation | Completed | Residential - Removal and replacement of 40 gallon gas hot water tank | Pioneer Plumbing & Heating Inc
GP-2022-03058 | 2022-10-12 | 3092 E 5TH AVENUE, Vancouver, BC V5M 1N8 | Gas Permit | Residential | Addition | Completed | Residential - Gas insert fireplace installation | Vaglio Fireplace LTD
GP-2022-02937 | NULL | 159 E 60TH AVENUE, Vancouver, BC V5X 1Z5 | Gas Permit | Residential | Renovation | Withdrawn | Residential - boiler replacement . | Save On Water Heater & Furnace Inc
GP-2022-02069 | 2022-07-13 | 160 E 60TH AVENUE, Vancouver, BC V5X 1Z6 | Gas Permit | Residential | Renovation | Completed | Residential - REANDRE DUAL FUEL GAS RANGE | Coal Harbour Mechanical Ltd
GP-2023-01451 | 2023-05-05 | 172 E 60TH AVENUE, Vancouver, BC V5X 1Z6 | Gas Permit | Residential | Renovation | Completed | Residential - boiler replacement May 5/2023-AMEND to clarify that this a boiler replacement not a new boiler | Pioneer Plumbing & Heating Inc
EP-2023-01701 | 2023-03-01 | 257 E 60TH AVENUE, Vancouver, BC V5X 1Z8 | Electrical Permit | Residential | Renovation | Completed | Installation / Repair - Residential - Upgrade services from 100amp to 200amp . | Gold Medal Electric Ltd
NULL | NULL | 258 E 60TH AVENUE, Vancouver, BC V5X 1Z7 | Electrical Permit | Commercial | New | Withdrawn | Temporary Power - Commercial - To provide temporary power. | NULL
NULL | NULL | 258 E 60TH AVENUE, Vancouver, BC V5X 1Z7 | Electrical Permit | Commercial | New | Withdrawn | Temporary Power - Commercial - To provide temporary power. | NULL
EP-2023-10686 | 2023-11-29 | 258 E 60TH AVENUE, Vancouver, BC V5X 1Z7 | Electrical Permit | Commercial | New | Issued | Temporary Power - Commercial - To provide temporary power. NOTE: Work authorized by this permit is for placement of a temporary power pole only and does not authorize any site construction and/or excavation. A separate Building Permit will be required prior to commencement of any other work on this site. >>Amend: Dec. 5th: 100 amp Single phase 120/240 v 3 wire. | A S ELECTRICAL LTD
PP-2022-03499 | 2022-10-03 | 453 E 61ST AVENUE, Vancouver, BC V5X 2B7 | Plumbing Permit | Residential | New | Completed | Residential - 2FD - WEST - 453 E 61 ST AV EAST - 453 E 61ST A NEW DPLX >DB: To construct a 2 storey + cellar two-family dwelling with a detached accessory building (garage) at the rear providing 2 parking spaces, having vehicular access from the lane. 1. A/C proposed – Exterior components located in rear, Interior component located in second floor closet 2. Bar sink located in cellar. | One Stop Mechanical Ltd
GP-2022-02964 | 2022-10-03 | 453 E 61ST AVENUE, Vancouver, BC V5X 2B7 | Gas Permit | Residential | New | Completed | Residential - 2FD - WEST - 453 E 61 ST AV EAST - 453 E 61ST A NEW DPLX >DB: To construct a 2 storey + cellar two-family dwelling with a detached accessory building (garage) at the rear providing 2 parking spaces, having vehicular access from the lane. 1. A/C proposed – Exterior components located in rear, Interior component located in second floor closet 2. Bar sink located in cellar.NEW DPLX | One Stop Mechanical Ltd
PP-2022-03240 | 2022-09-15 | 453 E 61ST AVENUE, Vancouver, BC V5X 2B7 | Plumbing Permit | Residential | New | Completed | Residential - Sumps | JVT EXCAVATING & DEMOLITION LTD
MP-2022-00577 | 2022-11-17 | 453 E 61ST AVENUE, Vancouver, BC V5X 2B7 | Mechanical Permit | NULL | NULL | Completed | NULL | One Stop Mechanical Ltd
EP-2023-00168 | 2023-01-09 | 453 E 61ST AVENUE, Vancouver, BC V5X 2B7 | Electrical Permit | Residential | New | Completed | Installation / Repair - Residential - Data,low voltage >>>Amend: Sept. 28, 2023 -need to increase value by $1000 | GWIRELESS SMART HOMES LTD
EP-2022-01984 | 2022-04-06 | 453 E 61ST AVENUE, Vancouver, BC V5X 2B7 | Electrical Permit | Residential | New | Expired | Temporary Power - Residential - To provide temporary power. NOTE: Work authorized by this permit is for placement of a temporary power pole only and does not authorize any site construction and/or excavation. A separate Building Permit will be required prior to commencement of any other work on this site. | E G ELECTRICAL LTD.
EP-2023-05451 | 2023-06-19 | 1167 E 63RD AVENUE, Vancouver, BC V5X 2L3 | Electrical Permit | Residential | New | Issued | Temporary Power - Residential - To provide temporary power. >NOTE: Work authorized by this permit is for placement of a temporary power pole only and does not authorize any site construction and/or excavation. A separate Building Permit will be required prior to commencement of any other work on this site. | Anmol Electric Ltd.
GP-2023-03639 | 2023-11-24 | 1167 E 63RD AVENUE, Vancouver, BC V5X 2L3 | Gas Permit | Residential | New | Issued | Residential - 2 Ranges, 2 Boilers, 2 BBQ's & 2 Dryers >BP: To construct a two-storey two-family dwelling with two secondary suites located in the basement, with a detached accessory building (garage) and open parking space at the rear providing 4 parking spaces, having vehicular access from the lane. | Killarney Mechanical Ltd
PP-2023-03317 | 2023-09-18 | 1167 E 63RD AVENUE, Vancouver, BC V5X 2L3 | Plumbing Permit | Residential | New | Issued | Residential - 2FD+2SS - Sump and underground | G N A CONTRACTING LTD
PP-2023-03747 | 2023-10-24 | 1167 E 63RD AVENUE, Vancouver, BC V5X 2L3 | Plumbing Permit | Residential | New | Issued | Residential - pulming >BP: To construct a two-storey two-family dwelling with two secondary suites located in the basement, with a detached accessory building (garage) and open parking space at the rear providing 4 parking spaces, having vehicular access from the lane. Note: This is a 2.5 storey building pursuant to the Zoning and Development By-Law 1. External mechanical units proposed in rear yard 2. Schedule B: Jason Hui, P. Eng. (778-319-3403) Structural & Geotechnical 3. HPO: Jeneve Homes Ltd. | Killarney Mechanical Ltd
SP-2023-02020 | 2023-11-02 | 1167 E 63RD AVENUE, Vancouver, BC V5X 2L3 | Sprinkler Permit | Residential | New | Issued | Residential - 2FD+2SS - WEST - 1167 E 63RD AV - #1 & #2 EAST - 1169 E 63RD AV - #1 & #2 Fire sprinkler system >DB: To construct a two-storey two-family dwelling with two secondary suites located in the basement, with a detached accessory building (garage) and open parking space at the rear providing 4 parking spaces, having vehicular access from the lane. Note: This is a 2.5 storey building pursuant to the Zoning and Development By-Law 1. External mechanical units proposed in rear yard ***This permit is issued under the VBBL 2019, with updated energy requirements as per bylaw # 12997 effective Jan 01, 2022.***. The entire building, to be sprinklered to 2 x NFPA 13D. | Killarney Mechanical Ltd
EP-2023-09790 | 2023-12-06 | 1167 E 63RD AVENUE, Vancouver, BC V5X 2L3 | Electrical Permit | Residential | New | Issued | Installation / Repair - Residential - Duplex house electrical wiring and finishing including de-tached garage with 400 amps(2/200) overhead service >BP: To construct a two-storey two-family dwelling with two secondary suites located in the basement, with a detached accessory building (garage) and open parking space at the rear providing 4 parking spaces, having vehicular access from the lane. Note: This is a 2.5 storey building pursuant to the Zoning and Development By-Law 1. External mechanical units proposed in rear yard 2. Schedule B: Jason Hui, P. Eng. (778-319-3403) Structural & Geotechnical 3. HPO: Jeneve Homes Ltd. The entire building, to be sprinklered to 2 x NFPA 13D. Exit protection is required to be provided in accordance with Articles 9.9.4.4., 9.9.4.6., and/or 9.37.2.8. of the 2019 VBBL. | Anmol Electric Ltd.
MP-2023-01933 | 2023-10-29 | 1167 E 63RD AVENUE, Vancouver, BC V5X 2L3 | Mechanical Permit | NULL | NULL | Issued | NULL | Killarney Mechanical Ltd
EP-2022-03545 | 2022-05-03 | 1239 E 63RD AVENUE, Vancouver, BC V5X 2L3 | Electrical Permit | Residential | Addition | Completed | Installation / Repair - Residential - Service Upgrade | J M P Electrical Contractors Ltd
NULL | NULL | 1260 E 63RD AVENUE, Vancouver, BC V5X 2L4 | Mechanical Permit | NULL | NULL | Draft | NULL | DAYLIGHT HEATING AND AIR CONDITIONING LTD
SP-2023-01492 | 2023-08-15 | 1260 E 63RD AVENUE, Vancouver, BC V5X 2L4 | Sprinkler Permit | Residential | New | Issued | Residential - 1FD+SS - #1 & #2 - Piping and fixture installation >DB: To construct a 2 storey + basement one-family dwelling with a secondary suite located in the basement with 1 surface parking at the rear, having vehicular access from the lane. Entire building sprinklered to NFPA 13D. Note: This is a 2 storey building pursuant to the Zoning and Development By-Law 1- Covenant registered at the Land Title Office under CB214621 2- No strata titling permitted 3- No Bar sink proposed 4- A/C unit proposed in the rear yard and second floor ***This permit is issued under the VBBL 2019, with updated energy requirements as per bylaw # 12997 effective Jan 01, 2022.*** | RG Plumbing Ltd
MP-2023-01840 | 2023-12-04 | 1260 E 63RD AVENUE, Vancouver, BC V5X 2L4 | Mechanical Permit | NULL | NULL | Issued | NULL | DAYLIGHT HEATING AND AIR CONDITIONING LTD
PP-2023-02119 | 2023-06-15 | 1260 E 63RD AVENUE, Vancouver, BC V5X 2L4 | Plumbing Permit | Residential | New | Issued | Residential - 1FD+SS - #1 & #2 - new installation >DB: To construct a 2 storey + basement one-family dwelling with a secondary suite located in the basement with 1 surface parking at the rear, having vehicular access from the lane. Entire building sprinklered to NFPA 13D. Note: This is a 2 storey building pursuant to the Zoning and Development By-Law 1- Covenant registered at the Land Title Office under CB214621 2- No strata titling permitted 3- No Bar sink proposed 4- A/C unit proposed in the rear yard and second floor ***This permit is issued under the VBBL 2019, with updated energy requirements as per bylaw # 12997 effective Jan 01, 2022.*** | A2P PLUMBING & HEATING LTD
PP-2023-01742 | 2023-05-17 | 1260 E 63RD AVENUE, Vancouver, BC V5X 2L4 | Plumbing Permit | Residential | New | Issued | Residential - Sump no pump | Power Excavating Ltd
EP-2023-06419 | 2023-07-27 | 1260 E 63RD AVENUE, Vancouver, BC V5X 2L4 | Electrical Permit | Residential | New | Issued | Installation / Repair - Residential - Single family dwelling house with coach house rough wiring and finishing. >BP: To construct a 2 storey + basement one-family dwelling with a secondary suite ($703,002) located in the basement with 1 surface parking at the rear, having vehicular access from the lane. Entire building sprinklered to NFPA 13D. Note: As shown by an asterisk (*) on the building permit floor plans and/or elevations, exit protection is required to be provided in accordance with Articles 9.9.4.4., 9.9.4.6., and/or 9.37.2.8. of the 2019 VBBL.” Note: This is a 2 storey building pursuant to the Zoning and Development By-Law 1- Covenant registered at the Land Title Office under CB214621 2- No strata titling permitted 3- No Bar sink proposed 4- A/C unit proposed in the rear yard and second floor 5- Schedule B: Alan Prahalad P.Eng (604) 831-1431 Structural & Geotechnical 6- Schedule B: Zhao Guan P.Eng (778) 868-5635 Geotechnical 7- HPO: Residential Builder - 653306 BC Ltd ***This permit is issued under the VBBL 2019, with updated energy requirements as per bylaw # 12997 effective Jan 01, 2022.*** | Bolt Electric Ltd
MP-2023-01147 | 2023-06-21 | 1260 E 63RD AVENUE, Vancouver, BC V5X 2L4 | Mechanical Permit | NULL | NULL | Issued | NULL | A2P PLUMBING & HEATING LTD
EP-2023-06960 | 2023-08-09 | 1260 E 63RD AVENUE, Vancouver, BC V5X 2L4 | Electrical Permit | Residential | New | Issued | Installation / Repair - Residential - Install Low Voltage wiring (networking), Security Alarm, CCTV, Data, Tel. Rough-In and Finishing. >BP: To construct a 2 storey + basement one-family dwelling with a secondary suite ($703,002) located in the basement with 1 surface parking at the rear, having vehicular access from the lane. Entire building sprinklered to NFPA 13D. | Magnificent Security Inc.
NULL | NULL | 1260 E 63RD AVENUE, Vancouver, BC V5X 2L4 | Gas Permit | Residential | New | Draft | Residential - To install one range, one BBQ, one Firepit, one overhead heater . Piping only for one Boiler. | NULL
NULL | NULL | 1260 E 63RD AVENUE, Vancouver, BC V5X 2L4 | Gas Permit | Residential | New | Draft | Residential - To install one range, one BBQ, one Firepit, one overhead heater . Piping only for one Boiler. | NULL
GP-2023-02211 | 2023-07-25 | 1260 E 63RD AVENUE, Vancouver, BC V5X 2L4 | Gas Permit | Residential | New | Issued | Residential - 1 Range, 1 Firepit, 1 Overhead Heater and 1 BBQ Piping only for one boiler. >BP: To construct a 2 storey + basement one-family dwelling with a secondary suite | Realistic Plumbing & Heating
NULL | NULL | 1260 E 63RD AVENUE, Vancouver, BC V5X 2L4 | Gas Permit | Residential | New | Draft | Residential - To install one range, one BBQ, one Firepit, one overhead heater. Piping only for one Boiler. | NULL
NULL | NULL | 1260 E 63RD AVENUE, Vancouver, BC V5X 2L4 | Gas Permit | Residential | New | Draft | Residential - To install one range, one BBQ, one Firepit, one overhead heater . Piping only for one Boiler. | NULL
EP-2023-01668 | 2023-02-27 | 1260 E 63RD AVENUE, Vancouver, BC V5X 2L4 | Electrical Permit | Residential | New | Issued | Temporary Power - Residential - To provide temporary power. | Bolt Electric Ltd
GP-2022-02476 | 2022-08-19 | 1283 E 63RD AVENUE, Vancouver, BC V5X 2L3 | Gas Permit | Residential | Renovation | Completed | Residential - Re and Re | Airlink Heating and Plumbing Ltd
GP-2022-01215 | 2022-04-21 | 105 E 56TH AVENUE, Vancouver, BC V5X 1P9 | Gas Permit | Residential | Addition | Completed | Residential - This is a old house getting boiler changed. | AKAL Plumbing & Heating Ltd
GP-2022-02558 | 2022-08-29 | 3426 E 53RD AVENUE, Vancouver, BC V5S 1W9 | Gas Permit | Residential | Renovation | Completed | Residential - Re&re boiler | A B A PLUMBING & HEATING LTD.
GP-2022-01159 | 2022-04-12 | 126 E 54TH AVENUE, Vancouver, BC V5X 1K6 | Gas Permit | Residential | Renovation - Dwelling Unit(s) only | Completed | Residential - RE and RE OF HOT WATER SYSTEM | 484081 BC LTD
GP-2023-01508 | 2023-05-09 | 3138 E 5TH AVENUE, Vancouver, BC V5M 1P1 | Gas Permit | Residential | Addition | Completed | Residential - re and re gas range | Christopher Sterling
PP-2022-00684 | 2022-02-28 | 3189 E 5TH AVENUE, Vancouver, BC V5M 1P2 | Plumbing Permit | Residential | New | Completed | Residential - 2FD - FRONT UNIT - 3187 E 5TH AV BACK UNIT - 3189 E 5TH AV sump, sanitary, and storm connection To construct a two-storey two-family dwelling with a detached accessory building (double car garage) at the rear providing total of 3 parking spaces, having vehicular access from the lane. Note: This is a 2 storey building pursuant to the Zoning and Development By-Law 1. A/C units proposed in the rear yard | GNA Contracting Ltd
EP-2022-09076 | 2022-10-25 | 3189 E 5TH AVENUE, Vancouver, BC V5M 1P2 | Electrical Permit | Residential | New | Expired | Temporary Power - Residential - To provide temporary power. | WE WIRE IT ELECTRIC LTD
GP-2022-02893 | 2022-09-27 | 3246 E 5TH AVENUE, Vancouver, BC V5M 1P3 | Gas Permit | Residential | New | Completed | Residential - RUN A GAS LINE FOR A BBQ | Hillcrest Plumbing & Heating (1967) Ltd
EP-2022-00837 | 2022-02-04 | 3288 E 5TH AVENUE, Vancouver, BC V5M 1P3 | Electrical Permit | Residential | Renovation - Dwelling Unit(s) only | Completed | Installation / Repair - Residential - Adding baseboard heaters in the basement, two 20 amp circuits with 3000-3500 watts each | Brent Everett
GP-2023-02356 | 2023-08-10 | 296 E 60TH AVENUE, Vancouver, BC V5X 1Z7 | Gas Permit | Residential | Renovation | Completed | Residential - Tankless Replacement | BCRC Plumbing and Heating Ltd
EP-2022-08100 | 2022-09-27 | 2042 E 5TH AVENUE, Vancouver, BC V5N 1M4 | Electrical Permit | Residential | Renovation | Completed | Installation / Repair - Residential - Electrical supply for heatpump >MP-2022-00261: Issued (Cooling) AMEND: JAN 19/2023 Request to Change the legal address to 2042 E. 5th Avenue AMEND: FEB 16/2023 Updated Load calculation added for inspectors reference | Milani Electric Limited
EP-2022-08386 | 2022-10-06 | 2070 E 5TH AVENUE, Vancouver, BC V5N 1M4 | Electrical Permit | Residential | Renovation | Completed | Installation / Repair - Residential - Installing potlights in some rooms. Adding a couplle of switches -No structural work Being done and there is no fire rated walls as the potlights are on the top floor and main floor nothing in the suite Amend: May 8th, 2023 add on changing of the electrical service from 100amps to 200 amps value will be 4000 | David Stein
GP-2023-01639 | 2023-05-24 | 2070 E 5TH AVENUE, Vancouver, BC V5N 1M4 | Gas Permit | Residential | New | Completed | Residential - Disconnect & cap existing gas line to hot water tank, supply & Install electric hot water tank | McKellar Plumbing & Heating Ltd
EP-2022-02507 | 2022-03-28 | 2090 E 5TH AVENUE, Vancouver, BC V5N 1M4 | Electrical Permit | Residential | New | Expired | Temporary Power - Residential - To provide temporary power. | Hi Mark Electric Ltd
EP-2022-03660 | 2022-07-12 | 2090 E 5TH AVENUE, Vancouver, BC V5N 1M4 | Electrical Permit | Residential | New | Issued | Installation / Repair - Residential - New duplex wiring 200 amp main service 125 amp each side >BP: To construct a two-storey two-family dwelling ($755,250), with a detached accessory building (garage) at the rear providing 2 parking spaces, having vehicular access from the lane. Note: This is a 2 storey building pursuant to the Zoning and Development By-Law. 1. A/C units proposed in the rear yard 2. No bar sinks proposed 3. Schedule B: P.K.L. Fong, P.Eng (604-837-3205) Geotechnical 4. Schedule B: Clinton Yiu, P.Eng. (604-255-7670) Structural 5. BC Housing Residential Builder - Desato Enterprises Ltd. 6. The entire building to be sprinklered to 2 x NFPA 13D Address number assigned as per approved plans for Fire and Emergency response. The address number is to be posted and to the building and to be visible from the street in accordance with the Building By-law prior to final inspection. ******THIS PERMIT HAS BEEN ISSUED UNDER THE REQUIREMENTS OF VBBL #12511 (2019)****** Amend: Sept 13, 2023 change address 2145 Lakewood Dr to 2135 Lakewood Dr | Hi Mark Electric Ltd
PP-2023-00740 | 2023-03-06 | 2090 E 5TH AVENUE, Vancouver, BC V5N 1M4 | Plumbing Permit | Residential | New | Completed | Residential - 2FD - NORTH - 2090 E 5TH AV SOUTH - 2135 LAKEWOOD DR. Plumbing >DB: To construct a two-storey two-family dwelling, with a detached accessory building (garage) at the rear providing 2 parking spaces, having vehicular access from the lane. Note: This Building Permit will remain in a suspended status until the associated (green) Demolition Permit BP-2022-01151 is completed. Note: This is a 2 storey building pursuant to the Zoning and Development By-Law. 1. A/C units proposed in the rear yard 2. No bar sinks proposed | WDR CONTRACTING LTD
GP-2023-00772 | 2023-03-06 | 2090 E 5TH AVENUE, Vancouver, BC V5N 1M4 | Gas Permit | Residential | New | Issued | Residential - 2 Fireplaces, 2 Boiler & 2 Range Gas ( fireplace rough only ) >BP: To construct a two-storey two-family dwelling ($755,250), with a detached accessory building (garage) at the rear providing 2 parking spaces, having vehicular access from the lane. | WDR CONTRACTING LTD
GP-2023-01220 | NULL | 2090 E 5TH AVENUE, Vancouver, BC V5N 1M4 | Gas Permit | Residential | New | Withdrawn | Residential - Installation of 1 gas fireplace - venting and hook up only. | Urban Fireplaces Ltd
GP-2023-01221 | 2023-04-14 | 2090 E 5TH AVENUE, Vancouver, BC V5N 1M4 | Gas Permit | Residential | New | Completed | Residential - Installation of 1 gas fireplace - venting and hook up only. >BP: 2FD To construct a two-storey two-family dwelling | Urban Fireplaces Ltd
EP-2023-02927 | 2023-04-04 | 2090 E 5TH AVENUE, Vancouver, BC V5N 1M4 | Electrical Permit | Residential | New | Issued | Temporary Power - Residential - To provide temporary power. Renewal of EP-2022-02507 Valid: Mar 28, 2023 to Mar 27, 2024 | Hi Mark Electric Ltd
MP-2023-00558 | 2023-03-31 | 2090 E 5TH AVENUE, Vancouver, BC V5N 1M4 | Mechanical Permit | NULL | NULL | Completed | NULL | WDR CONTRACTING LTD
MP-2023-00559 | 2023-03-31 | 2090 E 5TH AVENUE, Vancouver, BC V5N 1M4 | Mechanical Permit | NULL | NULL | Completed | NULL | WDR CONTRACTING LTD
SP-2023-00083 | 2023-01-18 | 2090 E 5TH AVENUE, Vancouver, BC V5N 1M4 | Sprinkler Permit | Residential | New | Issued | Residential - 2FD - NORTH - 2090 E 5TH AV SOUTH - 2135 LAKEWOOD DR new fire sprinkler system installation >DB: To construct a two-storey two-family dwelling, with a detached accessory building (garage) at the rear providing 2 parking spaces, having vehicular access from the lane. Note: This Building Permit will remain in a suspended status until the associated (green) Demolition Permit BP-2022-01151 is completed. Note: This is a 2 storey building pursuant to the Zoning and Development By-Law. 1. A/C units proposed in the rear yard 2. No bar sinks proposed 6. The entire building to be sprinklered to 2 x NFPA 13D | CENTRE LINE FIRE SPRINKLERS LTD
PP-2022-03476 | 2022-10-03 | 2090 E 5TH AVENUE, Vancouver, BC V5N 1M4 | Plumbing Permit | Residential | New | Issued | Residential - SUMPS | Van-City Excavating Ltd
EP-2023-07444 | 2023-08-16 | 2090 E 5TH AVENUE, Vancouver, BC V5N 1M4 | Electrical Permit | Residential | New | Issued | Installation / Repair - Residential - Installation of Alarm system, security, low voltage, basic home automation. DB: To construct a two-storey two-family dwelling , with a detached accessory building (garage) at the rear providing 2 parking spaces, having vehicular access from the lane. Note: This is a 2 storey building pursuant to the Zoning and Development By-Law. 1. A/C units proposed in the rear yard 2. No bar sinks proposed 3. Schedule B: P.K.L. Fong, P.Eng (604-837-3205) Geotechnical 4. Schedule B: Clinton Yiu, P.Eng. (604-255-7670) Structural 5. BC Housing Residential Builder - Desato Enterprises Ltd. 6. The entire building to be sprinklered to 2 x NFPA 13D | Sally De la Cruz Rajah
MP-2023-01506 | 2023-08-16 | 2090 E 5TH AVENUE, Vancouver, BC V5N 1M4 | Mechanical Permit | NULL | NULL | Completed | NULL | Ultimate Choice Air Conditioning & Renovations Ltd
NULL | NULL | 2090 E 5TH AVENUE, Vancouver, BC V5N 1M4 | Plumbing Permit | Residential | New | Withdrawn | Residential - Install a new 3/4" backflow prevention device for irrigation system. | M&M Industries Ltd
GP-2022-03112 | 2022-10-12 | 2140 E 5TH AVENUE, Vancouver, BC V5N 1M6 | Gas Permit | Residential | Renovation | Completed | Residential - Re & re of gas hot water tank | Milani Plumbing Heating & Air Conditioning Ltd
GP-2022-00880 | 2022-03-21 | 2146 E 5TH AVENUE, Vancouver, BC V5N 1M6 | Gas Permit | Residential | Renovation | Completed | Residential - Re&Re Furnace & Hot water gas tank Furnace BTU: 70.000 Hot water gas tank BTU: 40.000 | Milani Plumbing Heating & Air Conditioning Ltd
EP-2022-08481 | 2022-10-14 | 55 E 64TH AVENUE, Vancouver, BC V5X 2M3 | Electrical Permit | Residential | New | Completed | Installation / Repair - Residential - Complete electrical work in a new house >BP: To construct a 2 storey one-family dwelling with a secondary suite located in the Basement ($678,915.00) with an open parking pad, providing 1 parking space, having vehicular access from the 20' Lane. 1. Covenant registered at the Land Title Office under CA9844449 2. No Strata Titling permitted 3. A/C proposed – Exterior component located in rear yard, Interior component located in second floor closet. 4. Bar sink located in basement. 5. Schedule B: (Jason Hui) P.Eng (778-319-3403) Structural & Geotechnical. 6. HPO: Residential Builder- (PLATINUM SEAL PROJECT CANADA INC.) | GLBC ELECTRICAL CONTRACTORS LTD
MP-2023-00059 | 2023-01-13 | 55 E 64TH AVENUE, Vancouver, BC V5X 2M3 | Mechanical Permit | NULL | NULL | Completed | NULL | GRIZZLY PLUMBING & HEATING LTD
PP-2023-00004 | 2023-01-06 | 55 E 64TH AVENUE, Vancouver, BC V5X 2M3 | Plumbing Permit | Residential | New | Completed | Residential - new plumbing fixtures >BP: To construct a 2 storey one-family dwelling with a secondary suite located in the Basement ($678,915.00) with an open parking pad, providing 1 parking space, having vehicular access from the 20' Lane. 1. Covenant registered at the Land Title Office under CA9844449 2. No Strata Titling permitted 3. A/C proposed – Exterior component located in rear yard, Interior component located in second floor closet. 4. Bar sink located in basement. 5. Schedule B: (Jason Hui) P.Eng (778-319-3403) Structural & Geotechnical. 6. HPO: Residential Builder- (PLATINUM SEAL PROJECT CANADA INC.) Note: This is a 2 storey building pursuant to the Zoning and Development By-Law ** Laneway house permit under DB-2021-06551.** **THIS PERMIT HAS BEEN ISSUED UNDER THE REQUIREMENTS OF VBBL #12511 (2019) ** | GRIZZLY PLUMBING & HEATING LTD
PP-2022-03315 | 2022-09-21 | 55 E 64TH AVENUE, Vancouver, BC V5X 2M3 | Plumbing Permit | Residential | New | Completed | Residential - Sump | GNA Contracting Ltd
EP-2022-06562 | 2022-08-05 | 55 E 64TH AVENUE, Vancouver, BC V5X 2M3 | Electrical Permit | Residential | Renovation | Expired | Temporary Power - Residential - To provide temporary power. | GLBC ELECTRICAL CONTRACTORS LTD
GP-2023-01107 | 2023-03-31 | 55 E 64TH AVENUE, Vancouver, BC V5X 2M3 | Gas Permit | Residential | New | Completed | Residential - 1/2" black iron pipe for gas >BP: To construct a 2 storey one-family dwelling with a secondary suite located in the Basement with an open parking pad, providing 1 parking space, having vehicular access from the 20' Lane. | GRIZZLY PLUMBING & HEATING LTD
SP-2023-00400 | 2023-03-09 | 55 E 64TH AVENUE, Vancouver, BC V5X 2M3 | Sprinkler Permit | Residential | New | Completed | Residential - 1FD+SS - #1 & #2 - new single house >DB: To construct a 2 storey one-family dwelling with a secondary suite located in the Basement with an open parking pad, providing 1 parking space, having vehicular access from the 20' Lane. 1. Covenant registered at the Land Title Office under CA9844449 2. No Strata Titling permitted 3. A/C proposed – Exterior component located in rear yard, Interior component located in second floor closet. 4. Bar sink located in basement. | Yu Fire Protection Inc.
EP-2023-01689 | 2023-03-01 | 55 E 64TH AVENUE, Vancouver, BC V5X 2M3 | Electrical Permit | Residential | New | Completed | Installation / Repair - Residential - Complete security Alarm installation, telephone, tv, cameras, entry installations >BP: To construct a 2 storey one-family dwelling with a secondary suite located in the Basement ($678,915.00) with an open parking pad, providing 1 parking space, having vehicular access from the 20' Lane. | Best Built-In Centre Ltd
GP-2023-00386 | 2023-02-02 | 79 E 64TH AVENUE, Vancouver, BC V5X 2M3 | Gas Permit | Residential | Renovation | Completed | Residential - Replacing boiler and water heater with a combination boiler | BC Wide Home Services Ltd
EP-2022-03569 | 2022-05-02 | 105 E 64TH AVENUE, Vancouver, BC V5X 2M3 | Electrical Permit | Residential | New | Expired | Temporary Power - Residential - To provide temporary power. | ENT Electric Ltd.
EP-2022-03513 | NULL | 105 E 64TH AVENUE, Vancouver, BC V5X 2M3 | Electrical Permit | Residential | New | Withdrawn | Installation / Repair - Residential - Temporary power NOTE: Work authorized by this permit is for placement of a temporary power pole only and does not authorize any site construction and/or excavation. A separate Building Permit will be required prior to commencement of any other work on this site. | Halo Industry Group Ltd
SP-2023-00328 | 2023-02-27 | 105 E 64TH AVENUE, Vancouver, BC V5X 2M3 | Sprinkler Permit | Residential | New | Completed | Residential - new sprinkler installation >BP: To construct a 2 storey + basement two-family dwelling with a detached accessory building (garage) and 1 open parking at the rear providing 2 parking spaces, having vehicular access from the lane. 1. A/C proposed – Exterior components located in front and rear yard, Interior component located in crawl space. 2. Bar sink not proposed. 3. Schedule B: (Wen Dong Zhao) P.Eng (604-999-3968) Structural 4. Schedule B: (Jian Zhong Jin) P.Eng (604-362-7021) Geotechnical 5. HPO: Residential Builder- (GB Holdings Ltd.) | Real Tech Fire Protection Ltd
GP-2023-00765 | 2023-03-09 | 105 E 64TH AVENUE, Vancouver, BC V5X 2M3 | Gas Permit | Residential | New | Completed | Residential - 1 BBQ's, 2 Ranges & 2 Boilers >BP:To construct a 2 storey + basement two-family dwelling ($665,337.50) with a detached accessory building (garage) and 1 open parking at the rear providing 2 parking spaces, having vehicular access from the lane. *Amendment: August 09, 2023 - Added 1 more BBQ, Range and Boiler for a total of 2 appliances. One for each side of the duplex. | Koolmax Heating and Cooling Ltd
NULL | NULL | 105 E 64TH AVENUE, Vancouver, BC V5X 2M3 | Electrical Permit | Residential | New | Draft | Installation / Repair - Residential - Installation of a new alarm system for both units of the duplex | NULL
PP-2022-03376 | 2022-09-22 | 105 E 64TH AVENUE, Vancouver, BC V5X 2M3 | Plumbing Permit | Residential | New | Completed | Residential - outside sump Installation | New West Excavating & Demolition Ltd
NULL | NULL | 105 E 64TH AVENUE, Vancouver, BC V5X 2M3 | Mechanical Permit | NULL | NULL | Draft | NULL | Ekam Plumbing & Heating Ltd
MP-2022-00755 | 2022-12-30 | 105 E 64TH AVENUE, Vancouver, BC V5X 2M3 | Mechanical Permit | NULL | NULL | Completed | NULL | Ekam Plumbing & Heating Ltd
EP-2022-10457 | 2023-01-20 | 105 E 64TH AVENUE, Vancouver, BC V5X 2M3 | Electrical Permit | Residential | New | Completed | Installation / Repair - Residential - New house wiring >BP: To construct a 2 storey + basement two-family dwelling ($665,337.50) with a detached accessory building (garage) and 1 open parking at the rear providing 2 parking spaces, having vehicular access from the lane. 1. A/C proposed – Exterior components located in front and rear yard, Interior component located in crawl space. 2. Bar sink not proposed. 3. Schedule B: (Wen Dong Zhao) P.Eng (604-999-3968) Structural 4. Schedule B: (Jian Zhong Jin) P.Eng (604-362-7021) Geotechnical 5. HPO: Residential Builder- (GB Holdings Ltd.) Note: This is a 2 storey building pursuant to the Zoning and Development By-Law **THIS PERMIT HAS BEEN ISSUED UNDER THE REQUIREMENTS OF VBBL #12511 (2019) ** Amend: Feb 27, 2023 pull cat5 cable for future use | Halo Industry Group Ltd
NULL | NULL | 105 E 64TH AVENUE, Vancouver, BC V5X 2M3 | Electrical Permit | Residential | New | Draft | Installation / Repair - Residential - new house wiring | Halo Industry Group Ltd
NULL | NULL | 105 E 64TH AVENUE, Vancouver, BC V5X 2M3 | Plumbing Permit | Residential | New | Withdrawn | Residential - Plumbing work | NULL
PP-2022-04102 | 2022-11-15 | 105 E 64TH AVENUE, Vancouver, BC V5X 2M3 | Plumbing Permit | Residential | New | Completed | Residential - Plumbing >>BP: To construct a 2 storey + basement two-family dwelling ($665,337.50) with a detached accessory building (garage) and 1 open parking at the rear providing 2 parking spaces, having vehicular access from the lane. 1. A/C proposed – Exterior components located in front and rear yard, Interior component located in crawl space. 2. Bar sink not proposed. 3. Schedule B: (Wen Dong Zhao) P.Eng (604-999-3968) Structural 4. Schedule B: (Jian Zhong Jin) P.Eng (604-362-7021) Geotechnical 5. HPO: Residential Builder- (GB Holdings Ltd.) **THIS PERMIT HAS BEEN ISSUED UNDER THE REQUIREMENTS OF VBBL #12511 (2019) ** | Ekam Plumbing & Heating Ltd
EP-2023-10986 | 2023-12-18 | 112 E 64TH AVENUE, Vancouver, BC V5X 2M4 | Electrical Permit | Residential | Renovation | Issued | Installation / Repair - Residential - upgrade service from 120/240v-100A to 200A | Zuoyuan Liu
EP-2023-09455 | 2023-10-31 | 143 E 64TH AVENUE, Vancouver, BC V5X 2M3 | Electrical Permit | Residential | Addition | Completed | Installation / Repair - Residential - Installed Exit/Combo Unit -EM Light in Hallway -3 C02/Smoke Alarm confirm with DBI -Replaced receptacles to TR in daycare area Electrical required for IA-2023-00230 childcare for 8 children none under 30 months of age Building permit not required per Building Department Report. | Mann Electrical Services Ltd
EP-2022-01620 | 2022-03-01 | 715 E 62ND AVENUE, Vancouver, BC V5X 2G6 | Electrical Permit | Residential | Renovation | Completed | Installation / Repair - Residential - Service move from house to laneway | Best Choice Electrical Ltd
EP-2022-10658 | 2022-12-17 | 718 E 62ND AVENUE, Vancouver, BC V5X 2G5 | Electrical Permit | Residential | New | Expired | Temporary Power - Residential - To provide temporary power. | H.L. ELECTRICAL LTD
MP-2022-00408 | 2022-10-14 | 730 E 62ND AVENUE, Vancouver, BC V5X 2G5 | Mechanical Permit | NULL | NULL | Completed | NULL | 0994152 BC Ltd
EP-2022-08720 | 2022-10-17 | 730 E 62ND AVENUE, Vancouver, BC V5X 2G5 | Electrical Permit | Residential | Tenant Improvement | Completed | Installation / Repair - Residential - electrical to outdoor heat pump | 0994152 BC Ltd
GP-2022-03137 | 2022-10-13 | 730 E 62ND AVENUE, Vancouver, BC V5X 2G5 | Gas Permit | Residential | Tenant Improvement | Completed | Residential - Decommissioning of gas furnace | 0994152 BC Ltd
EP-2022-01637 | 2022-03-01 | 748 E 62ND AVENUE, Vancouver, BC V5X 2G5 | Electrical Permit | Residential | Renovation | Completed | Installation / Repair - Residential - relocate meter base for the main house -BUILDING 1--EXISTING #1-748 E 62nd Av - One Family Dwelling BUILDING 2--NEW #3-748 E 62nd Av - Laneway House (1.5 storey) | MILKYWAY INDUSTRY LTD
PP-2022-00431 | 2022-02-09 | 748 E 62ND AVENUE, Vancouver, BC V5X 2G5 | Plumbing Permit | Residential | New | Completed | Residential - LWH -#3 - All plumbing To construct a 2 storey laneway house building with an attached garage providing 1 parking space + 1 on grade parking space, having vehicular access from the lane. Rev #1: The entire building, INCLUDING THE ATTACHED GARAGE (if applicable), to be sprinklered to NFPA 13D as per VBBL 3.2.5.12(3)(d). NOTE: To achieve the required FSR a floor space exclusion of 3% has been applied to this application as per section 11.17.24(d) of the district schedule, to accommodate improved building performance. 1. No A/C unit proposed | West Point Plumbing & Heating Ltd
PP-2023-01348 | 2023-04-18 | 752 E 62ND AVENUE, Vancouver, BC V5X 2G5 | Plumbing Permit | Residential | Addition | Issued | Residential - 2FD - Fixing of one sump | GHOTRA EXCAVATING & TRUCKING LTD.
EP-2023-00643 | 2023-01-25 | 752 E 62ND AVENUE, Vancouver, BC V5X 2G5 | Electrical Permit | Residential | New | Expired | Temporary Power - Residential - To provide temporary power. | Roop Electric Co Ltd
EP-2023-07020 | 2023-08-16 | 752 E 62ND AVENUE, Vancouver, BC V5X 2G5 | Electrical Permit | Residential | New | Issued | Installation / Repair - Residential - new wiring for duplex 2 x 200 amp single services >Permit Amendment Nov 15, 2023 -"Re uploaded load calcs to reflect services" *Document(s) uploaded to "Application Documents" tab for Electrical Inspector review. Documents are at pending status at time of permit amendment approval >BP: To construct a 2 storey two-family dwelling ($701,000) with a detached accessory building (garage) at the rear providing 2 parking spaces, having vehicular access from the lane. Note: The entire building, INCLUDING THE ATTACHED GARAGE (if applicable), to be sprinklered to 2 x NFPA 13D 1. Heat pump proposed in front and rear yard. 2. Bar sink located in basement. 3. Schedule B: (K.T. Lam) P.Eng (604.255.7670) Structural & Geotechnical 4. HPO: Residential Builder- Besttin Construction Group Inc Note: This is a 2 storey building pursuant to the Zoning and Development By-Law | Roop Electric Co Ltd
PP-2023-02259 | 2023-06-26 | 752 E 62ND AVENUE, Vancouver, BC V5X 2G5 | Plumbing Permit | Residential | New | Issued | Residential - 2FD - FRONT - 752 E 62ND AV - #1 BACK - 752 E 62ND AV - #2 Front/back duplex >DB: To construct a 2 storey two-family dwelling with a detached accessory building (garage) at the rear providing 2 parking spaces, having vehicular access from the lane. Note: The entire building, INCLUDING THE ATTACHED GARAGE (if applicable), to be sprinklered to 2 x NFPA 13D 1. Heat pump proposed in front and rear yard. 2. Bar sink located in basement. **THIS PERMIT HAS BEEN ISSUED UNDER THE REQUIREMENTS OF VBBL #12511 (2019)** | Evergreen Plumbing & Heating Ltd
NULL | NULL | 752 E 62ND AVENUE, Vancouver, BC V5X 2G5 | Plumbing Permit | Residential | New | Draft | Residential - Front/back duplex | NULL
EP-2023-11049 | 2023-12-12 | 752 E 62ND AVENUE, Vancouver, BC V5X 2G5 | Electrical Permit | Residential | New | Issued | Installation / Repair - Residential - alarm, data runs -the front unit will be rough wire and completion for the alarm system and the back unit is rough wiring only for the security system >BP: To construct a 2 storey two-family dwelling ($701,000) with a detached accessory building (garage) at the rear providing 2 parking spaces, having vehicular access from the lane. Note: The entire building, INCLUDING THE ATTACHED GARAGE (if applicable), to be sprinklered to 2 x NFPA 13D 1. Heat pump proposed in front and rear yard. 2. Bar sink located in basement. 3. Schedule B: (K.T. Lam) P.Eng (604.255.7670) Structural & Geotechnical 4. HPO: Residential Builder- Besttin Construction Group Inc Note: This is a 2 storey building pursuant to the Zoning and Development By-Law **THIS PERMIT HAS BEEN ISSUED UNDER THE REQUIREMENTS OF VBBL #12511 (2019)** | Supertech Systems Ltd
SP-2023-02293 | 2023-12-20 | 752 E 62ND AVENUE, Vancouver, BC V5X 2G5 | Sprinkler Permit | Residential | New | Issued | Residential - Install sprinklers in duplex >BP: To construct a 2 storey two-family dwelling with a detached accessory building (garage) at the rear providing 2 parking spaces, having vehicular access from the lane. Note: The entire building, INCLUDING THE ATTACHED GARAGE (if applicable), to be sprinklered to 2 x NFPA 13D 1. Heat pump proposed in front and rear yard. 2. Bar sink located in basement. 3. Schedule B: (K.T. Lam) P.Eng (604.255.7670) Structural & Geotechnical 4. HPO: Residential Builder- Besttin Construction Group Inc | Gold Key Fire Protection Ltd
EP-2022-05176 | 2022-06-20 | 784 E 62ND AVENUE, Vancouver, BC V5X 2G5 | Electrical Permit | Residential | New | Issued | Installation / Repair - Residential - Underground Feed from main house to laneway house | G.S.G. Electric Ltd.
EP-2022-08935 | 2022-10-21 | 190 E 54TH AVENUE, Vancouver, BC V5X 1K6 | Electrical Permit | Residential | Addition | Completed | Installation / Repair - Residential - Remove the existing 40 AMP range cable and circuit breaker at the existing panelboard. Install a new 40 A branch circuit for an EV charger. Client will provide tesla wall connector. Use 8/3 BX copper cable. | Amor Energy Corporation
GP-2022-00668 | 2022-03-01 | 207 E 54TH AVENUE, Vancouver, BC V5X 1K8 | Gas Permit | Residential | Renovation | Completed | Residential - Re & Re natural draft 40,000BTU hot water tank | BOILERS & BEYOND HEATING & COOLING LTD
GP-2022-00354 | 2022-02-03 | 320 E 54TH AVENUE, Vancouver, BC V5X 1L2 | Gas Permit | Residential | Renovation - Dwelling Unit(s) only | Completed | Residential - FURNACE AND TANKLESS REPLACEMENT | CoStar Home Energy Ltd
EP-2022-06194 | 2022-07-22 | 336 E 54TH AVENUE, Vancouver, BC V5X 1L2 | Electrical Permit | Residential | Tenant Improvement | Issued | Installation / Repair - Residential - Electrical install of a heat pump. No change to existing service. BP Not required. Mechanical permit will be obtained. | Moore And Russell Heating And Air Conditioning Ltd
GP-2023-02382 | 2023-08-15 | 345 E 54TH AVENUE, Vancouver, BC V5X 1L1 | Gas Permit | Residential | Renovation | Completed | Residential - HWT re&re | Ferenc Nagy
GP-2023-04148 | 2023-12-21 | 362 E 54TH AVENUE, Vancouver, BC V5X 1L2 | Gas Permit | Residential | Tenant Improvement | Completed | Residential - Re and Re Furnace | Moore & Russell Heating Ltd
GP-2022-01527 | 2022-05-17 | 388 E 54TH AVENUE, Vancouver, BC V5X 1L2 | Gas Permit | Residential | Renovation | Completed | Residential - replacement of boiler (warranty) | Xpert Mechanical
GP-2022-04010 | 2022-12-15 | 388 E 54TH AVENUE, Vancouver, BC V5X 1L2 | Gas Permit | Residential | Renovation | Completed | Residential - Replacement of boiler (warranty) | Xpert Mechanical
EP-2022-04052 | 2022-05-17 | 1575 E 57TH AVENUE, Vancouver, BC V5P 2B2 | Electrical Permit | Residential | Tenant Improvement | Completed | Installation / Repair - Residential - Electrical install of AC | Moore And Russell Heating And Air Conditioning Ltd
GP-2023-04110 | 2023-12-19 | 1585 E 57TH AVENUE, Vancouver, BC V5P 2B2 | Gas Permit | Residential | Tenant Improvement | Issued | Residential - Re and re furnace | Moore & Russell Heating Ltd
EP-2024-00066 | 2024-01-09 | 1585 E 57TH AVENUE, Vancouver, BC V5P 2B2 | Electrical Permit | Residential | Tenant Improvement | Completed | Installation / Repair - Residential - RE&RE of Heat pump' RE MP-2024-00004 | Moore And Russell Heating And Air Conditioning Ltd
MP-2024-00004 | 2024-01-03 | 1585 E 57TH AVENUE, Vancouver, BC V5P 2B2 | Mechanical Permit | NULL | NULL | Completed | NULL | Moore And Russell Heating And Air Conditioning Ltd
GP-2022-02148 | 2022-07-21 | 1658 E 57TH AVENUE, Vancouver, BC V5P 2B1 | Gas Permit | Residential | Addition | Completed | Residential - We are replacing regular boiler and hot water heater with high efficiency Navien combination of heating and hot water system . | Superstar Plumbing Heating & Sprinkler Supplies Ltd
GP-2023-02685 | 2023-09-13 | 2246 E 5TH AVENUE, Vancouver, BC V5N 1M8 | Gas Permit | Residential | Renovation | Completed | Residential - HWT re&re | Ferenc Nagy
PP-2022-04198 | 2022-11-22 | 2306 E 5TH AVENUE, Vancouver, BC V5N 1N1 | Plumbing Permit | Residential | Renovation | Completed | Residential - plumbing roughen and finishing Exterior and interior alterations to the upper floor of this existing One Family Dwelling with a Secondary Suite. Scope of work includes interior alterations to bedrooms and bathroom on the upper floor | ARCO PLUMBING & HEATING LTD
EP-2022-09783 | 2022-11-18 | 2306 E 5TH AVENUE, Vancouver, BC V5N 1N1 | Electrical Permit | Residential | Renovation | Completed | Installation / Repair - Residential - Adding new pots, plugs, switches and heaters. (CF-2022-008285) >BP: Exterior and interior alterations to the upper floor of this existing One Family Dwelling with a Secondary Suite. Scope of work includes interior alterations to bedrooms and bathroom on the upper floor REUP submitted by Ke Jiang - Capital Home Energy Structural Schedule B submitted by John R. Steiner, P.Eng. - 604.687.8812 This is a non sprinklered building. | O J ELECTRIC LTD
GP-2023-01461 | 2023-05-04 | 2307 E 5TH AVENUE, Vancouver, BC V5N 1M9 | Gas Permit | Residential | New | Completed | Residential - Remove and Replace gas furnace | David John Clarkson
EP-2023-05264 | 2023-06-27 | 2307 E 5TH AVENUE, Vancouver, BC V5N 1M9 | Electrical Permit | Residential | Renovation | Completed | Installation / Repair - Residential - Wiring of heat pump -reference: MP-2023-01061 | RBM Electric Ltd
NULL | NULL | 2307 E 5TH AVENUE, Vancouver, BC V5N 1M9 | Electrical Permit | Residential | Renovation | Draft | Installation / Repair - Residential - wiring of heat pump | RBM Electric Ltd
MP-2023-01061 | 2023-06-08 | 2307 E 5TH AVENUE, Vancouver, BC V5N 1M9 | Mechanical Permit | NULL | NULL | Completed | NULL | David John Clarkson
EP-2022-09135 | 2022-10-26 | 2336 E 5TH AVENUE, Vancouver, BC V5N 1N1 | Electrical Permit | Residential | New | Expired | Temporary Power - Residential - To provide temporary power. | GV ELECTRICAL INC
PP-2023-02937 | 2023-08-18 | 2336 E 5TH AVENUE, Vancouver, BC V5N 1N1 | Plumbing Permit | Residential | New | Issued | Residential - sump placing | Metro Contracting Ltd
PP-2023-03061 | 2023-08-30 | 2336 E 5TH AVENUE, Vancouver, BC V5N 1N1 | Plumbing Permit | Residential | New | Issued | Residential - Plumbing >BP: To construct a 2.5 storey two-family dwelling with a detached accessory building (garage) at the rear providing 2 parking spaces, having vehicular access from the lane. 1. Mechanical Units proposed – External components located in front and rear yard, Interior component slocated in second floor closet 2. Bar sink not proposed. 3. Schedule B: (JULIAN BOZSIK, P.Eng., 604-431-0055) Structural & Geotechnical, Architectural Item 1.5 4. HPO: Residential Builder- (Maxim Development Group (Canada) Inc) | Lally Plumbing & Heating Ltd
MP-2023-02155 | 2023-12-04 | 2380 E 5TH AVENUE, Vancouver, BC V5N 1N1 | Mechanical Permit | NULL | NULL | Issued | NULL | Greg Vavasour
SP-2023-01779 | 2023-09-27 | 2380 E 5TH AVENUE, Vancouver, BC V5N 1N1 | Sprinkler Permit | Residential | New | Issued | Residential - Sprinkler Installation >BP: To construct a two-storey two-family dwelling , with a detached accessory building (garage) at the rear providing 2 parking spaces, having vehicular access from the lane. Note: This is a 2 storey building pursuant to the Zoning and Development By-Law 1. A/C units proposed 2. Schedule B: Sharat Chande, P.Eng. (604-723-7534) Structural & Geotechnical 3. HPO: Residential Builder - Ciampi Homes Ltd 4. The entire building, INCLUDING THE ATTACHED GARAGE (if applicable), to be sprinklered to 2XNFPA 13D. | Alco Fire Protection Ltd
EP-2022-09138 | 2022-10-26 | 2380 E 5TH AVENUE, Vancouver, BC V5N 1N1 | Electrical Permit | Residential | New | Expired | Temporary Power - Residential - To provide temporary power. | GV ELECTRICAL INC
PP-2023-00247 | 2023-01-24 | 2380 E 5TH AVENUE, Vancouver, BC V5N 1N1 | Plumbing Permit | Residential | New | Issued | Residential - Sump | Vancouver Excavating and Contracting Ltd
PP-2023-00248 | 2023-01-24 | 2380 E 5TH AVENUE, Vancouver, BC V5N 1N1 | Plumbing Permit | Residential | New | Issued | Residential - New Home Plumbing and Heating >To construct a two-storey two-family dwelling ($751,687.50), with a detached accessory building (garage) at the rear providing 2 parking spaces, having vehicular access from the lane. Note: This Building Permit will remain in a suspended status until the associated (green) Demolition Permit BP-2022-01116 is completed. Note: This is a 2 storey building pursuant to the Zoning and Development By-Law 1. A/C units proposed 2. Schedule B: Sharat Chande, P.Eng. (604-723-7534) Structural & Geotechnical 3. HPO: Residential Builder - Ciampi Homes Ltd 4. The entire building, INCLUDING THE ATTACHED GARAGE (if applicable), to be sprinklered to 2XNFPA 13D. Address Note: FRONT UNIT 2380 E 5th Av - One Family Dwelling (north side 1st-2nd floor) BACK UNIT 2382 E 5th Av - One Family Dwelling (south side 1st-2nd floor) Address numbers assigned as per approved plans for Fire and Emergency response. The address numbers are to be posted to the building to be visible from the street and in accordance with the Building By-law prior to final inspection. ******THIS PERMIT HAS BEEN ISSUED UNDER THE REQUIREMENTS OF VBBL #12511 (2019)****** Amend: July 20, 2023 add 2 deck drains | Pacific Star Mechanical Ltd
EP-2023-05459 | 2023-06-20 | 2380 E 5TH AVENUE, Vancouver, BC V5N 1N1 | Electrical Permit | Residential | New | Issued | Installation / Repair - Residential - Install low voltage prewire and finish in new duplex. >BP: To construct a two-storey two-family dwelling ($751,687.50), with a detached accessory building (garage) at the rear providing 2 parking spaces, having vehicular access from the lane. 1. A/C units proposed 2. Schedule B: Sharat Chande, P.Eng. (604-723-7534) Structural & Geotechnical 3. HPO: Residential Builder - Ciampi Homes Ltd 4. The entire building, INCLUDING THE ATTACHED GARAGE (if applicable), to be sprinklered to 2XNFPA 13D. | Aslan Security Systems Ltd
MP-2023-00897 | 2023-05-19 | 2380 E 5TH AVENUE, Vancouver, BC V5N 1N1 | Mechanical Permit | NULL | NULL | Issued | NULL | Pacific Star Mechanical Ltd
GP-2023-02141 | 2023-07-19 | 2380 E 5TH AVENUE, Vancouver, BC V5N 1N1 | Gas Permit | Residential | New | Issued | Residential - 2 Ranges >BP: To construct a two-storey two-family dwelling | R J Gas Ltd
EP-2023-00624 | 2023-08-16 | 2380 E 5TH AVENUE, Vancouver, BC V5N 1N1 | Electrical Permit | Residential | New | Issued | Installation / Repair - Residential - new electrical on duplex >BP: To construct a two-storey two-family dwelling , with a detached accessory building (garage) at the rear providing 2 parking spaces, having vehicular access from the lane. >BP: Note: This is a 2 storey building pursuant to the Zoning and Development By-Law 1. A/C units proposed 2. Schedule B: Sharat Chande, P.Eng. (604-723-7534) Structural & Geotechnical 3. HPO: Residential Builder - Ciampi Homes Ltd 4. The entire building, INCLUDING THE ATTACHED GARAGE (if applicable), to be sprinklered to 2XNFPA 13D. | Control Tech Electrical Corp
GP-2023-03255 | 2023-10-26 | 1205 E 60TH AVENUE, Vancouver, BC V5X 2A6 | Gas Permit | Residential | Addition | Completed | Residential - Tank-less water heater 199,000 BTU & Furnace 70,000 BTU re/re | HAMZEH GERAMI Dba Nation Heating & Cooling
EP-2023-10364 | 2023-12-13 | 1206 E 60TH AVENUE, Vancouver, BC V5X 2A7 | Electrical Permit | Residential | New | Issued | Installation / Repair - Residential - Single family dwelling with detached garage. 200amps service overhead BP: To construct a two storey single detached house with a secondary suite located in the Basement ($670,707.50) with a detached accessory building (garage) ($10,000) and one open parking space, at the rear providing a total of three parking spaces, having vehicular access from the lane. 1. Covenant registered at the Land Title Office under CB598581 2. No Strata Titling permitted 3. External Mechanical Unit Proposed – Exterior component located in rear yard, Interior component located in upper floor closet 4. Bar sink located in basement. 5. Schedule B: (Zhiguo (Gary) Zhang) P.Eng (604-319-9998) Structural 6. Schedule B: (YATENDRA KUMAR SHARMA) P.Eng (778.863.7076) Geotechnical 7. HPO: Residential Builder- (MANAV Developments Inc) Note: This is a 2 storey building pursuant to the Zoning and Development By-Law Note: As shown by an asterisk (*) on the building permit floor plans and/or elevations, exit protection is required to be provided in accordance with Articles 9.9.4.4., 9.9.4.6., and/or 9.37.2.8. of the 2019 VBBL. | Tatla Electrical Ltd
NULL | NULL | 1206 E 60TH AVENUE, Vancouver, BC V5X 2A7 | Plumbing Permit | Residential | New | Draft | Residential - Plumbing & heating rough in and finishing | NULL
PP-2023-04390 | 2023-12-19 | 1206 E 60TH AVENUE, Vancouver, BC V5X 2A7 | Plumbing Permit | Residential | New | Issued | Residential - plumbing >BP: To construct a two storey single detached house with a secondary suite located in the Basement ($670,707.50) with a detached accessory building (garage) ($10,000) and one open parking space, at the rear providing a total of three parking spaces, having vehicular access from the lane. | Sukhvinder Singh
MP-2023-02254 | 2023-12-18 | 1206 E 60TH AVENUE, Vancouver, BC V5X 2A7 | Mechanical Permit | NULL | NULL | Issued | NULL | Sukhvinder Singh
EP-2023-07165 | 2023-08-07 | 1206 E 60TH AVENUE, Vancouver, BC V5X 2A7 | Electrical Permit | Residential | New | Issued | Temporary Power - Residential - To provide temporary power. | Tatla Electrical Ltd
GP-2023-01267 | 2023-04-19 | 1268 E 60TH AVENUE, Vancouver, BC V5X 2A7 | Gas Permit | Residential | Renovation | Completed | Residential - Hot water tank re and re >BP: To repair fire damage only in the basement rec room, bedroom and bathroom of this existing one family dwelling on this site. | High Mark Mechanical Services Ltd
EP-2023-08903 | 2023-10-20 | 688 E 63RD AVENUE, Vancouver, BC V5X 2K4 | Electrical Permit | Residential | New | Issued | Installation / Repair - Residential - ¦ 1FD- 100A/ DISCONNECT/ RE-CONNECT ¦ service location change: service was connected directly to main house, we will now install 2 meters on the laneway house and connect it to main house. (Main house and basement are on 1 meter and laneway is on the second) | Bindi Electrical Services Ltd
GP-2022-01788 | 2022-06-23 | 2258 E 61ST AVENUE, Vancouver, BC V5P 2K3 | Gas Permit | Residential | Renovation | Completed | Residential - GAS LINE TO TANKLESS WATER HEATER - COMPLETE GAS LINE TO RANGE - COMPLETE | Corona Gas Ltd
GP-2022-02335 | 2022-08-09 | 11 E 62ND AVENUE, Vancouver, BC V5X 2E7 | Gas Permit | Residential | Renovation | Completed | Residential - To Replace 1 Furnace RE/Re | ALL TIME HEATING PLUMBING & AIR CONDITIONING
GP-2023-03671 | 2023-11-22 | 27 E 62ND AVENUE, Vancouver, BC V5X 2E7 | Gas Permit | Residential | Renovation | Issued | Residential - Replace Furnace | Pioneer Plumbing & Heating Inc
EP-2022-01904 | 2022-03-25 | 2408 E 54TH AVENUE, Vancouver, BC V5S 1X3 | Electrical Permit | Residential | Renovation | Completed | Installation / Repair - Residential - 200 Amp Service upgrade and panel replacement. Amend: July 27, 2022 Total value with added Heat pump and interior heater: $3700.00 Load calculation and site plan uploaded. As shown on site plan Heat pump is located on southside rear or residence under deck stairs. | Benjamin Sinclair
GP-2022-01090 | 2022-04-06 | 2408 E 54TH AVENUE, Vancouver, BC V5S 1X3 | Gas Permit | Residential | Renovation | Completed | Residential - Replace hot water heater with tankless | Ashton Service Group/Ashton Mechanical Ltd.
PP-2023-00779 | 2023-03-08 | 165 E 55TH AVENUE, Vancouver, BC V5X 1M7 | Plumbing Permit | Residential | Renovation | Completed | Residential - Sanitary sewer line replacement - the line is currently original clay tile and has multiple root intrusions. | PRISTINE PLUMBING & DRAINAGE LTD.
EP-2023-05707 | 2023-07-11 | 1691 E 57TH AVENUE, Vancouver, BC V5P 2B3 | Electrical Permit | Residential | Tenant Improvement | Issued | Installation / Repair - Residential - check / repair existing and new added wirings to be up to electrical code and safety standard (CF-2023-001325) >Permit Amendment Oct 05, 2023 -"Add 60A sub-panel, with AFCI breakers and GFCI receptacles" *Document(s) uploaded to "Application Documents" tab for Electrical Inspector review. Documents are at pending status at time of permit amendment approval | KOON-KAU LI
EP-2023-02058 | 2023-03-09 | 1787 E 57TH AVENUE, Vancouver, BC V5P 2B4 | Electrical Permit | Residential | New | Issued | Temporary Power - Residential - To provide temporary power. | Bindi Electrical Services Ltd
EP-2023-02130 | 2023-03-15 | 1787 E 57TH AVENUE, Vancouver, BC V5P 2B4 | Electrical Permit | Residential | New | Completed | Installation / Repair - Residential - extra low voltage >BP: To construct a 2.5 storey two-family dwelling with 2 secondary suites located in the Basement ($1,144,750) with a detached accessory building (garage) and 2 open parking at the rear providing 4 parking spaces, having vehicular access from the lane. Note: The entire building, INCLUDING THE ATTACHED GARAGE (if applicable), to be sprinklered to 2 x NFPA 13D 1. Covenant registered at the Land Title Office under CA9289687 2. A/C proposed – Exterior component located in Rear, Interior component located in Second Floor 3. Schedule B: (J.J.S Hui) P.Eng (778.319.3403) Structural & Geotechnical 4. HPO: Residential Builder- Octave Homes Inc Note: This is a 2.5 storey building pursuant to the Zoning and Development By-Law **THIS PERMIT HAS BEEN ISSUED UNDER THE REQUIREMENTS OF VBBL #12511 (2019)** | AJ INTEGRATED SERVICES LTD
MP-2023-00103 | 2023-01-25 | 1787 E 57TH AVENUE, Vancouver, BC V5P 2B4 | Mechanical Permit | NULL | NULL | Completed | NULL | Easyway Plumbing & Heating Ltd
EP-2023-01154 | 2023-03-10 | 1787 E 57TH AVENUE, Vancouver, BC V5P 2B4 | Electrical Permit | Residential | New | Completed | Installation / Repair - Residential - duplex house rough wiring and finishing *An approved mechanical permit is required for the installation of air conditioning or heat pump unit at the time of installation before an electrical inspection will be performed 200 amp service with 125amp panels each unit with 60 amp single suite panel. 2 meters will be Installed for this project. >BP: To construct a 2.5 storey two-family dwelling with 2 secondary suites located in the Basement ($1,144,750) with a detached accessory building (garage) and 2 open parking at the rear providing 4 parking spaces, having vehicular access from the lane. Note: The entire building, INCLUDING THE ATTACHED GARAGE (if applicable), to be sprinklered to 2 x NFPA 13D 1. Covenant registered at the Land Title Office under CA9289687 2. A/C proposed – Exterior component located in Rear, Interior component located in Second Floor 3. Schedule B: (J.J.S Hui) P.Eng (778.319.3403) Structural & Geotechnical 4. HPO: Residential Builder- Octave Homes Inc Note: This is a 2.5 storey building pursuant to the Zoning and Development By-Law **THIS PERMIT HAS BEEN ISSUED UNDER THE REQUIREMENTS OF VBBL #12511 (2019)** | Bindi Electrical Services Ltd
GP-2023-01005 | 2023-03-23 | 1787 E 57TH AVENUE, Vancouver, BC V5P 2B4 | Gas Permit | Residential | New | Completed | Residential - 4 Range, 2 Boiler & 2 BBQ gas piping >BP: To construct a 2.5 storey two-family dwelling with 2 secondary suites located in the Basement | Easyway Plumbing & Heating Ltd
SP-2023-00473 | 2023-03-17 | 1787 E 57TH AVENUE, Vancouver, BC V5P 2B4 | Sprinkler Permit | Residential | New | Completed | Residential - To install fire sprinkler system in the duplex >BP: To construct a 2.5 storey two-family dwelling with 2 secondary suites located in the Basement ($1,144,750) with a detached accessory building (garage) and 2 open parking at the rear providing 4 parking spaces, having vehicular access from the lane. Note: The entire building, INCLUDING THE ATTACHED GARAGE (if applicable), to be sprinklered to 2 x NFPA 13D | Max Fire Pro Ltd
PP-2023-00211 | 2023-01-20 | 1787 E 57TH AVENUE, Vancouver, BC V5P 2B4 | Plumbing Permit | Residential | New | Completed | Residential - 2FD+2SS - WEST - 1787 E 57TH AV - #1 & #2 EAST - 1789 E 57TH AV - #1 & #2 plumbing >DB: To construct a 2.5 storey two-family dwelling with 2 secondary suites located in the Basement with a detached accessory building (garage) and 2 open parking at the rear providing 4 parking spaces, having vehicular access from the lane. Note: The entire building, INCLUDING THE ATTACHED GARAGE (if applicable), to be sprinklered to 2 x NFPA 13D 1. Covenant registered at the Land Title Office under CA9289687 2. A/C proposed – Exterior component located in Rear, Interior component located in Second Floor | Easyway Plumbing & Heating Ltd
PP-2022-03687 | 2022-10-17 | 1787 E 57TH AVENUE, Vancouver, BC V5P 2B4 | Plumbing Permit | Residential | New | Completed | Residential - Sump | AKAL DEMOLITION & EXCAVATING LTD
EP-2022-01834 | 2022-03-07 | 1787 E 57TH AVENUE, Vancouver, BC V5P 2B4 | Electrical Permit | Residential | New | Expired | Temporary Power - Residential - To provide temporary power. | Bindi Electrical Services Ltd
EP-2023-07458 | 2023-08-16 | 2647 E 57TH AVENUE, Vancouver, BC V5S 2A9 | Electrical Permit | Residential | Renovation | Completed | Installation / Repair - Residential - Upgrade service from 100 amp to 200 amp >Permit Amendment Oct 05, 2023 -"Wire and install EV Charger in the garage" | Quality Electric Ltd
GP-2023-03955 | 2023-12-08 | 2675 E 57TH AVENUE, Vancouver, BC V5S 2A9 | Gas Permit | Residential | Renovation | Completed | Residential - combi boiler | Flame Co Heating Services Ltd
GP-2022-03528 | 2022-11-10 | 2703 E 57TH AVENUE, Vancouver, BC V5S 2A9 | Gas Permit | Residential | Renovation | Completed | Residential - Re&re furnace | Milani Plumbing Heating & Air Conditioning Ltd
EP-2022-09542 | 2022-11-10 | 2714 E 57TH AVENUE, Vancouver, BC V5S 2A8 | Electrical Permit | Residential | New | Completed | Installation / Repair - Residential - Data, phone, tv, speaker wiring and finishing. Complete security alarm. >>BP: To construct a 2 storey + basement one-family dwelling with a secondary suite ($1,178,000) located in the basement. Note: Parking for the site has been provided under DB-2021-05618 (Laneway House). Note: This is a 2 storey building pursuant to the Zoning and Development By-Law. 1- Covenant registered at the Land Title Office under CA9336774 2- No strata titling permitted 3- Bar sink proposed in the basement 4- A/C unit proposed in the rear yard 5- Schedule B: A S RATHOD - 778-885-0551 Structural & Geotechnical 4- HPO: Residential Builder - Oakfort Homes Ltd. ******THIS PERMIT HAS BEEN ISSUED UNDER THE REQUIREMENTS OF VBBL #12511 (2019)****** >>>>>Amend Nov 16/22 Increased job value to 15000 | GWIRELESS SMART HOMES LTD
GP-2022-02561 | 2022-08-29 | 2714 E 57TH AVENUE, Vancouver, BC V5S 2A8 | Gas Permit | Residential | New | Completed | Residential - Venting & Hookup Only - Fireplace >BP: To construct a 2 storey + basement one-family dwelling with a secondary suite ($1,178,000) located in the basement. | REAL LIGHTING & FIREPLACES LTD
SP-2022-01449 | 2022-09-07 | 2714 E 57TH AVENUE, Vancouver, BC V5S 2A8 | Sprinkler Permit | Residential | New | Completed | Residential - Install sprinklers in sfd >To construct a 2 storey + basement one-family dwelling with a secondary suite ($1,178,000) located in the basement. Note: Parking for the site has been provided under DB-2021-05618 (Laneway House). Note: This is a 2 storey building pursuant to the Zoning and Development By-Law. 1- Covenant registered at the Land Title Office under CA9336774 2- No strata titling permitted 3- Bar sink proposed in the basement 4- A/C unit proposed in the rear yard 5- Schedule B: A S RATHOD - 778-885-0551 Structural & Geotechnical 4- HPO: Residential Builder - Oakfort Homes Ltd. Address number assigned as per approved plans for Fire and Emergency response. The address number is to be posted and to the building and to be visible from the street in accordance with the Building By-law prior to final inspection. ******THIS PERMIT HAS BEEN ISSUED UNDER THE REQUIREMENTS OF VBBL #12511 (2019)****** | Gold Key Fire Protection Ltd
GP-2023-00702 | 2023-03-06 | 2714 E 57TH AVENUE, Vancouver, BC V5S 2A8 | Gas Permit | Residential | New | Completed | Residential - One complete boiler and piping only for two stoves, one fireplace and two bbq >BP: To construct a 2 storey + basement one-family dwelling with a secondary suite ($1,178,000) located in the basement. | Ultra Mechanical Ltd
EP-2022-07437 | 2022-09-07 | 2714 E 57TH AVENUE, Vancouver, BC V5S 2A8 | Electrical Permit | Residential | New | Completed | Installation / Repair - Residential - ROUGH-WIRING & FINISHING OF ALL ELECTRICAL WORK; >BP: To construct a 2 storey + basement one-family dwelling with a secondary suite ($1,178,000) located in the basement. Note: Parking for the site has been provided under DB-2021-05618 (Laneway House). Note: This is a 2 storey building pursuant to the Zoning and Development By-Law. 1- Covenant registered at the Land Title Office under CA9336774 2- No strata titling permitted 3- Bar sink proposed in the basement 4- A/C unit proposed in the rear yard 5- Schedule B: A S RATHOD - 778-885-0551 Structural & Geotechnical 4- HPO: Residential Builder - Oakfort Homes Ltd. Address number assigned as per approved plans for Fire and Emergency response. The address number is to be posted and to the building and to be visible from the street in accordance with the Building By-law prior to final inspection. ******THIS PERMIT HAS BEEN ISSUED UNDER THE REQUIREMENTS OF VBBL #12511 (2019)****** | DREAM ELECTRIC LTD
PP-2023-02816 | 2023-08-09 | 2714 E 57TH AVENUE, Vancouver, BC V5S 2A8 | Plumbing Permit | Residential | New | Completed | Residential - Lawn irrigation | Oriental Landscaping & Home Improvement ltd
PP-2022-01201 | 2022-04-08 | 2714 E 57TH AVENUE, Vancouver, BC V5S 2A8 | Plumbing Permit | Residential | New | Completed | Residential - 1FD+SS - #1 & #2 - sump installation To construct a 2 storey + basement one-family dwelling with a secondary suite located in the basement. Note: Parking for the site has been provided under DB-2021-05618 (Laneway House). Note: This is a 2 storey building pursuant to the Zoning and Development By-Law. 1- Covenant registered at the Land Title Office under CA9336774 2- No strata titling permitted 3- Bar sink proposed in the basement 4- A/C unit proposed in the rear yard | Kingsman Excavating Ltd.
PP-2022-01721 | 2022-05-19 | 2714 E 57TH AVENUE, Vancouver, BC V5S 2A8 | Plumbing Permit | Residential | New | Completed | Residential - Plumbing and Heating >BP: To construct a 2 storey + basement one-family dwelling with a secondary suite ($1,178,000) located in the basement. Note: Parking for the site has been provided under DB-2021-05618 (Laneway House). Note: This is a 2 storey building pursuant to the Zoning and Development By-Law. 1- Covenant registered at the Land Title Office under CA9336774 2- No strata titling permitted 3- Bar sink proposed in the basement 4- A/C unit proposed in the rear yard 5- Schedule B: A S RATHOD - 778-885-0551 Structural & Geotechnical 4- HPO: Residential Builder - Oakfort Homes Ltd. Address number assigned as per approved plans for Fire and Emergency response. The address number is to be posted and to the building and to be visible from the street in accordance with the Building By-law prior to final inspection. ******THIS PERMIT HAS BEEN ISSUED UNDER THE REQUIREMENTS OF VBBL #12511 (2019)****** | 24/7 PLUMBING & HEATING LTD.
EP-2022-00357 | 2022-01-18 | 2714 E 57TH AVENUE, Vancouver, BC V5S 2A8 | Electrical Permit | Residential | New | Expired | Temporary Power - Residential - To provide temporary power. | DREAM ELECTRIC LTD
PP-2023-03534 | 2023-10-10 | 2737 E 57TH AVENUE, Vancouver, BC V5S 2A9 | Plumbing Permit | Residential | Renovation | Issued | Residential - Reno sfd >BP: To alter the exterior and interior of the existing single-detached house to replace all windows/doors, convert the attached carport into a garage and renovate the kitchen and bathrooms. Letter of assurance provided by: Peter Yee P.Eng, Structural Schedule B Note to applicant: A Sprinkler permit may be required, as determined by the District Building Inspector. Energy checklist is currently no longer required with your Building Permit (BP) application. Some supporting documents are still required at BP stage, specifically Envelope and HVAC, if applicable. Service Water Heating and Lighting supporting documents, if applicable, must be submitted with your related Trades permits (e.g. electrical and plumbing | One Stop Mechanical Ltd
GP-2023-02964 | 2023-10-06 | 2737 E 57TH AVENUE, Vancouver, BC V5S 2A9 | Gas Permit | Residential | Renovation | Issued | Residential - 3 Ranges & 1 BBQ >BP: To alter the exterior and interior of the existing single-detached house to replace all windows/doors, convert the attached carport into a garage and renovate the kitchen and bathrooms. | One Stop Mechanical Ltd
EP-2023-09786 | 2023-11-02 | 2737 E 57TH AVENUE, Vancouver, BC V5S 2A9 | Electrical Permit | Residential | Renovation | Issued | Installation / Repair - Residential - wiring and finishing -remove some old wire and rewire with new wire , add plugs, pot lights switches and relocate electrical panel >BP: To alter the exterior and interior of the existing single-detached house to replace all windows/doors, convert the attached carport into a garage and renovate the kitchen and bathrooms. Letter of assurance provided by: Peter Yee P.Eng, Structural Schedule B Note to applicant: A Sprinkler permit may be required, as determined by the District Building Inspector. Energy checklist is currently no longer required with your Building Permit (BP) application. Some supporting documents are still required at BP stage, specifically Envelope and HVAC, if applicable. Service Water Heating and Lighting supporting documents, if applicable, must be submitted with your related Trades permits (e.g. electrical and plumbing | FB Electric Ltd
MP-2023-00825 | 2023-05-11 | 18 E 58TH AVENUE, Vancouver, BC V5X 1V6 | Mechanical Permit | NULL | NULL | Completed | NULL | Milani Electric Limited
EP-2023-04148 | 2023-05-18 | 18 E 58TH AVENUE, Vancouver, BC V5X 1V6 | Electrical Permit | Residential | Renovation | Completed | Installation / Repair - Residential - Electrical supply for Dsplit *MP-2023-00825: Issued (Heating and Cooling) | Milani Electric Limited
GP-2023-00512 | 2023-02-13 | 50 E 58TH AVENUE, Vancouver, BC V5X 1V6 | Gas Permit | Residential | New | Completed | Residential - 2FD - FRONT - 50 E 58TH AV - #1 BACK - 50 E 58TH AV - #2 Two Stoves and Two bbq >DB: To construct a 2 and a half storey, two-family dwelling with a detached accessory building (garage), at the rear providing 2 parking spaces, having vehicular access from the lane. The entire building, INCLUDING THE ATTACHED GARAGE (if applicable), to be sprinklered to 2x NFPA 13D. Note: This is a 2 and a half storey building pursuant to the Zoning and Development By-Law 1. A/C unit proposed at front/rear and int. upper floor 2. No bar sink proposed | Ultra Mechanical Ltd
NULL | NULL | 50 E 58TH AVENUE, Vancouver, BC V5X 1V6 | Mechanical Permit | NULL | NULL | Withdrawn | NULL | Lumi HVAC Ltd
EP-2023-00722 | 2023-01-30 | 50 E 58TH AVENUE, Vancouver, BC V5X 1V6 | Electrical Permit | Residential | New | Completed | Installation / Repair - Residential - 2FD - FRONT - 50 E 58TH AV - #1 BACK - 50 E 58TH AV - #2 low-voltage system (networking TV telephone pre-wiring, alarm system, CCTV cameras) >DB: To construct a 2 and a half storey, two-family dwelling with a detached accessory building (garage), at the rear providing 2 parking spaces, having vehicular access from the lane. The entire building, INCLUDING THE ATTACHED GARAGE (if applicable), to be sprinklered to 2x NFPA 13D. Note: This is a 2 and a half storey building pursuant to the Zoning and Development By-Law 1. A/C unit proposed at front/rear and int. upper floor 2. No bar sink proposed | 8020 Kingkong Enterprises Ltd
MP-2023-00262 | 2023-03-01 | 50 E 58TH AVENUE, Vancouver, BC V5X 1V6 | Mechanical Permit | NULL | NULL | Completed | NULL | Lumi HVAC Ltd
SP-2023-00322 | 2023-02-24 | 50 E 58TH AVENUE, Vancouver, BC V5X 1V6 | Sprinkler Permit | Residential | New | Completed | Residential - 2FD - FRONT - 50 E 58TH AV - #1 BACK - 50 E 58TH AV - #2 New Fire sprinkler installations >DB: To construct a 2 and a half storey, two-family dwelling with a detached accessory building (garage), at the rear providing 2 parking spaces, having vehicular access from the lane. The entire building, INCLUDING THE ATTACHED GARAGE (if applicable), to be sprinklered to 2x NFPA 13D. Note: This is a 2 and a half storey building pursuant to the Zoning and Development By-Law 1. A/C unit proposed at front/rear and int. upper floor 2. No bar sink proposed | Spectrum Fire Protection Ltd
EP-2022-07478 | 2022-09-08 | 50 E 58TH AVENUE, Vancouver, BC V5X 1V6 | Electrical Permit | Residential | New | Expired | Temporary Power - Residential - To provide temporary power. | Aidea Solutions Ltd
EP-2022-09429 | 2022-11-09 | 50 E 58TH AVENUE, Vancouver, BC V5X 1V6 | Electrical Permit | Residential | New | Completed | Installation / Repair - Residential - A duplex house. Wiring and install all outlets , light system, and equipment. 200 A main consumer's service, overhead, double meters. Each unit has 125 A service. >>BP: To construct a 2 and a half storey, two-family dwelling with a detached accessory building (garage), at the rear providing 2 parking spaces, having vehicular access from the lane. The entire building, INCLUDING THE ATTACHED GARAGE (if applicable), to be sprinklered to 2x NFPA 13D. Note: This is a 2 and a half storey building pursuant to the Zoning and Development By-Law 1. A/C unit proposed at front/rear and int. upper floor 2. No bar sink proposed 3. Schedule B: Antony Wang, P.Eng (604.618.6236) Structural & Geotechnical 4. Schedule B: Antony Wang, P.Eng (604-618-6236) Architectural 5. HPO: Residential Builder, Vantac Management Ltd. ***This permit is issued under the VBBL 2019, with updated energy requirements as per bylaw # 12997 effective Jan 01, 2022.*** | Aidea Solutions Ltd
PP-2023-00182 | 2023-01-18 | 50 E 58TH AVENUE, Vancouver, BC V5X 1V6 | Plumbing Permit | Residential | New | Completed | Residential - To install 1 gravity sump | Trust Excavation & Demolition Ltd
PP-2023-00034 | 2023-01-09 | 50 E 58TH AVENUE, Vancouver, BC V5X 1V6 | Plumbing Permit | Residential | New | Completed | Residential - plumbing To construct a 2 and a half storey, two-family dwelling with a detached accessory building (garage), at the rear providing 2 parking spaces, having vehicular access from the lane. Note: This is a 2 and a half storey building pursuant to the Zoning and Development By-Law 1. A/C unit proposed at front/rear and int. upper floor 2. No bar sink proposed 3. Schedule B: Antony Wang, P.Eng (604.618.6236) Structural & Geotechnical 4. Schedule B: Antony Wang, P.Eng (604-618-6236) Architectural 5. HPO: Residential Builder, Vantac Management Ltd. | Atlantis Plumbing & Heating Ltd
EP-2023-09418 | 2023-10-17 | 65 E 58TH AVENUE, Vancouver, BC V5X 1V7 | Electrical Permit | Residential | New | Issued | Temporary Power - Residential - To provide temporary power. | Prabhjot Singh Battu
EP-2023-11008 | 2023-12-12 | 65 E 58TH AVENUE, Vancouver, BC V5X 1V7 | Electrical Permit | Residential | New | Issued | Installation / Repair - Residential - New construction To construct a 2.5 storey duplex with a detached accessory building (garage) at the rear providing 2 parking spaces, having vehicular access from the lane. Note: The entire building to be sprinklered to 2 x NFPA 13D 1. External mechanical unit proposed 2. Schedule B: (Jaswinder S. Bansal ) P.Eng (604.501.7788) Structural and Geotechnical; Schedule B: (Jason Hui) P.Eng (778. 319. 3403) Geotechnical 3. HPO: Residential Builder- Saranco Hoes Ltd | Prabhjot Singh Battu
PP-2023-04330 | 2023-12-14 | 65 E 58TH AVENUE, Vancouver, BC V5X 1V7 | Plumbing Permit | Residential | New | Issued | Residential - 2FD - sump installation | Kingsman Excavating Ltd.
GP-2023-01398 | 2023-05-01 | 2505 E 5TH AVENUE, Vancouver, BC V5M 1M8 | Gas Permit | Residential | Renovation | Issued | Residential - Installation of 2 gas fireplaces - venting and hook up only. | Urban Fireplaces Ltd
EP-2023-05498 | 2023-06-30 | 2505 E 5TH AVENUE, Vancouver, BC V5M 1M8 | Electrical Permit | Residential | Renovation | Issued | Installation / Repair - Residential - 1. Prepare a trench and burry a conduit from main house to double sump pump junction box, and from junction box to sump. 2. Install new 2*15A circuit cables to for the existing double sump-pump control unit. 3. Rearrange the existing battery back-up | Timely Construction Ltd
EP-2022-09058 | 2022-10-28 | 2514 E 5TH AVENUE, Vancouver, BC V5M 1M7 | Electrical Permit | Residential | Renovation | Completed | Installation / Repair - Residential - Installation of 9.98 kW (21 modules) photovoltaic (solar energy) system on roof. >BP: Exterior alterations to install 22 solar panels on the roof of this existing One Family Dwelling. OK for field review as per Jamie Zhang, Jan.25,22 | Vancouver Renewable Energy Cooperative
NULL | NULL | 2517 E 5TH AVENUE, Vancouver, BC V5M 1M8 | Electrical Permit | Residential | New | Draft | Installation / Repair - Residential - New house wiring | A-Class Electrical Ltd
EP-2022-08665 | 2022-10-18 | 2517 E 5TH AVENUE, Vancouver, BC V5M 1M8 | Electrical Permit | Residential | New | Completed | Installation / Repair - Residential - New house wiring, A/C, Heat Pump, Dryer, Range, Hot Water Tank **Amend 08/11/2023** Revised Load Calculation in compliance with Inspection Comments dated 11 Aug 2023. "Comment no. 3 - load calculation incorrect a/c unit 40 amps revise and resubmit prior to calling another final." To construct a 2 storey + basement one-family dwelling with a secondary suite located in the basement with 2 parking spaces, having vehicular access from the lane. Note: This is a 2 storey building pursuant to the Zoning and Development By-Law 1- Covenant registered at the Land Title Office under CA9284067 2- No strata titling permitted 3- No bar sink proposed 4- A/C unit proposed in the rear yard 5- Schedule B: Jason Hui, P.Eng (778-319-3403) Structural & Geotechnical 6- HPO: Residential Builder – 0818082 BC Ltd. 7- The entire building, INCLUDING THE ATTACHED GARAGE (if applicable), to be sprinklered to NFPA 13D. | A-Class Electrical Ltd
GP-2022-02975 | 2022-10-03 | 2517 E 5TH AVENUE, Vancouver, BC V5M 1M8 | Gas Permit | Residential | New | Completed | Residential - This is new house with 4 fixtures | AKAL Plumbing & Heating Ltd
EP-2022-09213 | 2022-11-01 | 2517 E 5TH AVENUE, Vancouver, BC V5M 1M8 | Electrical Permit | Residential | New | Completed | Installation / Repair - Residential - Data, phone, tv, speaker wiring and finishing. Complete security alarm. >BP: To construct a 2 storey + basement one-family dwelling with a secondary suite ($717,500) located in the basement with 2 parking spaces, having vehicular access from the lane. Note: This is a 2 storey building pursuant to the Zoning and Development By-Law 1- Covenant registered at the Land Title Office under CA9284067 2- No strata titling permitted 3- No bar sink proposed 4- A/C unit proposed in the rear yard 5- Schedule B: Jason Hui, P.Eng (778-319-3403) Structural & Geotechnical 6- HPO: Residential Builder – 0818082 BC Ltd. 7- The entire building, INCLUDING THE ATTACHED GARAGE (if applicable), to be sprinklered to NFPA 13D. | GWIRELESS SMART HOMES LTD
SP-2022-01798 | 2022-10-31 | 2517 E 5TH AVENUE, Vancouver, BC V5M 1M8 | Sprinkler Permit | Residential | New | Completed | Residential - Install sprinklers in SFD >To construct a 2 storey + basement one-family dwelling with a secondary suite ($717,500) located in the basement with 2 parking spaces, having vehicular access from the lane. Note: This is a 2 storey building pursuant to the Zoning and Development By-Law 1- Covenant registered at the Land Title Office under CA9284067 2- No strata titling permitted 3- No bar sink proposed 4- A/C unit proposed in the rear yard 5- Schedule B: Jason Hui, P.Eng (778-319-3403) Structural & Geotechnical 6- HPO: Residential Builder – 0818082 BC Ltd. 7- The entire building, INCLUDING THE ATTACHED GARAGE (if applicable), to be sprinklered to NFPA 13D. ******THIS PERMIT HAS BEEN ISSUED UNDER THE REQUIREMENTS OF VBBL #12511 (2019)****** | Gold Key Fire Protection Ltd
GP-2022-03395 | NULL | 2517 E 5TH AVENUE, Vancouver, BC V5M 1M8 | Gas Permit | Residential | New | Withdrawn | Residential - New gas fireplace with vent & hook up | Fastgo System 2011 Inc DBA Fireplaces Unlimited
GP-2022-02777 | 2022-09-20 | 2517 E 5TH AVENUE, Vancouver, BC V5M 1M8 | Gas Permit | Residential | New | Completed | Residential - INSTALL ONE GAS BURNING FIREPLACE WITH VENT AND HOOK UP. >BP: To construct a 2 storey + basement one-family dwelling with a secondary suite ($717,500) located in the basement with 2 parking spaces, having vehicular access from the lane. | Fastgo System 2011 Inc DBA Fireplaces Unlimited
MP-2022-00092 | 2022-08-09 | 2517 E 5TH AVENUE, Vancouver, BC V5M 1M8 | Mechanical Permit | NULL | NULL | Completed | NULL | AKAL Plumbing & Heating Ltd
PP-2022-02459 | 2022-07-15 | 2517 E 5TH AVENUE, Vancouver, BC V5M 1M8 | Plumbing Permit | Residential | New | Completed | Residential - This is a new house with 24 fixtures >To construct a 2 storey + basement one-family dwelling with a secondary suite ($717,500) located in the basement with 2 parking spaces, having vehicular access from the lane. Note: This is a 2 storey building pursuant to the Zoning and Development By-Law 1- Covenant registered at the Land Title Office under CA9284067 2- No strata titling permitted 3- No bar sink proposed 4- A/C unit proposed in the rear yard 5- Schedule B: Jason Hui, P.Eng (778-319-3403) Structural & Geotechnical 6- HPO: Residential Builder – 0818082 BC Ltd. 7- The entire building, INCLUDING THE ATTACHED GARAGE (if applicable), to be sprinklered to NFPA 13D. Address Note: Building 1 #1-2517 E 5th Av - One Family Dwelling (1st-2nd floor, south side basement) #2-2517 E 5th Av - Secondary Suite (north side basement) Address and suite numbers assigned as per approved plans for Fire and Emergency response. The address number is to be posted to the building to be visible from the street and the suite numbers are to be posted at the suite entries in accordance with the Building By-law prior to final inspection. ******THIS PERMIT HAS BEEN ISSUED UNDER THE REQUIREMENTS OF VBBL #12511 (2019)****** | AKAL Plumbing & Heating Ltd
PP-2023-02123 | 2023-06-15 | 2517 E 5TH AVENUE, Vancouver, BC V5M 1M8 | Plumbing Permit | Residential | New | Completed | Residential - 1FD+SS - #1 & #2 - Installing a backflow preventer for lawn irrigation | Chongren Yao
EP-2022-03405 | 2022-04-27 | 2517 E 5TH AVENUE, Vancouver, BC V5M 1M8 | Electrical Permit | Residential | New | Expired | Temporary Power - Residential - To provide temporary power. NOTE: Work authorized by this permit is for placement of a temporary power pole only and does not authorize any site construction and/or excavation. A separate Building Permit will be required prior to commencement of any other work on this site. | A-Class Electrical Ltd
PP-2022-01965 | 2022-06-08 | 2517 E 5TH AVENUE, Vancouver, BC V5M 1M8 | Plumbing Permit | Residential | New | Completed | Residential - sump >BP: To construct a 2 storey + basement one-family dwelling with a secondary suite ($717,500) located in the basement with 2 parking spaces, having vehicular access from the lane. Note: This is a 2 storey building pursuant to the Zoning and Development By-Law 1- Covenant registered at the Land Title Office under CA9284067 2- No strata titling permitted 3- No bar sink proposed 4- A/C unit proposed in the rear yard 5- Schedule B: Jason Hui, P.Eng (778-319-3403) Structural & Geotechnical 6- HPO: Residential Builder – 0818082 BC Ltd. 7- The entire building, INCLUDING THE ATTACHED GARAGE (if applicable), to be sprinklered to NFPA 13D. Address Note: Building 1 #1-2517 E 5th Av - One Family Dwelling (1st-2nd floor, south side basement) #2-2517 E 5th Av - Secondary Suite (north side basement) Address and suite numbers assigned as per approved plans for Fire and Emergency response. The address number is to be posted to the building to be visible from the street and the suite numbers are to be posted at the suite entries in accordance with the Building By-law prior to final inspection. ******THIS PERMIT HAS BEEN ISSUED UNDER THE REQUIREMENTS OF VBBL #12511 (2019)****** | GNA Contracting Ltd
EP-2022-04845 | 2022-06-08 | 2531 E 5TH AVENUE, Vancouver, BC V5M 1M8 | Electrical Permit | Residential | New | Expired | Temporary Power - Residential - To provide temporary power. | MSD Electrical Ltd.
PP-2022-01853 | 2022-06-01 | 2531 E 5TH AVENUE, Vancouver, BC V5M 1M8 | Plumbing Permit | Residential | New | Completed | Residential - sump >BP: To construct a two-Storey two-family dwelling with a secondary suites located in the basement, with a detached accessory building (garage) and open parking pad at the rear providing 3 parking spaces , having vehicular access from the lane. 1. No strata titling permitted 2. A/C units proposed in rear yard. 3. Bar sinks proposed in main floor. 4. Schedule B: Yatendra Kumar Sharma - (778.863.7076) Structural & Geotechnical 5. HPO: RJJ Hayre Construction Ltd. FRONT UNIT 2531 E 5th Av - One Family Dwelling (south portion of 1st-2nd floor) BACK UNIT #1-2529 E 5th Av - One Family Dwelling (north portion of 1st-2nd floor) #2-2529 E 5th Av - Secondary Suite (north portion of basement) Address and suite numbers assigned as per approved plans for Fire and Emergency response. The address numbers are to be posted to the building to be visible from the street and the suite numbers are to be posted at the suite entries in accordance with the Building By-law prior to final inspection. Combustible projections or roof soffits on an exposing building face shall not project to less than .45m from the property line and shall be in compliance with VBBL 2019 9.10.15.5.(9) The entire building, to be sprinklered to 2 x NFPA 13D. ******THIS PERMIT HAS BEEN ISSUED UNDER THE REQUIREMENTS OF VBBL #12511 (2019)****** >Amend: Dec. 20th -Add one more outside sump to existing permit >NOTE: Engineering Assurance letter will be submitted to the Plumbing Inspector on the site. Letter shall conform to the requirements of Vancouver Bulletin 2000-008-EL/PL. | Khela Excavating Ltd.
EP-2023-01298 | 2023-02-17 | 2531 E 5TH AVENUE, Vancouver, BC V5M 1M8 | Electrical Permit | Residential | New | Completed | Installation / Repair - Residential - Low Voltage Job >BP: To construct a two-Storey two-family dwelling with a secondary suites located in the basement, with a detached accessory building (garage) and open parking pad at the rear providing 3 parking spaces , having vehicular access from the lane. 1. No strata titling permitted 2. A/C units proposed in rear yard. 3. Bar sinks proposed in main floor. 4. Schedule B: Yatendra Kumar Sharma - (778.863.7076) Structural & Geotechnical 5. HPO: RJJ Hayre Construction Ltd. Combustible projections or roof soffits on an exposing building face shall not project to less than .45m from the property line and shall be in compliance with VBBL 2019 9.10.15.5.(9) The entire building, to be sprinklered to 2 x NFPA 13D. ******THIS PERMIT HAS BEEN ISSUED UNDER THE REQUIREMENTS OF VBBL #12511 (2019)****** | ABC Home Automation Ltd
PP-2022-03413 | 2022-09-29 | 2531 E 5TH AVENUE, Vancouver, BC V5M 1M8 | Plumbing Permit | Residential | New | Completed | Residential - New Plumbing for: >BP: To construct a two-Storey two-family dwelling with a secondary suites located in the basement, with a detached accessory building (garage) and open parking pad at the rear providing 3 parking spaces , having vehicular access from the lane. 1. No strata titling permitted 2. A/C units proposed in rear yard. 3. Bar sinks proposed in main floor. 4. Schedule B: Yatendra Kumar Sharma - (778.863.7076) Structural & Geotechnical 5. HPO: RJJ Hayre Construction Ltd. | RAHELU PLUMBING & HEATING LTD.
EP-2022-09732 | 2022-11-18 | 2531 E 5TH AVENUE, Vancouver, BC V5M 1M8 | Electrical Permit | Residential | New | Completed | Installation / Repair - Residential - New construction - a two-Storey two-family dwelling. >BP: To construct a two-Storey two-family dwelling with a secondary suite located in the basement, with a detached accessory building (garage) and open parking pad at the rear providing 3 parking spaces , having vehicular access from the lane. 1. No strata titling permitted 2. A/C units proposed in rear yard. 3. Bar sinks proposed in main floor. 4. Schedule B: Yatendra Kumar Sharma - (778.863.7076) Structural & Geotechnical 5. HPO: RJJ Hayre Construction Ltd. The entire building, to be sprinklered to 2 x NFPA 13D. ******THIS PERMIT HAS BEEN ISSUED UNDER THE REQUIREMENTS OF VBBL #12511 (2019)****** | MSD Electrical Ltd.
MP-2022-00392 | 2022-10-13 | 2531 E 5TH AVENUE, Vancouver, BC V5M 1M8 | Mechanical Permit | NULL | NULL | Completed | NULL | RAHELU PLUMBING & HEATING LTD.
GP-2023-00025 | 2023-01-05 | 2531 E 5TH AVENUE, Vancouver, BC V5M 1M8 | Gas Permit | Residential | New | Completed | Residential - Gas Work -1 range, 1 boiler, 1 bbq Feb 7/23- AMEND lease add 1x Boiler and 1x Range to the permit. >BP: To construct a two-Story two-family dwelling with a secondary suites located in the basement, with a detached accessory building (garage) and open parking pad at the rear providing 3 parking spaces , having vehicular access from the lane. 1. No strata titling permitted 2. A/C units proposed in rear yard. 3. Bar sinks proposed in main floor. 4. Schedule B: Yatendra Kumar Sharma - (778.863.7076) Structural & Geotechnical 5. HPO: RJJ Hayre Construction Ltd. | RAHELU PLUMBING & HEATING LTD.
SP-2022-02111 | 2023-01-06 | 2531 E 5TH AVENUE, Vancouver, BC V5M 1M8 | Sprinkler Permit | Residential | New | Completed | Residential - Installation for sprinkler heads >BP: To construct a two-Storey two-family dwelling with a secondary suites located in the basement, with a detached accessory building (garage) and open parking pad at the rear providing 3 parking spaces , having vehicular access from the lane. 1. No strata titling permitted 2. A/C units proposed in rear yard. 3. Bar sinks proposed in main floor. 4. Schedule B: Yatendra Kumar Sharma - (778.863.7076) Structural & Geotechnical 5. HPO: RJJ Hayre Construction Ltd. ******THIS PERMIT HAS BEEN ISSUED UNDER THE REQUIREMENTS OF VBBL #12511 (2019)****** The entire building, to be sprinklered to 2 x NFPA 13D. Amend: Oct 18, 2023 Floor Verification letter | RAHELU PLUMBING & HEATING LTD.
NULL | NULL | 2558 E 5TH AVENUE, Vancouver, BC V5M 1M7 | Electrical Permit | Residential | New | Draft | Temporary Power - Residential - To provide temporary power. | Greenleaf Electrical Group Ltd
EP-2023-06806 | 2023-07-26 | 2558 E 5TH AVENUE, Vancouver, BC V5M 1M7 | Electrical Permit | Residential | New | Issued | Temporary Power - Residential - To provide temporary power. | Greenleaf Electrical Group Ltd
EP-2024-00053 | NULL | 2558 E 5TH AVENUE, Vancouver, BC V5M 1M7 | Electrical Permit | Residential | New | Application Incomplete | Installation / Repair - Residential - New Build - Duplex -Will be roughing in and finishing Electrical for duplex along with a new service. >BP: To construct a 2 storey two-family dwelling with 2 secondary suites located in the Basement ($885,807.50) with a detached accessory building (garage) and 2 open parking at the rear providing 4 parking spaces, having vehicular access from the lane. Note: The entire building to be sprinklered to 2 x NFPA 13D | Greenleaf Electrical Group Ltd
PP-2023-03849 | 2023-11-01 | 2558 E 5TH AVENUE, Vancouver, BC V5M 1M7 | Plumbing Permit | Residential | New | Issued | Residential - 2FD+2SS - one sump with pump one sump without pump | Bhullar Excavating and Demolition
EP-2023-05900 | 2023-06-29 | 2559 E 5TH AVENUE, Vancouver, BC V5M 1M8 | Electrical Permit | Residential | New | Issued | Temporary Power - Residential - To provide temporary power. | STAT ELECTRICS LIMITED
EP-2023-06044 | NULL | 2559 E 5TH AVENUE, Vancouver, BC V5M 1M8 | Electrical Permit | Residential | New | Application Incomplete | Installation / Repair - Residential - rough in and finishing of duplex | STAT ELECTRICS LIMITED
SP-2023-01059 | 2023-06-15 | 2570 E 5TH AVENUE, Vancouver, BC V5M 1M7 | Sprinkler Permit | Residential | New | Completed | Residential - Install sprinklers in duplex >BP: To construct a two-storey two-family dwelling with two secondary suites located in the basement, with a detached accessory building (garage) and open parking pad at the rear providing 3 parking spaces, having vehicular access from the lane. Note: This is a 2 storey building pursuant to the Zoning and Development By-Law 1. A/C units proposed n rear yard 2. Bar sinks proposed in main floor 3. Schedule B: Alan Prahalad, P.ENG (604-831-1431) Structural & Geotechnical 4. HPO: Jasvir Construction Ltd. | Gold Key Fire Protection Ltd
MP-2023-01104 | 2023-06-16 | 2570 E 5TH AVENUE, Vancouver, BC V5M 1M7 | Mechanical Permit | NULL | NULL | Completed | NULL | Ultimate Choice Air Conditioning & Renovations Ltd
GP-2023-01765 | 2023-06-07 | 2570 E 5TH AVENUE, Vancouver, BC V5M 1M7 | Gas Permit | Residential | New | Completed | Residential - 1 Fireplace >BP: To construct a two-storey two-family dwelling with two secondary suites | Canadian Fireplace Ltd
GP-2023-01801 | 2023-06-12 | 2570 E 5TH AVENUE, Vancouver, BC V5M 1M7 | Gas Permit | Residential | New | Completed | Residential - 2 Range, 2 Boiler, 2 BBQ & 2 Fireplace The fireplace is piping only. >BP: To construct a two-storey two-family dwelling with two secondary suites | AKAL Plumbing & Heating Ltd
MP-2023-00764 | 2023-05-02 | 2570 E 5TH AVENUE, Vancouver, BC V5M 1M7 | Mechanical Permit | NULL | NULL | Completed | NULL | AKAL Plumbing & Heating Ltd
EP-2023-04539 | 2023-06-01 | 2570 E 5TH AVENUE, Vancouver, BC V5M 1M7 | Electrical Permit | Residential | New | Completed | Installation / Repair - Residential - 200 amp service connection , 125 amp goes to each unit of Duplex , Nee installation >BP: To construct a two-storey two-family dwelling with two secondary suites located in the basement, with a detached accessory building (garage) and open parking pad at the rear providing 3 parking spaces, having vehicular access from the lane. Note: This is a 2 storey building pursuant to the Zoning and Development By-Law 1. A/C units proposed n rear yard 2. Bar sinks proposed in main floor 3. Schedule B: Alan Prahalad, P.ENG (604-831-1431) Structural & Geotechnical 4. HPO: Jasvir Construction Ltd. ******THIS PERMIT HAS BEEN ISSUED UNDER THE REQUIREMENTS OF VBBL #12511 (2019)****** SS: “As shown by an asterisk (*) on the building permit floor plans and/or elevations, exit protection is required to be provided in accordance with Articles 9.9.4.4., 9.9.4.6., and/or 9.37.2.8. of the 2019 VBBL.” Combustible projections or roof soffits on an exposing building face shall not project to less than .45m from the property line and shall be in compliance with VBBL 2019 9.10.15.5.(9) The entire building, to be sprinklered to 2 x NFPA 13D. | AECOM ELECTRIC LTD
PP-2023-00826 | 2023-03-13 | 2570 E 5TH AVENUE, Vancouver, BC V5M 1M7 | Plumbing Permit | Residential | New | Completed | Residential - 2FD+2SS - WEST - 2570 E 5TH AV - #1 & #2 EAST - 2572 E 5TH AV - #1 & #2 install two outside storm sump no pump AMEND: APR 5/2023 Adding two more sumps to make a total of 4 outside sump - 3 will be with a pump and 1 gravity. Please see the attached letters from the engineer as well. | PTL Contracting Ltd
PP-2023-01434 | 2023-04-24 | 2570 E 5TH AVENUE, Vancouver, BC V5M 1M7 | Plumbing Permit | Residential | New | Completed | Residential - 2FD+2SS - WEST - 2570 E 5TH AV - #1 & #2 EAST - 2572 E 5TH AV - #1 & #2 This is new duplex house with 34 fixtures >DB: To construct a two-storey two-family dwelling with two secondary suites located in the basement, with a detached accessory building (garage) and open parking pad at the rear providing 3 parking spaces, having vehicular access from the lane. Note: This is a 2 storey building pursuant to the Zoning and Development By-Law 1. A/C units proposed n rear yard 2. Bar sinks proposed in main floor The entire building, to be sprinklered to 2 x NFPA 13D. | AKAL Plumbing & Heating Ltd
EP-2023-00053 | 2023-01-03 | 2570 E 5TH AVENUE, Vancouver, BC V5M 1M7 | Electrical Permit | Residential | New | Expired | Temporary Power - Residential - To provide temporary power. | AECOM ELECTRIC LTD
GP-2022-00036 | 2022-01-06 | 2588 E 5TH AVENUE, Vancouver, BC V5M 1M7 | Gas Permit | Residential | Renovation - Dwelling Unit(s) only | Completed | Residential - Re/re gas range | Kim Seng Tang
EP-2022-04078 | 2022-05-17 | 2595 E 5TH AVENUE, Vancouver, BC V5M 1M8 | Electrical Permit | Residential | New | Expired | Temporary Power - Residential - To provide temporary power. | David Stein
EP-2023-04419 | 2023-05-19 | 2595 E 5TH AVENUE, Vancouver, BC V5M 1M8 | Electrical Permit | Residential | New | Issued | Temporary Power - Residential - To provide temporary power. | David Stein
NULL | NULL | 2595 E 5TH AVENUE, Vancouver, BC V5M 1M8 | Plumbing Permit | Residential | New | Withdrawn | Residential - 6 bathroom groups, 3 laundry units, 3 kitchens | Oceanfront Plumbing Inc
GP-2022-00863 | 2022-03-21 | 2640 E 5TH AVENUE, Vancouver, BC V5M 1M9 | Gas Permit | Residential | New | Completed | Residential - Fisher & Paykel 30" Freestanding Dual Fuel Range | Han Appliances & Refrigeration Ltd
EP-2022-03343 | 2022-04-26 | 1369 E 63RD AVENUE, Vancouver, BC V5X 2L5 | Electrical Permit | Residential | New | Expired | Temporary Power - Residential - To provide temporary power. | G N ELECTRIC LTD
PP-2022-01927 | 2022-06-07 | 1369 E 63RD AVENUE, Vancouver, BC V5X 2L5 | Plumbing Permit | Residential | New | Completed | Residential - Sump >BP: To construct a two-storey two-family dwelling with two secondary suites ($950,500) located in the basement, with a detached accessory building (2 car garage) at the rear providing a total of 4 parking spaces, having vehicular access from the lane. Note: This is a 2 storey building pursuant to the Zoning and Development By-Law 1. Covenant registered at the Land Title Office under CA9605354 2. A/C units proposed in the rear yard 3. Bar sinks not proposed 4. Schedule B: Makhan S. Dhillon, P.Eng (604-537-6271) Structural & Geotechnical 5. HPO: Residential Builder - Sailok Homes Inc. 6. The entire building, INCLUDING THE ATTACHED GARAGE (if applicable), to be sprinklered to 2XNFPA 13D. Address Note: #1 - 1369 E 63rd Av - Front/North - One Family Dwelling (1st & 2nd storey) #2 - 1369 E 63rd Av - Front/North - Sec Suite (Basement) #1 - 1371 E 63rd Av - Rear/South - One Family Dwelling (1st & 2nd storey) #2 - 1371 E 63rd Av - Rear/South - Sec Suite (Basement) Address and suite numbers assigned as per approved plans for Fire and Emergency response. The address number is to be posted to the building to be visible from the street and the suite numbers are to be posted at the suite entries in accordance with the Building By-law prior to final inspection. ******THIS PERMIT HAS BEEN ISSUED UNDER THE REQUIREMENTS OF VBBL #12511 (2019)****** | Bhullar Excavating and Demolition
SP-2023-00413 | 2023-03-10 | 1369 E 63RD AVENUE, Vancouver, BC V5X 2L5 | Sprinkler Permit | Residential | New | Completed | Residential - Install sprinklers in duplex >BP: To construct a two-storey two-family dwelling with two secondary suites located in the basement, with a detached accessory building (2 car garage) at the rear providing a total of 4 parking spaces, having vehicular access from the lane. Note: This is a 2 storey building pursuant to the Zoning and Development By-Law 1. Covenant registered at the Land Title Office under CA9605354 2. A/C units proposed in the rear yard 3. Bar sinks not proposed 4. Schedule B: Makhan S. Dhillon, P.Eng (604-537-6271) Structural & Geotechnical 5. HPO: Residential Builder - Sailok Homes Inc. 6. The entire building, INCLUDING THE ATTACHED GARAGE (if applicable), to be sprinklered to 2XNFPA 13D. | Gold Key Fire Protection Ltd
GP-2023-00578 | 2023-02-17 | 1369 E 63RD AVENUE, Vancouver, BC V5X 2L5 | Gas Permit | Residential | New | Completed | Residential - 2FD+2SS - FRONT - 1369 E 63RD AV - #1 & #2 REAR - 1371 E 63RD AV - #1 & #2 Two complete boilers and piping only for two stoves and two bbq. >DB: To construct a two-storey two-family dwelling with two secondary suites located in the basement, with a detached accessory building (2 car garage) at the rear providing a total of 4 parking spaces, having vehicular access from the lane. Note: This is a 2 storey building pursuant to the Zoning and Development By-Law 1. Covenant registered at the Land Title Office under CA9605354 2. A/C units proposed in the rear yard 3. Bar sinks not proposed 6. The entire building, INCLUDING THE ATTACHED GARAGE (if applicable), to be sprinklered to 2XNFPA 13D. | Ultra Mechanical Ltd
EP-2023-01187 | 2023-02-10 | 1369 E 63RD AVENUE, Vancouver, BC V5X 2L5 | Electrical Permit | Residential | New | Completed | Installation / Repair - Residential - New wiring for tv internet security system >BP: To construct a two-storey two-family dwelling with two secondary suites ($950,500) located in the basement, with a detached accessory building (2 car garage) at the rear providing a total of 4 parking spaces, having vehicular access from the lane. Note: This is a 2 storey building pursuant to the Zoning and Development By-Law 1. Covenant registered at the Land Title Office under CA9605354 2. A/C units proposed in the rear yard 3. Bar sinks not proposed 4. Schedule B: Makhan S. Dhillon, P.Eng (604-537-6271) Structural & Geotechnical 5. HPO: Residential Builder - Sailok Homes Inc. 6. The entire building, INCLUDING THE ATTACHED GARAGE (if applicable), to be sprinklered to 2XNFPA 13D. ******THIS PERMIT HAS BEEN ISSUED UNDER THE REQUIREMENTS OF VBBL #12511 (2019)****** | I & H Electrical Ltd
EP-2022-08457 | 2022-10-07 | 1369 E 63RD AVENUE, Vancouver, BC V5X 2L5 | Electrical Permit | Residential | New | Completed | Installation / Repair - Residential - Main service is 200amp each unit 125 amp all new wiring and finishing >BP: To construct a two-storey two-family dwelling with two secondary suites ($950,500) located in the basement, with a detached accessory building (2 car garage) at the rear providing a total of 4 parking spaces, having vehicular access from the lane. Note: This is a 2 storey building pursuant to the Zoning and Development By-Law 1. Covenant registered at the Land Title Office under CA9605354 2. A/C units proposed in the rear yard 3. Bar sinks not proposed 4. Schedule B: Makhan S. Dhillon, P.Eng (604-537-6271) Structural & Geotechnical 5. HPO: Residential Builder - Sailok Homes Inc. 6. The entire building, INCLUDING THE ATTACHED GARAGE (if applicable), to be sprinklered to 2XNFPA 13D. ******THIS PERMIT HAS BEEN ISSUED UNDER THE REQUIREMENTS OF VBBL #12511 (2019)****** | G N ELECTRIC LTD
PP-2022-03045 | 2022-08-31 | 1369 E 63RD AVENUE, Vancouver, BC V5X 2L5 | Plumbing Permit | Residential | New | Completed | Residential - Plumbing for: >BP: To construct a two-storey two-family dwelling with two secondary suites ($950,500) located in the basement, with a detached accessory building (2 car garage) at the rear providing a total of 4 parking spaces, having vehicular access from the lane. | Sun Star Plumbing & Heating Ltd
NULL | NULL | 1384 E 63RD AVENUE, Vancouver, BC V5X 2L6 | Electrical Permit | Residential | Tenant Improvement | Withdrawn | Installation / Repair - Residential - Electrical installation of moovair system with DCC-12 | Moore And Russell Heating And Air Conditioning Ltd
MP-2023-00805 | 2023-05-09 | 1384 E 63RD AVENUE, Vancouver, BC V5X 2L6 | Mechanical Permit | NULL | NULL | Completed | NULL | Moore And Russell Heating And Air Conditioning Ltd
EP-2022-00666 | 2022-01-28 | 1025 E 62ND AVENUE, Vancouver, BC V5X 2H1 | Electrical Permit | Residential | New | Expired | Temporary Power - Residential - To provide temporary power. | Wire-Man Electric Ltd
EP-2022-05090 | 2022-06-15 | 1025 E 62ND AVENUE, Vancouver, BC V5X 2H1 | Electrical Permit | Residential | New | Completed | Installation / Repair - Residential - Laneway House construction To construct a 2 storey laneway house building with an open parking pad, providing 1 parking space, having vehicular access from the lane. Note: This is a 1 ½ storey building pursuant to the Zoning & Development By-law Note: As a result of the addition of a laneway house, the main house / principal dwelling will be assigned a suite number and the site will be #1-1025 E 62nd Av - Principal Dwelling 1. No A/C unit proposed 2. Schedule B: SHAMBHU N. BISWAS - 604-250-8666 Structural & Geotechnical 3. HPO: Residential Builder - Karnvir Singh Chohan (Owner Builder) | Wire-Man Electric Ltd
EP-2022-09654 | 2022-11-16 | 1025 E 62ND AVENUE, Vancouver, BC V5X 2H1 | Electrical Permit | Residential | New | Completed | Installation / Repair - Residential - Main service relocation to laneway | Wire-Man Electric Ltd
EP-2022-06309 | 2022-07-27 | 343 E 55TH AVENUE, Vancouver, BC V5X 1N2 | Electrical Permit | Residential | Renovation | Completed | Installation / Repair - Residential - Removing hood fan / stove in house. That’s the only work we will be doing | OPTIMUM ELECTRICAL LTD
EP-2023-11359 | 2024-01-09 | 1639 E 56TH AVENUE, Vancouver, BC V5P 2A5 | Electrical Permit | Residential | Addition | Issued | Installation / Repair - Residential - SERVICE RELOACTION FROM TEMP TO LANEWAY HOUSE | Kaler Electrical Ltd
GP-2023-00580 | 2023-02-16 | 1771 E 56TH AVENUE, Vancouver, BC V5P 2A6 | Gas Permit | Residential | Renovation | Completed | Residential - RE & RE - remove boiler & install Navien high efficiency combi boiler | Superstar Plumbing Heating & Sprinkler Supplies Ltd
GP-2023-03263 | 2023-10-27 | 2654 E 5TH AVENUE, Vancouver, BC V5M 1M9 | Gas Permit | Residential | Tenant Improvement | Completed | Residential - Re and Re Furnace | Moore & Russell Heating Ltd
GP-2024-00184 | 2024-01-25 | 2689 E 5TH AVENUE, Vancouver, BC V5M 1N1 | Gas Permit | Residential | Addition | Issued | Residential - 1 Furnace (80,000 BTU furnace. 1/2" 2lbs gas) Install 70 feet of gas line | KC's Plumbing & Heating
GP-2023-00058 | 2023-01-09 | 2705 E 5TH AVENUE, Vancouver, BC V5M 1N3 | Gas Permit | Residential | Renovation | Completed | Residential - Boiler replacement | Maple Furnace Heating & Air Conditioning
NULL | NULL | 2705 E 5TH AVENUE, Vancouver, BC V5M 1N3 | Gas Permit | Residential | Renovation | Withdrawn | Residential - Boiler Replacement | House Smart Home Improvements Ltd
GP-2023-02431 | 2023-08-18 | 2768 E 5TH AVENUE, Vancouver, BC V5M 1N2 | Gas Permit | Residential | Renovation | Completed | Residential - Replace an old boiler with a High Efficiency Combi Boiler | Vector Home Services Inc
GP-2023-02583 | 2023-09-05 | 2768 E 5TH AVENUE, Vancouver, BC V5M 1N2 | Gas Permit | Residential | Renovation | Issued | Residential - Replace an old boiler with an efficiency combi boiler | Vector Home Services Inc
GP-2023-01357 | 2023-04-26 | 2779 E 5TH AVENUE, Vancouver, BC V5M 1N3 | Gas Permit | Residential | Renovation | Completed | Residential - INSTALL GAS STOVE S20ID | BC Fireplace Service Inc
EP-2023-05956 | 2023-07-04 | 220 E 62ND AVENUE, Vancouver, BC V5X 2E9 | Electrical Permit | Residential | Renovation | Issued | Installation / Repair - Residential - Install new potlights, and Kitchen renovation. >BP: Interior alterations to change the use from Single Detached House to Single Detached House with Secondary Suite on this site. Scope of work: - New kitchen and one additional bedroom on 1st fl, millwork, relocate exterior stair on SE to SW, replace rear window to sliding door, new window on S EL. - Update kitchen, remove interior walls & door, new closet on upper fl. Building Inspector to determine if P.Eng is required for removal of interior wall & new exterior stair | Kulbir Bhatti dba Bhatti Electrical
SP-2023-01183 | 2023-07-04 | 220 E 62ND AVENUE, Vancouver, BC V5X 2E9 | Sprinkler Permit | Residential | Tenant Improvement | Issued | Residential - Install head >BP: Interior alterations to change the use from Single Detached House to Single Detached House with Secondary Suite on this site. Scope of work: - New kitchen and one additional bedroom on 1st fl, millwork, relocate exterior stair on SE to SW, replace rear window to sliding door, new window on S EL. - Update kitchen, remove interior walls & door, new closet on upper fl. | NewTech Fire Protection Ltd
PP-2023-02814 | 2023-08-09 | 220 E 62ND AVENUE, Vancouver, BC V5X 2E9 | Plumbing Permit | Residential | Renovation | Issued | Residential - 2nd Floor: Re and Re bathroom fixtures, 2 lav, 2 bathtub, 2 wc 1st Floor/Mech room: Move sink to laundry, and laundry to sink >BP: Interior alterations to change the use from Single Detached House to Single Detached House with Secondary Suite on this site. Scope of work: - New kitchen and one additional bedroom on 1st fl, millwork, relocate exterior stair on SE to SW, replace rear window to sliding door, new window on S EL. - Update kitchen, remove interior walls & door, new closet on upper fl. Building Inspector to determine if P.Eng is required for removal of interior wall & new exterior stair Note: - No strata-titling will be permitted. - An annual Vancouver Business License must be obtained prior to the rental of this approved Single Detached House with Secondary Suite on this site. - Install interconnected, hardwired, 120 volt smoke alarms with battery back-up and silencing feature, in each sleeping unit and within 5m outside each sleeping areas on each storey as per Building Bylaw 9.10.19.3 - Install Carbon Monoxide Alarm as per Building By-Law 9.32.4.2 - Upgrade work under Part 11 (based on value of work – energuide related Part 11.2.1.4.) - - Ceiling height to be a min. 6ft 6" over 80% of the suite area and all exit routes - Dedicated 3'-0" wide firefighting access path with overhead clearance of 2m to be maintained at all times | Blueshore Mechanical Ltd.
GP-2023-04125 | 2023-12-19 | 250 E 62ND AVENUE, Vancouver, BC V5X 2E9 | Gas Permit | Residential | New | Issued | Residential - Replaced Hot water tank to new High efficiency On demand Water heater | Master Fix Buildings Ltd
GP-2022-02351 | 2022-08-10 | 297 E 62ND AVENUE, Vancouver, BC V5X 2E8 | Gas Permit | Residential | Renovation | Completed | Residential - RE N RE - Removal of existing mid efficient furnace and water heater. Installation of high efficient and tankless | Moe's Plumbing and Heating Inc
EP-2022-05694 | 2022-07-06 | 329 E 62ND AVENUE, Vancouver, BC V5X 2E8 | Electrical Permit | Residential | Addition | Completed | Installation / Repair - Residential - EV Charger Installation -Supply and install 8 3 loomex from the panel, outside into a 5x5x3 PVC junction box -Supply and install 3/4" EMT conduit from the junction box around the house, under the deck to the customers preferred location -Install (2) Flo X5 Home charger -Supply and install siemens (1) 2P 40A breaker -Supply and install access panel to cover the hole above the electrical panel | TDR Electric Inc
EP-2022-01362 | 2022-02-23 | 348 E 62ND AVENUE, Vancouver, BC V5X 2E9 | Electrical Permit | Residential | Addition | Completed | Installation / Repair - Residential - Service change 125amp. Disconnect and reconnect. -BUILDING 1--Existing #1 - 348 E 62nd Av BUILDING 2--NEW #3 - 348 E 62nd Av | B Tech Electric Ltd
PP-2022-01909 | 2022-06-06 | 349 E 62ND AVENUE, Vancouver, BC V5X 2E8 | Plumbing Permit | Residential | New | Completed | Residential - Installing new plumbing fixtures inside the duplex >BP: To construct a 2-storey two-family dwelling ($775,250.00) with a detached accessory building (garage) at the rear providing 2 parking spaces, having vehicular access from the lane. The entire building, INCLUDING THE ATTACHED GARAGE to be sprinklered to 2 x NFPA 13D. NOTE: To achieve the required FSR a floor space exclusion of 2% has been applied to this application as per section 10.11.1 of the district schedule, to accommodate improved building performance. 1. A/C units proposed located at rear yard 2. Bar sink located in Basement 3. Schedule B: Julian Boznik P.Eng (604-431-0055) Structural & Geotechnical 4. BC Housing: Nucasa Development Note: This is a 2 storey building pursuant to the Zoning and Development By-Law ******THIS PERMIT HAS BEEN ISSUED UNDER THE REQUIREMENTS OF VBBL 2019****** WEST UNIT 349 E 62nd Av - One Family Dwelling (1st & 2nd floor, basement) EAST UNIT 351 E 62nd Av - One Family Dwelling (1st & 2nd floor, basement) Address numbers assigned as per approved plans for Fire and Emergency response. The address numbers are to be posted to the building to be visible from the street and in accordance with the Building By-law prior to final inspection. | SUNSHINE PLUMBING LTD
PP-2022-00933 | 2022-03-21 | 349 E 62ND AVENUE, Vancouver, BC V5X 2E8 | Plumbing Permit | Residential | New | Completed | Residential - 2FD - WEST UNIT - 349 E 62ND AV EAST UNIT - 351 E 62ND AV Sanitary, sump, and storm connection To construct a 2-storey two-family dwelling with a detached accessory building (garage) at the rear providing 2 parking spaces, having vehicular access from the lane. The entire building, INCLUDING THE ATTACHED GARAGE to be sprinklered to 2 x NFPA 13D. 1. A/C units proposed located at rear yard 2. Bar sink located in Basement | GNA Contracting Ltd
EP-2022-05716 | 2022-07-14 | 349 E 62ND AVENUE, Vancouver, BC V5X 2E8 | Electrical Permit | Residential | New | Completed | Installation / Repair - Residential - duplex house wiring, 200 amp service with no legal suite >BP: To construct a 2-storey two-family dwelling ($775,250.00) with a detached accessory building (garage) at the rear providing 2 parking spaces, having vehicular access from the lane. The entire building, INCLUDING THE ATTACHED GARAGE to be sprinklered to 2 x NFPA 13D. NOTE: To achieve the required FSR a floor space exclusion of 2% has been applied to this application as per section 10.11.1 of the district schedule, to accommodate improved building performance. 1. A/C units proposed located at rear yard 2. Bar sink located in Basement 3. Schedule B: Julian Boznik P.Eng (604-431-0055) Structural & Geotechnical 4. BC Housing: Nucasa Development Note: This is a 2 storey building pursuant to the Zoning and Development By-Law ******THIS PERMIT HAS BEEN ISSUED UNDER THE REQUIREMENTS OF VBBL 2019****** Amend: Aug 31, 2022 for this load calc, both units for this duplex are 27,800W because of 2nd unit @ 65%, the Ampere rating for second unit (14,170W with A/C not included) becomes 59 amps, while first unit with 100% full load turns out to be 115 Amps. based on our calculations, total load for this duplex house is under 200 amps, but since this is our first time making a load calc like this, if anything is wrong please explain to us if further information is requited, and we will try to fix this as soon as possible, thank you. | Bindi Electrical Services Ltd
EP-2022-07257 | 2022-08-29 | 349 E 62ND AVENUE, Vancouver, BC V5X 2E8 | Electrical Permit | Residential | New | Completed | Installation / Repair - Residential - tv,telephone,alarm prewire and complete >BP: To construct a 2-storey two-family dwelling ($775,250.00) with a detached accessory building (garage) at the rear providing 2 parking spaces, having vehicular access from the lane. The entire building, INCLUDING THE ATTACHED GARAGE to be sprinklered to 2 x NFPA 13D. NOTE: To achieve the required FSR a floor space exclusion of 2% has been applied to this application as per section 10.11.1 of the district schedule, to accommodate improved building performance. 1. A/C units proposed located at rear yard 2. Bar sink located in Basement 3. Schedule B: Julian Boznik P.Eng (604-431-0055) Structural & Geotechnical 4. BC Housing: Nucasa Development Note: This is a 2 storey building pursuant to the Zoning and Development By-Law ******THIS PERMIT HAS BEEN ISSUED UNDER THE REQUIREMENTS OF VBBL 2019****** | Tvisha Technologies Ltd
SP-2022-01375 | 2022-08-25 | 349 E 62ND AVENUE, Vancouver, BC V5X 2E8 | Sprinkler Permit | Residential | New | Completed | Residential - Install sprinklers in duplex >BP: To construct a 2-storey two-family dwelling ($775,250.00) with a detached accessory building (garage) at the rear providing 2 parking spaces, having vehicular access from the lane. The entire building, INCLUDING THE ATTACHED GARAGE to be sprinklered to 2 x NFPA 13D. 1. A/C units proposed located at rear yard 2. Bar sink located in Basement 3. Schedule B: Julian Boznik P.Eng (604-431-0055) Structural & Geotechnical 4. BC Housing: Nucasa Development ******THIS PERMIT HAS BEEN ISSUED UNDER THE REQUIREMENTS OF VBBL 2019****** | Gold Key Fire Protection Ltd
GP-2022-02436 | 2022-08-18 | 349 E 62ND AVENUE, Vancouver, BC V5X 2E8 | Gas Permit | Residential | New | Completed | Residential - New gas appliances for: >BP: To construct a 2-storey two-family dwelling ($775,250.00) with a detached accessory building (garage) at the rear providing 2 parking spaces, having vehicular access from the lane. 349 e62 ave. to install 1 boiler 1 range 1 bbq 351 e62 ave. to install 1 boiler 1 range 1 bbq >Amend: April 12th -please amend 2 gas ranges at 65000 btus each to rough in only please amend 2 gas bbq at 45000 btus each to rough in only thanks | Symbolistic Heating Ltd
EP-2022-08893 | 2022-11-25 | 62 E 61ST AVENUE, Vancouver, BC V5X 2B4 | Electrical Permit | Residential | Renovation | Completed | Installation / Repair - Residential - Install smoke alarms and separate circuit to fridge in suite (CF-2021-009567) (CF-2022-010776) | STAT ELECTRICS LIMITED
EP-2023-01841 | 2023-03-06 | 62 E 61ST AVENUE, Vancouver, BC V5X 2B4 | Electrical Permit | Residential | Addition | Completed | Installation / Repair - Residential - Relocate service from house to laneway | STAT ELECTRICS LIMITED
GP-2022-03830 | 2022-12-02 | 81 E 61ST AVENUE, Vancouver, BC V5X 2B3 | Gas Permit | Residential | Renovation | Completed | Residential - Hot Water Heater Installation | Hillcrest Plumbing & Heating (1991) Ltd
PP-2022-01114 | 2022-04-01 | 436 E 55TH AVENUE, Vancouver, BC V5X 1N4 | Plumbing Permit | Residential | New | Completed | Residential - 2FD - FRONT/SOUTH UNIT - 436 E 55TH AV REAR/NORTH UNIT - 438 E 55TH AV Plumbing To construct a two-storey two-family dwelling, with a detached accessory building (garage) at the rear providing 2 parking spaces, having vehicular access from the lane. Note: This is a 2 storey building pursuant to the Zoning and Development By-Law 1. No strata titling permitted 2. A/C units proposed in rear yard and attic 3. No Bar sinks proposed | bcc mechanicals ltd
EP-2022-03375 | 2022-05-12 | 436 E 55TH AVENUE, Vancouver, BC V5X 1N4 | Electrical Permit | Residential | New | Completed | Installation / Repair - Residential - 436 and 438 Duplex. Main service 200A, 125A service for each unit. >BP: To construct a two-storey two-family dwelling ($621,750.00), with a detached accessory building (garage) at the rear providing 2 parking spaces, having vehicular access from the lane. Note: This is a 2 storey building pursuant to the Zoning and Development By-Law 1. No strata titling permitted 2. A/C units proposed in rear yard and attic 3. No Bar sinks proposed 4. Schedule B: Md. Shahidul Alam (604.653.7475) Structural & Geotechnical 5. HPO: Residential Builder - Dod Construction Ltd. Address Note: 436 E 55th Av - Front/South Unit - 1 Family Dwelling (1st, 2nd & 3rd storey) 438 E 55th Av - Rear/North Unit - 1 Family Dwelling (1st, 2nd & 3rd storey) Address and suite numbers assigned as per approved plans for Fire and Emergency response. The address number is to be posted to the building to be visible from the street and the suite numbers are to be posted at the suite entries in accordance with the Building By-law prior to final inspection. ******THIS PERMIT HAS BEEN ISSUED UNDER THE REQUIREMENTS OF VBBL #12511 (2019)****** | C M & Sons Electrical Inc
GP-2022-01385 | 2022-05-05 | 436 E 55TH AVENUE, Vancouver, BC V5X 1N4 | Gas Permit | Residential | New | Completed | Residential - Gas piping and final **Amend 05/20/2022** Correct address to 436 E 55th | bcc mechanicals ltd
SP-2022-00778 | 2022-05-19 | 436 E 55TH AVENUE, Vancouver, BC V5X 1N4 | Sprinkler Permit | Residential | New | Completed | Residential - new sprinkler installation To construct a two-storey two-family dwelling , with a detached accessory building (garage) at the rear providing 2 parking spaces, having vehicular access from the lane. Note: This is a 2 storey building pursuant to the Zoning and Development By-Law 1. No strata titling permitted 2. A/C units proposed in rear yard and attic 3. No Bar sinks proposed 4. Schedule B: Md. Shahidul Alam (604.653.7475) Structural & Geotechnical 5. HPO: Residential Builder - Dod Construction Ltd. | Real Tech Fire Protection Ltd
EP-2022-03856 | 2022-05-11 | 436 E 55TH AVENUE, Vancouver, BC V5X 1N4 | Electrical Permit | Residential | New | Completed | Installation / Repair - Residential - tv,telephone,alarm prewire and complete >BP: To construct a two-storey two-family dwelling ($621,750.00), with a detached accessory building (garage) at the rear providing 2 parking spaces, having vehicular access from the lane. Note: This is a 2 storey building pursuant to the Zoning and Development By-Law 1. No strata titling permitted 2. A/C units proposed in rear yard and attic 3. No Bar sinks proposed 4. Schedule B: Md. Shahidul Alam (604.653.7475) Structural & Geotechnical 5. HPO: Residential Builder - Dod Construction Ltd. Address Note: 436 E 55th Av - Front/South Unit - 1 Family Dwelling (1st, 2nd & 3rd storey) 438 E 55th Av - Rear/North Unit - 1 Family Dwelling (1st, 2nd & 3rd storey) Address and suite numbers assigned as per approved plans for Fire and Emergency response. The address number is to be posted to the building to be visible from the street and the suite numbers are to be posted at the suite entries in accordance with the Building By-law prior to final inspection. ******THIS PERMIT HAS BEEN ISSUED UNDER THE REQUIREMENTS OF VBBL #12511 (2019)****** | Tvisha Technologies Ltd
PP-2022-00510 | 2022-03-03 | 436 E 55TH AVENUE, Vancouver, BC V5X 1N4 | Plumbing Permit | Residential | New | Completed | Residential - 2FD - FRONT/SOUTH UNIT - 436 E 55T AV REAR/NORTH UNIT - 438 E 55T AV outside premises - OUTSIDE SUMP To construct a two-storey two-family dwelling with a detached accessory building (garage) at the rear providing 2 parking spaces, having vehicular access from the lane. Note: This is a 2 storey building pursuant to the Zoning and Development By-Law 1. No strata titling permitted 2. A/C units proposed in rear yard and attic 3. No Bar sinks proposed | Kingsman Excavating Ltd.
EP-2022-08462 | 2022-10-12 | 448 E 55TH AVENUE, Vancouver, BC V5X 1N4 | Electrical Permit | Residential | Renovation - Dwelling Unit(s) only | Completed | Installation / Repair - Residential - As per the Special Inspection AUGUST 17.0-22 NO.IA-2022-00174 , section D ,1),2),3) and 8) bring up to the code required improvements. -There isn't any upgrade to the existing service. The bonding is only for the gas and the water metal pipes. This is only up to the code requirements of bonding gas and water metal conduits. In the basement we will remove stove power plug and bring all electrical to the original state. (CF-2022-008401) Amend: Dec 5th, 2022 Based on the special inspection August 17.2022 and latest communication the owners Linda Maierle and building electrical work is now updating section C 3, and section D 1-8 | Positron Services Ltd
PP-2022-03648 | 2023-03-08 | 448 E 55TH AVENUE, Vancouver, BC V5X 1N4 | Plumbing Permit | Residential | Renovation | Completed | Residential - To verify current plumbing in the in-law suite is up to code and make corrections if necessary. (CF-2022-008404) ((CF-2022-007299) >To change the use from one-family dwelling to one-family dwelling with secondary suite and to alter the interior of the main floor to provide improvements. | Matrix Contracting Inc
GP-2022-03126 | 2023-03-08 | 448 E 55TH AVENUE, Vancouver, BC V5X 1N4 | Gas Permit | Residential | Renovation | Completed | Residential - To Verify gas supply line to appliances meets code. (CF-2022-007299) >To change the use from one-family dwelling to one-family dwelling with secondary suite and to alter the interior of the main floor to provide improvements. | Matrix Contracting Inc
GP-2022-02722 | 2022-09-16 | 265 E 56TH AVENUE, Vancouver, BC V5X 1R2 | Gas Permit | Residential | Renovation | Completed | Residential - Hot Water Heater Replacement | Hillcrest Plumbing & Heating (1991) Ltd
GP-2023-03776 | 2023-11-29 | 550 E 55TH AVENUE, Vancouver, BC V5X 1N5 | Gas Permit | Residential | Renovation | Completed | Residential - furance&hwt re&re | Ferenc Nagy
EP-2024-00117 | 2024-01-04 | 1260 E 54TH AVENUE, Vancouver, BC V5X 1L9 | Electrical Permit | Residential | New | Issued | Temporary Power - Residential - To provide temporary power. | Roop Electric Co Ltd
MP-2023-02097 | 2023-11-28 | 2615 E 56TH AVENUE, Vancouver, BC V5S 1Z8 | Mechanical Permit | NULL | NULL | Completed | NULL | Advance Air Solutions Ltd
EP-2022-05134 | 2022-06-16 | 2615 E 56TH AVENUE, Vancouver, BC V5S 1Z8 | Electrical Permit | Residential | New | Expired | Temporary Power - Residential - To provide temporary power. | H.L. ELECTRICAL LTD
PP-2022-04424 | 2022-12-13 | 2615 E 56TH AVENUE, Vancouver, BC V5S 1Z8 | Plumbing Permit | Residential | New | Completed | Residential - Installing Sump | Hans Demolition and Excavating Ltd.
GP-2023-01350 | 2023-04-26 | 2615 E 56TH AVENUE, Vancouver, BC V5S 1Z8 | Gas Permit | Residential | New | Completed | Residential - 2 Ranges, 2 BBQ's & 4 Dryers >BP: To construct a 2 storey two-family dwelling with 2 secondary suites located in the Basement | Symbolistic Heating Ltd
EP-2023-03464 | 2023-04-27 | 2615 E 56TH AVENUE, Vancouver, BC V5S 1Z8 | Electrical Permit | Residential | New | Completed | Installation / Repair - Residential - 200 amp main service 125 for both sides, all wiring and finishing *An approved mechanical permit is required for the installation of air conditioning or heat pump unit at the time of installation before an electrical inspection will be performed >BP: To construct a 2 storey two-family dwelling with 2 secondary suites located in the Basement ($940,750.00) with a detached accessory building (garage) and 1 open parking at the rear providing 3 parking spaces, having vehicular access from the lane. 1. Covenant registered at the Land Title Office under CB328273–CB328373. 2. A/C proposed – Exterior component located in rear yard, Interior component located in closets on upper floor. 3. Bar sink not proposed. 4. Schedule B: (Shamsul Alam Shikder) P.Eng (778.889.3740) Structural / Geotechnical 5. HPO: Residential Builder- (Grohe Homes Ltd) | H.L. ELECTRICAL LTD
EP-2023-03322 | 2023-04-18 | 2615 E 56TH AVENUE, Vancouver, BC V5S 1Z8 | Electrical Permit | Residential | New | Completed | Installation / Repair - Residential - Security alarm,tv cables, telephone and door chime >BP: To construct a 2 storey two-family dwelling with 2 secondary suites located in the Basement ($940,750.00) with a detached accessory building (garage) and 1 open parking at the rear providing 3 parking spaces, having vehicular access from the lane. 1. Covenant registered at the Land Title Office under CB328273–CB328373. 2. A/C proposed – Exterior component located in rear yard, Interior component located in closets on upper floor. 3. Bar sink not proposed. 4. Schedule B: (Shamsul Alam Shikder) P.Eng (778.889.3740) Structural / Geotechnical 5. HPO: Residential Builder- (Grohe Homes Ltd) Note: This is a 2 storey building pursuant to the Zoning and Development By-Law **THIS PERMIT HAS BEEN ISSUED UNDER THE REQUIREMENTS OF VBBL #12511 (2019) ** Amend: Nov 23, 2023 increase the permit value 2000 | A B L SECURITY SYSTEMS LTD.
SP-2023-00633 | 2023-04-13 | 2615 E 56TH AVENUE, Vancouver, BC V5S 1Z8 | Sprinkler Permit | Residential | New | Completed | Residential - 2FD+2SS - WEST - 2615 E 56TH AV - #1 & #2 EAST - 2617 E 56TH AV - #1 & #2 New sprinkler system The entire building, to be sprinklered to 2 x NFPA 13D >DB: To construct a 2 storey two-family dwelling with 2 secondary suites located in the Basement ($940,750.00) with a detached accessory building (garage) and 1 open parking at the rear providing 3 parking spaces, having vehicular access from the lane. 1. Covenant registered at the Land Title Office under CB328273–CB328373. 2. A/C proposed – Exterior component located in rear yard, Interior component located in closets on upper floor. 3. Bar sink not proposed. | Haven Fire Protection Ltd
GP-2023-00752 | 2023-03-03 | 2646 E 56TH AVENUE, Vancouver, BC V5S 1Z7 | Gas Permit | Residential | New | Completed | Residential - To install 4 range 2 BBQ There is pipping for 2 range 2 BBQ This is duplex house each house has 2 range 1 BBQ >BP: To construct a two-storey two-family dwelling with two secondary suites located in the basement, with a detached accessory building (garage) and 2 open parking pad at the rear providing 4 parking spaces, having vehicular access from the lane. Note: This is a 2 storey building pursuant to the Zoning and Development By-Law 1. No strata titling permitted. 2. A/C units proposed in rear yard. 3. Bar sinks proposed in main floor. 4. Schedule B: Jason Hui, P. Eng. (778.319.3403) Structural & Geotechnical 5. HPO: Hi-Beam Builders Ltd. Aug 15/23-AMEND -add two gas dryer in this permit. Each dryer is 40,000 BTU | JOT MECHANICAL LTD
SP-2023-00416 | 2023-03-10 | 2646 E 56TH AVENUE, Vancouver, BC V5S 1Z7 | Sprinkler Permit | Residential | New | Completed | Residential - 2FD+2SS - WEST - 2646 E 56TH AV - #1 & #2 EAST - 2648 E 56TH AV - #1 & #2 new sprinkler installation >DB: To construct a two-storey two-family dwelling with two secondary suites located in the basement, with a detached accessory building (garage) and 2 open parking pad at the rear providing 4 parking spaces, having vehicular access from the lane. Note: This is a 2 storey building pursuant to the Zoning and Development By-Law 1. No strata titling permitted. 2. A/C units proposed in rear yard. 3. Bar sinks proposed in main floor. The entire building, to be sprinklered to 2 x NFPA 13D | Real Tech Fire Protection Ltd
MP-2023-00365 | 2023-03-13 | 2646 E 56TH AVENUE, Vancouver, BC V5S 1Z7 | Mechanical Permit | NULL | NULL | Completed | NULL | Power Frost AC & Heating Ltd
EP-2023-01987 | 2023-03-08 | 2646 E 56TH AVENUE, Vancouver, BC V5S 1Z7 | Electrical Permit | Residential | New | Completed | Installation / Repair - Residential - Rough wiring of low voltage security alarm, tv, tel and completion of security alarm >BP: To construct a two-storey two-family dwelling with two secondary suites located in the basement, with a detached accessory building (garage) and 2 open parking pad at the rear providing 4 parking spaces, having vehicular access from the lane. Note: This is a 2 storey building pursuant to the Zoning and Development By-Law 1. No strata titling permitted. 2. A/C units proposed in rear yard. 3. Bar sinks proposed in main floor. 4. Schedule B: Jason Hui, P. Eng. (778.319.3403) Structural & Geotechnical 5. HPO: Hi-Beam Builders Ltd. | Supersonic Security System Inc.
MP-2023-00196 | 2023-02-13 | 2646 E 56TH AVENUE, Vancouver, BC V5S 1Z7 | Mechanical Permit | NULL | NULL | Completed | NULL | Rain Coast Plumbing & Heating Ltd
PP-2023-00293 | 2023-01-27 | 2646 E 56TH AVENUE, Vancouver, BC V5S 1Z7 | Plumbing Permit | Residential | New | Completed | Residential - Plumbing for duplex house > To construct a two-storey two-family dwelling with two secondary suites located in the basement, with a detached accessory building (garage) and 2 open parking pad at the rear providing 4 parking spaces, having vehicular access from the lane. Note: This is a 2 storey building pursuant to the Zoning and Development By-Law 1. No strata titling permitted. 2. A/C units proposed in rear yard. 3. Bar sinks proposed in main floor. 4. Schedule B: Jason Hui, P. Eng. (778.319.3403) Structural & Geotechnical 5. HPO: Hi-Beam Builders Ltd. ******THIS PERMIT HAS BEEN ISSUED UNDER THE REQUIREMENTS OF VBBL #12511 (2019)****** Combustible projections or roof soffits on an exposing building face shall not project to less than .45m from the property line and shall be in compliance with VBBL 2019 9.10.15.5.(9) The entire building, to be sprinklered to 2 x NFPA 13D | Rain Coast Plumbing & Heating Ltd
PP-2022-04283 | 2022-11-29 | 2646 E 56TH AVENUE, Vancouver, BC V5S 1Z7 | Plumbing Permit | Residential | New | Completed | Residential - Sumps and sewer connections | Swift Site Services Ltd
EP-2022-10744 | 2022-12-23 | 2646 E 56TH AVENUE, Vancouver, BC V5S 1Z7 | Electrical Permit | Residential | New | Completed | Installation / Repair - Residential - Complete wiring and finishing. *Main service: 200 amps 1-2646 Unit meter-100 amps 2-2646 unit meter-60 amps 1-2648 Unit meter-100 amps 2-2648 Unit meter-60 amps *DCC for all 4 parking spaces *An approved mechanical permit is required for the installation of air conditioning or heat pump unit at the time of installation before an electrical inspection will be performed *Permit Amendment: Jun 22, 2023 -Main Service: 200A (No change in main service size) -4 meters to 2 meters ¦Unit 2646 meter-125 amps ¦ Unit 2648 meter-125 amps -4 EV @ 3840W ¦ No DCC -SS: Baseboards reduced to 1700W ¦ Electric Range removed >BP: To construct a two-storey two-family dwelling with two secondary suites located in the basement, with a detached accessory building (garage) and 2 open parking pad at the rear providing 4 parking spaces, having vehicular access from the lane. Note: This is a 2 storey building pursuant to the Zoning and Development By-Law 1. No strata titling permitted. 2. A/C units proposed in rear yard. 3. Bar sinks proposed in main floor. 4. Schedule B: Jason Hui, P. Eng. (778.319.3403) Structural & Geotechnical 5. HPO: Hi-Beam Builders Ltd. *Feb 28, 2023 Amendment* -Work description amended: Main service amps 400 to 200 amps. New load calculations is attached. 1-2646 Unit meter-100 amps 2-2646 unit meter-100 amps 1-2648 Unit meter-125 amps 2-2648 Unit meter-100 amps *Mar 06, 2023 Amendment* Main service: 200 amps 1-2646 Unit meter-100 amps 2-2646 unit meter-60 amps 1-2648 Unit meter-100 amps 2-2648 Unit meter-60 amps | SUNSTONE ELECTRIC LTD
EP-2022-05870 | 2022-07-12 | 2646 E 56TH AVENUE, Vancouver, BC V5S 1Z7 | Electrical Permit | Residential | New | Expired | Temporary Power - Residential - To provide temporary power. Amend: July 25, 2022 change service amps 60 to 100 amps | SUNSTONE ELECTRIC LTD
PP-2023-00052 | 2023-01-06 | 2732 E 56TH AVENUE, Vancouver, BC V5S 1Z7 | Plumbing Permit | Residential | New | Issued | Residential - Sump | TX CONTRACTING LTD
EP-2022-08693 | 2022-10-12 | 2732 E 56TH AVENUE, Vancouver, BC V5S 1Z7 | Electrical Permit | Residential | New | Expired | Temporary Power - Residential - To provide temporary power. | Altech Electric Ltd
EP-2022-08971 | 2022-10-25 | 2732 E 56TH AVENUE, Vancouver, BC V5S 1Z7 | Electrical Permit | Residential | New | Issued | Installation / Repair - Residential - 1FD+SS - #1 & #2 - Electrical wiring for single family dwelling and with secondary suite. 200 amp overhead service with three meters. 1st meter- 100 amp for main house 2nd meter- 100 amp for secondary suite 3rd meter- 100 amp for laneway house. >DB: To construct a 2 storey one-family dwelling with a secondary suite located in the Basement with an open parking pad, providing 1 parking space, having vehicular access from the 20' Lane. 1. Covenant registered at the Land Title Office under CA9804311 2. No Strata Titling permitted 3. A/C proposed – Exterior component located in rear yard, Interior component located on second floor. 4. Bar sink located in basement. | Altech Electric Ltd
MP-2023-00614 | 2023-04-12 | 2732 E 56TH AVENUE, Vancouver, BC V5S 1Z7 | Mechanical Permit | NULL | NULL | Issued | NULL | SKY HIGH PLUMBING & HEATING LTD
PP-2023-01071 | 2023-03-28 | 2732 E 56TH AVENUE, Vancouver, BC V5S 1Z7 | Plumbing Permit | Residential | New | Issued | Residential - 1FD+SS - #1 & #2 - plumbing >DB: To construct a 2 storey one-family dwelling with a secondary suite located in the Basement with an open parking pad, providing 1 parking space, having vehicular access from the 20' Lane. 1. Covenant registered at the Land Title Office under CA9804311 2. No Strata Titling permitted 3. A/C proposed – Exterior component located in rear yard, Interior component located on second floor. 4. Bar sink located in basement. | SKY HIGH PLUMBING & HEATING LTD
GP-2023-02070 | 2023-07-11 | 2732 E 56TH AVENUE, Vancouver, BC V5S 1Z7 | Gas Permit | Residential | New | Issued | Residential - 1 Range, 1 BBQ & 1 Boiler gas line >BP: To construct a 2 storey one-family dwelling with a secondary suite | PRIDE GAS & HEATING LTD.
SP-2023-01094 | 2023-06-20 | 2732 E 56TH AVENUE, Vancouver, BC V5S 1Z7 | Sprinkler Permit | Residential | New | Issued | Residential - 1FD+SS - #1 & #2 - To install fire sprinkler system in SFD >DB: To construct a 2 storey one-family dwelling with a secondary suite located in the Basement with an open parking pad, providing 1 parking space, having vehicular access from the 20' Lane. 1. Covenant registered at the Land Title Office under CA9804311 2. No Strata Titling permitted 3. A/C proposed – Exterior component located in rear yard, Interior component located on second floor. 4. Bar sink located in basement. Note: This is a 2 storey building pursuant to the Zoning and Development By-Law **THIS PERMIT HAS BEEN ISSUED UNDER THE REQUIREMENTS OF VBBL #12511 (2019) ** | Max Fire Pro Ltd
GP-2023-01944 | 2023-06-28 | 2732 E 56TH AVENUE, Vancouver, BC V5S 1Z7 | Gas Permit | Residential | New | Issued | Residential - 2 Range, 1 Boiler & 1 BBQ Gas piping >BP: To construct a 2 storey one-family dwelling with a secondary suite | PRIDE GAS & HEATING LTD.
EP-2023-05192 | 2023-06-26 | 2732 E 56TH AVENUE, Vancouver, BC V5S 1Z7 | Electrical Permit | Residential | New | Issued | Installation / Repair - Residential - Install Low voltage wiring for Telephone, Data, TV, Door Bell & Alarm. >BP: To construct a 2 storey one-family dwelling with a secondary suite located in the Basement ($848,000.00) with an open parking pad, providing 1 parking space, having vehicular access from the 20' Lane. 1. Covenant registered at the Land Title Office under CA9804311 2. No Strata Titling permitted 3. A/C proposed – Exterior component located in rear yard, Interior component located on second floor. 4. Bar sink located in basement. 5. Schedule B: (Antony Wang, P.Eng, 604-618-6236) Structural & Geotechnical. 6. HPO: Residential Builder- (Onyx Projects Ltd.) | JV-Tech Security Inc.
EP-2022-05650 | 2022-07-06 | 27 E 59TH AVENUE, Vancouver, BC V5X 1X7 | Electrical Permit | Residential | New | Completed | Installation / Repair - Residential - To Pre-wire and install security alarm, and TV/DATA/TEL cables. | Yao Rong Xu
EP-2022-05197 | 2022-07-12 | 27 E 59TH AVENUE, Vancouver, BC V5X 1X7 | Electrical Permit | Residential | New | Completed | Installation / Repair - Residential - Electrical wiring and installation for new house BP: To construct a 2 storey one-family dwelling with a secondary suite located in the Basement/Cellar with an open parking pad, providing 1 parking space, having vehicular access from the 20' Lane. 1. Covenant registered at the Land Title Office under CA9338720 2. No Strata Titling permitted 3. A/C proposed – Exterior component located in rear yard, Interior component located in closet on second floor. 4. Schedule B: (Antony Wang) P.Eng (604.618.6236) Structural & Geotechnical 5. HPO: Residential Builder- (SEMLIN CONSTRUCTION LTD.) | Quality Electric Ltd
GP-2022-01697 | 2022-06-05 | 27 E 59TH AVENUE, Vancouver, BC V5X 1X7 | Gas Permit | Residential | New | Completed | Residential - Complete boiler, range top and bbq box only. | Deep Gas Fitting Ltd.
SP-2022-00921 | 2022-06-08 | 27 E 59TH AVENUE, Vancouver, BC V5X 1X7 | Sprinkler Permit | Residential | New | Completed | Residential - installation of a new fire sprinkler system To construct a 2 storey one-family dwelling with a secondary suite located in the Basement/Cellar with an open parking pad, providing 1 parking space, having vehicular access from the 20' Lane. 1. Covenant registered at the Land Title Office under CA9338720 2. No Strata Titling permitted 3. A/C proposed – Exterior component located in rear yard, Interior component located in closet on second floor. 4. Schedule B: (Antony Wang) P.Eng (604.618.6236) Structural & Geotechnical 5. HPO: Residential Builder- (SEMLIN CONSTRUCTION LTD.) | CENTRE LINE FIRE SPRINKLERS LTD
PP-2022-01209 | 2022-04-08 | 27 E 59TH AVENUE, Vancouver, BC V5X 1X7 | Plumbing Permit | Residential | New | Completed | Residential - 1FD+SS - #1 & #2 - New plumbing fixtures To construct a 2 storey one-family dwelling with a secondary suite located in the Basement/Cellar with an open parking pad, providing 1 parking space, having vehicular access from the 20' Lane. 1. Covenant registered at the Land Title Office under CA9338720 2. No Strata Titling permitted 3. A/C proposed – Exterior component located in rear yard, Interior component located in closet on second floor. | Best Look Plumbing & Heating Ltd
EP-2022-10065 | 2022-11-29 | 166 E 58TH AVENUE, Vancouver, BC V5X 1V6 | Electrical Permit | Residential | New | Expired | Temporary Power - Residential - To provide temporary power. VALID: NOV 28/2022 TO NOV 27/2022 | AMTEK Electric Ltd
PP-2023-02411 | 2023-07-10 | 166 E 58TH AVENUE, Vancouver, BC V5X 1V6 | Plumbing Permit | Residential | New | Issued | Residential - Sump | BESTWAY EXCAVATING & DEMOLITION 2008 LTD
EP-2023-10897 | 2023-12-13 | 166 E 58TH AVENUE, Vancouver, BC V5X 1V6 | Electrical Permit | Residential | New | Issued | Temporary Power - Residential - To provide temporary power. -renewal of EP-2022-10065 -Valid Nov. 29, 2023 - Nov. 28, 2024 | AMTEK Electric Ltd
GP-2023-02858 | 2023-09-29 | 166 E 58TH AVENUE, Vancouver, BC V5X 1V6 | Gas Permit | Residential | New | Issued | Residential - 1 Fireplace Installation and Final Hook-Up. >BP: To construct a 2 storey single detached house with a secondary suite located in the Basement ($850,000.00) with an open parking pad, providing 1 parking space, having vehicular access from the 20' Lane. | EVERSHINE FIREPLACES LTD
PP-2023-03019 | 2023-08-24 | 166 E 58TH AVENUE, Vancouver, BC V5X 1V6 | Plumbing Permit | Residential | New | Issued | Residential - 1FD+SS #1 & #2 - New Plumbing Duplex >DB: To construct a 2 storey single detached house with a secondary suite located in the Basement with an open parking pad, providing 1 parking space, having vehicular access from the 20' Lane. 1. Covenant registered at the Land Title Office under CB533427 2. No Strata Titling permitted 3. External mechanical component located in rear yard, Interior component located in main floor closet. 4. Bar sink not proposed. ***This permit is issued under the VBBL 2019, with updated energy requirements as per bylaw # 12997 effective Jan 01, 2022.*** | L G PLUMBING AND HEATING LTD
SP-2023-02056 | 2023-11-07 | 166 E 58TH AVENUE, Vancouver, BC V5X 1V6 | Sprinkler Permit | Residential | New | Issued | Residential - 1FD+SS - #1 & #2 - Install sprinklers in sfd >DB: To construct a 2 storey single detached house with a secondary suite located in the Basement with an open parking pad, providing 1 parking space, having vehicular access from the 20' Lane. 1. Covenant registered at the Land Title Office under CB533427 2. No Strata Titling permitted 3. External mechanical component located in rear yard, Interior component located in main floor closet. 4. Bar sink not proposed. ***This permit is issued under the VBBL 2019, with updated energy requirements as per bylaw # 12997 effective Jan 01, 2022.*** | Gold Key Fire Protection Ltd
MP-2023-01804 | 2023-10-08 | 166 E 58TH AVENUE, Vancouver, BC V5X 1V6 | Mechanical Permit | NULL | NULL | Issued | NULL | DAYLIGHT HEATING AND AIR CONDITIONING LTD
GP-2023-03005 | 2023-10-11 | 166 E 58TH AVENUE, Vancouver, BC V5X 1V6 | Gas Permit | Residential | New | Issued | Residential - Installing 1 stove,1 bbq, and Piping 1 fireplace >BP: To construct a 2 storey single detached house with a secondary suite located in the Basement ($850,000.00) with an open parking pad, providing 1 parking space, having vehicular access from the 20' Lane. | Kamal Fireplace LTD
EP-2023-09080 | 2023-10-24 | 166 E 58TH AVENUE, Vancouver, BC V5X 1V6 | Electrical Permit | Residential | New | Issued | Installation / Repair - Residential - ¦ 1FD + 1SS- 150A ¦ Rough in Wiring complete with Finishing for SFD with Secondary Suite. Main Service 400 A (Triplex Meter). Maimn House Main Switch 150 A, Secondary Suite Main Switch 60A. House Heating with Heat Pump with back up Electrical Base Board Heat. Secondary Suite Heating with Electrical BB Heater. Extra Low voltage Rough in Wiring *MP-2023-01804: Issued (Heating and Cooling) >BP: To construct a 2 storey single detached house with a secondary suite located in the Basement ($850,000.00) with an open parking pad, providing 1 parking space, having vehicular access from the 20' Lane. 1. Covenant registered at the Land Title Office under CB533427 2. No Strata Titling permitted 3. External mechanical component located in rear yard, Interior component located in main floor closet. 4. Bar sink not proposed. 5. Schedule B: (Shambhu N. Biswas) P.Eng (604.250.8666) Structural, Architectural item 1.5 6. Schedule B: (GongZuo Zhou) P.Eng (604.838.2586) Geotechnical 7. HPO: Residential Builder- (Py Chue Construction Ltd) Note: This is a 2 storey building pursuant to the Zoning and Development By-Law | AMTEK Electric Ltd
MP-2023-01886 | 2023-10-20 | 503 E 58TH AVENUE, Vancouver, BC V5X 1W1 | Mechanical Permit | NULL | NULL | Completed | NULL | Century Twenty One Gas & Heating Co. Ltd
EP-2023-02766 | 2023-04-14 | 503 E 58TH AVENUE, Vancouver, BC V5X 1W1 | Electrical Permit | Residential | New | Completed | Installation / Repair - Residential - Wiring and Service. Main house = 150 Amp Laneway = 100 Amp MP-2023-00122 >Permit Amendment Oct 10, 2023 -Load calculations updated *Document(s) uploaded to "Application Documents" tab for Electrical Inspector review. Documents are at pending status at time of permit amendment approval >BP: To construct a 2 storey + basement one-family dwelling with a secondary suite located in the basement with an attached garage and 1 open parking pad, providing a total of 3 parking spaces, having vehicular access from the lane. Note: This is a 2 storey building pursuant to the Zoning and Development By-Law 1- No strata titling permitted. 2- Bar sink proposed in main floor. 3- A/C unit proposed in rear yard. 4- Schedule B: Jason Hui, P.Eng (778.319.3403) Structural & Geotechnical 5- HPO: Mountainview Enterprises Ltd. ******THIS PERMIT HAS BEEN ISSUED UNDER THE REQUIREMENTS OF VBBL #12511 (2019)****** Combustible projections or roof soffits on an exposing building face shall not project to less than .45m from the property line and shall be in compliance with VBBL 2019 9.10.15.5.(9) The entire building, to be sprinklered to NFPA 13D. | G.S.G. Electric Ltd.
EP-2023-02514 | 2023-03-24 | 503 E 58TH AVENUE, Vancouver, BC V5X 1W1 | Electrical Permit | Residential | New | Completed | Installation / Repair - Residential - Install tv, telephone, alarm prewire and complete. >BP: To construct a 2 storey + basement one-family dwelling with a secondary suite located in the basement with an attached garage and 1 open parking pad, providing a total of 3 parking spaces, having vehicular access from the lane. Note: This is a 2 storey building pursuant to the Zoning and Development By-Law 1- No strata titling permitted. 2- Bar sink proposed in main floor. 3- A/C unit proposed in rear yard. 4- Schedule B: Jason Hui, P.Eng (778.319.3403) Structural & Geotechnical 5- HPO: Mountainview Enterprises Ltd. ******THIS PERMIT HAS BEEN ISSUED UNDER THE REQUIREMENTS OF VBBL #12511 (2019)****** Combustible projections or roof soffits on an exposing building face shall not project to less than .45m from the property line and shall be in compliance with VBBL 2019 9.10.15.5.(9) The entire building, to be sprinklered to NFPA 13D. | Tvisha Technologies Ltd
GP-2023-01164 | 2023-04-06 | 503 E 58TH AVENUE, Vancouver, BC V5X 1W1 | Gas Permit | Residential | New | Completed | Residential - 2 Range, 1 Fireplace & 1 BBQ >BP: To construct a 2 storey + basement one-family dwelling with a secondary suite located in the basemen | Skyway Plumbing & gas Ltd
SP-2023-00708 | 2023-04-24 | 503 E 58TH AVENUE, Vancouver, BC V5X 1W1 | Sprinkler Permit | Residential | New | Completed | Residential - Install sprinklers in sfd >BP: To construct a 2 storey + basement one-family dwelling with a secondary suite located in the basement with an attached garage and 1 open parking pad, providing a total of 3 parking spaces, having vehicular access from the lane. Note: This is a 2 storey building pursuant to the Zoning and Development By-Law 1- No strata titling permitted. 2- Bar sink proposed in main floor. 3- A/C unit proposed in rear yard. 4- Schedule B: Jason Hui, P.Eng (778.319.3403) Structural & Geotechnical 5- HPO: Mountainview Enterprises Ltd. | Gold Key Fire Protection Ltd
MP-2023-00122 | 2023-01-31 | 503 E 58TH AVENUE, Vancouver, BC V5X 1W1 | Mechanical Permit | NULL | NULL | Completed | NULL | Skyway Plumbing & gas Ltd
PP-2023-00189 | 2023-01-19 | 503 E 58TH AVENUE, Vancouver, BC V5X 1W1 | Plumbing Permit | Residential | New | Completed | Residential - To install piping and fixtures for a new single family house. >To construct a 2 storey + basement one-family dwelling with a secondary suite located in the basement with an attached garage and 1 open parking pad, providing a total of 3 parking spaces, having vehicular access from the lane. Note: This is a 2 storey building pursuant to the Zoning and Development By-Law 1- No strata titling permitted. 2- Bar sink proposed in main floor. 3- A/C unit proposed in rear yard. 4- Schedule B: Jason Hui, P.Eng (778.319.3403) Structural & Geotechnical 5- HPO: Mountainview Enterprises Ltd. ******THIS PERMIT HAS BEEN ISSUED UNDER THE REQUIREMENTS OF VBBL #12511 (2019)****** Combustible projections or roof soffits on an exposing building face shall not project to less than .45m from the property line and shall be in compliance with VBBL 2019 9.10.15.5.(9) The entire building, to be sprinklered to NFPA 13D. | Skyway Plumbing & gas Ltd
PP-2022-03990 | 2022-11-04 | 503 E 58TH AVENUE, Vancouver, BC V5X 1W1 | Plumbing Permit | Residential | New | Completed | Residential - sump | Kingsman Excavating Ltd.
EP-2022-06410 | 2022-07-29 | 503 E 58TH AVENUE, Vancouver, BC V5X 1W1 | Electrical Permit | Residential | New | Expired | Temporary Power - Residential - To provide temporary power. | G.S.G. Electric Ltd.
PP-2023-01546 | 2023-05-02 | 533 E 58TH AVENUE, Vancouver, BC V5X 1W1 | Plumbing Permit | Residential | New | Completed | Residential - 3/4 DCVA backflow preventer for lawn irrigation | Yue Jin Qiu
EP-2023-05774 | 2023-08-02 | 1116 E 60TH AVENUE, Vancouver, BC V5X 2A7 | Electrical Permit | Residential | New | Issued | Installation / Repair - Residential - Installation of CCTV, TV, TEL, DATA, INTERCOM, Security ALARM FINISH. >BP: To construct a 2 storey + basement one-family dwelling with a secondary suite ($673,615.00) located in the basement with 1 surface parking space located in the rear, having vehicular access from the lane. | Anmi Technology Corp.
SP-2023-01327 | 2023-07-27 | 1116 E 60TH AVENUE, Vancouver, BC V5X 2A7 | Sprinkler Permit | Residential | New | Issued | Residential - To Install 28 sprinkler heads >BP: To construct a 2 storey + basement one-family dwelling with a secondary suite located in the basement with 1 surface parking space located in the rear, having vehicular access from the lane. Note: This is a 2 storey building pursuant to the Zoning and Development By-Law 1- Covenant registered at the Land Title Office under CA9905902 2- No strata titling permitted 3- Bar sink proposed in the basement 4- A/C unit proposed in the rear yard 5- Schedule B: Shambhu N. Biswas, P.Eng (604-250-8666) Structural & Guardrail Jason Hui, P.Eng (778-319-3403) Geotechnical 6- HPO: Residential Builder – Howard L. Construction Inc. 7- The entire building, INCLUDING THE ATTACHED GARAGE (if applicable), to be sprinklered to NFPA 13D. | General Sprinkler Systems Ltd
PP-2023-00565 | 2023-02-16 | 1116 E 60TH AVENUE, Vancouver, BC V5X 2A7 | Plumbing Permit | Residential | New | Issued | Residential - 1FD+SS - #1 & #2 - Sump installation | Kingsman Excavating Ltd.
PP-2023-01002 | 2023-03-23 | 1116 E 60TH AVENUE, Vancouver, BC V5X 2A7 | Plumbing Permit | Residential | New | Issued | Residential - Plumbing and heating >BP: To construct a 2 storey + basement one-family dwelling with a secondary suite located in the basement with 1 surface parking space located in the rear, having vehicular access from the lane. Note: This is a 2 storey building pursuant to the Zoning and Development By-Law 1- Covenant registered at the Land Title Office under CA9905902 2- No strata titling permitted 3- Bar sink proposed in the basement 4- A/C unit proposed in the rear yard 5- Schedule B: Shambhu N. Biswas, P.Eng (604-250-8666) Structural & Guardrail Jason Hui, P.Eng (778-319-3403) Geotechnical 6- HPO: Residential Builder – Howard L. Construction Inc. 7- The entire building, INCLUDING THE ATTACHED GARAGE (if applicable), to be sprinklered to NFPA 13D. | AMBER MECHANICAL LTD
MP-2023-00538 | 2023-03-30 | 1116 E 60TH AVENUE, Vancouver, BC V5X 2A7 | Mechanical Permit | NULL | NULL | Issued | NULL | AMBER MECHANICAL LTD
GP-2023-01080 | 2023-03-29 | 1116 E 60TH AVENUE, Vancouver, BC V5X 2A7 | Gas Permit | Residential | New | Issued | Residential - 1FD+SS - #1 & #2 - All black iron including fittings.2PSIG natural gas line.Complete installation for1 boiler(199000 btu) 1 kitchen range (85000 btu) and 1 BBQ (50000 btu) >DB: To construct a 2 storey + basement one-family dwelling with a secondary suite located in the basement with 1 surface parking space located in the rear, having vehicular access from the lane. Note: This is a 2 storey building pursuant to the Zoning and Development By-Law 1- Covenant registered at the Land Title Office under CA9905902 2- No strata titling permitted 3- Bar sink proposed in the basement 4- A/C unit proposed in the rear yard 7- The entire building, INCLUDING THE ATTACHED GARAGE (if applicable), to be sprinklered to NFPA 13D. | POLLY MECHANICAL LTD
EP-2022-09669 | 2022-11-15 | 1116 E 60TH AVENUE, Vancouver, BC V5X 2A7 | Electrical Permit | Residential | New | Expired | Temporary Power - Residential - To provide temporary power. Amend: Nov 18, 2022 It’s 120/240 not 120 /208 | CROWN ELECTRICAL CONTRACTOR LTD
EP-2023-00282 | 2023-01-19 | 1116 E 60TH AVENUE, Vancouver, BC V5X 2A7 | Electrical Permit | Residential | New | Issued | Installation / Repair - Residential - Installation of 200 amp service 125 for laneway 150 for house >BP: To construct a 2 storey + basement one-family dwelling with a secondary suite ($673,615.00) located in the basement with 1 surface parking space located in the rear, having vehicular access from the lane. Note: This is a 2 storey building pursuant to the Zoning and Development By-Law 1- Covenant registered at the Land Title Office under CA9905902 2- No strata titling permitted 3- Bar sink proposed in the basement 4- A/C unit proposed in the rear yard 5- Schedule B: Shambhu N. Biswas, P.Eng (604-250-8666) Structural & Guardrail Jason Hui, P.Eng (778-319-3403) Geotechnical 6- HPO: Residential Builder – Howard L. Construction Inc. 7- The entire building, INCLUDING THE ATTACHED GARAGE (if applicable), to be sprinklered to NFPA 13D. ******THIS PERMIT HAS BEEN ISSUED UNDER THE REQUIREMENTS OF VBBL #12511 (2019)****** | CROWN ELECTRICAL CONTRACTOR LTD
SP-2022-00976 | 2022-06-15 | 1146 E 60TH AVENUE, Vancouver, BC V5X 2A7 | Sprinkler Permit | Residential | New | Completed | Residential - Install sprinklers in Duplex To construct a two-storey two-family dwelling with two secondary suites located in the basement, with a detached accessory building (garage) at the rear providing 2 parking spaces, having vehicular access from the lane. Note: This is a 2 storey building pursuant to the Zoning and Development By-Law 1. Covenant registered at the Land Title Office under CA9261730 2. No strata titling permitted 3. A/C units proposed 4. Bar sinks proposed 5. Schedule B: Ke Jian, Ma Structural & Geotechnical 6. HPO: Residential Builder - Max-Pro Construction Ltd. | Gold Key Fire Protection Ltd
GP-2022-00316 | 2022-02-03 | 12 E 60TH AVENUE, Vancouver, BC V5X 1Z6 | Gas Permit | Residential | New | Completed | Residential - Installed new furnace ** Amend 02/03/2022** Venting included | MSN Gas & Heating Ltd
GP-2023-03678 | 2023-11-22 | 586 E 59TH AVENUE, Vancouver, BC V5X 1Y3 | Gas Permit | Residential | Renovation | Completed | Residential - RE&RE hot water tank | Milani Plumbing Heating & Air Conditioning Ltd
EP-2023-06611 | 2023-08-09 | 662 E 59TH AVENUE, Vancouver, BC V5X 1Y3 | Electrical Permit | Residential | Renovation | Completed | Installation / Repair - Residential - add pot lights , add some plugs ,add switches , change lights , plugs and smoke alarm wiring , safety check and repair -pot lights are new. no structural work being performed . we cut the drywall wall to add the pot lights and switches , but no fire - rated walls . | FER Electrical Ltd
PP-2023-02634 | 2023-07-25 | 1110 E 63RD AVENUE, Vancouver, BC V5X 2L4 | Plumbing Permit | Residential | New | Issued | Residential - 1 outside Sump without pump | ON TIME EXCAVATING & DEMOLITION LTD
NULL | NULL | 1110 E 63RD AVENUE, Vancouver, BC V5X 2L4 | Electrical Permit | Residential | New | Withdrawn | Temporary Power - Residential - To provide temporary power. | NULL
EP-2023-06262 | 2023-07-12 | 1110 E 63RD AVENUE, Vancouver, BC V5X 2L4 | Electrical Permit | Residential | New | Issued | Temporary Power - Residential - To provide temporary power. | TDR Electric Inc
GP-2023-03077 | 2023-10-27 | 1110 E 63RD AVENUE, Vancouver, BC V5X 2L4 | Gas Permit | Residential | New | Issued | Residential - 1 New gas fireplace BP: To construct a 2 storey + basement one-family dwelling with a secondary suite ($988,000) located in the basement with a total of 2 parking spaces in the rear, having vehicular access from the lane. | Canadian Fireplace Ltd
SP-2023-01888 | 2023-10-12 | 1110 E 63RD AVENUE, Vancouver, BC V5X 2L4 | Sprinkler Permit | Residential | New | Issued | Residential - 1FD+SS - Install sprinklers in sfd >DB: To construct a 2 storey + basement one-family dwelling with a secondary suite located in the basement with a total of 2 parking spaces in the rear, having vehicular access from the lane. Note: This is a 2 storey building pursuant to the Zoning and Development By-Law 1- Covenant registered at the Land Title Office under CB391704 2- No strata titling permitted 3- Bar sink proposed in the basement 4- External mechanical unit proposed in the rear yard 8- The entire building to be sprinklered to NFPA 13D. 9- As shown by an asterisk (*) on the building permit floor plans and/or elevations, exit protection is required to be provided in accordance with Articles 9.9.4.4., 9.9.4.6., and/or 9.37.2.8. of the 2019 VBBL ***This permit has been issued under the VBBL 2019, with updated energy requirements as per bylaw # 12997 effective Jan 01, 2022.*** | Gold Key Fire Protection Ltd
EP-2023-09049 | 2023-10-10 | 1110 E 63RD AVENUE, Vancouver, BC V5X 2L4 | Electrical Permit | Residential | New | Issued | Installation / Repair - Residential - Extra Low Voltage Rough in and Finishing for TV, Tel, Data, Centralized Vacuum, CCTV and Security Alarm System. >BP: To construct a 2 storey + basement one-family dwelling with a secondary suite ($988,000) located in the basement with a total of 2 parking spaces in the rear, having vehicular access from the lane. | Secure Worx AV & Automation Inc
NULL | NULL | 1110 E 63RD AVENUE, Vancouver, BC V5X 2L4 | Electrical Permit | Residential | New | Draft | Installation / Repair - Residential - New Wiring | J M P Electrical Contractors Ltd
EP-2023-09979 | 2023-11-03 | 1110 E 63RD AVENUE, Vancouver, BC V5X 2L4 | Electrical Permit | Residential | New | Issued | Installation / Repair - Residential - New Wiring for laneway house. | J M P Electrical Contractors Ltd
NULL | NULL | 1110 E 63RD AVENUE, Vancouver, BC V5X 2L4 | Electrical Permit | Residential | New | Draft | Installation / Repair - Residential - Laneway New Installation | NULL
MP-2023-01574 | 2023-08-25 | 1110 E 63RD AVENUE, Vancouver, BC V5X 2L4 | Mechanical Permit | NULL | NULL | Issued | NULL | AKAL Plumbing & Heating Ltd
PP-2023-02958 | 2023-08-21 | 1110 E 63RD AVENUE, Vancouver, BC V5X 2L4 | Plumbing Permit | Residential | New | Issued | Residential - This is a new house with 30 fixtures >BP: To construct a 2 storey + basement one-family dwelling with a secondary suite ($988,000) located in the basement with a total of 2 parking spaces in the rear, having vehicular access from the lane. Note: This is a 2 storey building pursuant to the Zoning and Development By-Law 1- Covenant registered at the Land Title Office under CB391704 2- No strata titling permitted 3- Bar sink proposed in the basement 4- External mechanical unit proposed in the rear yard 5- Schedule B: Alan Prahalad P.Eng. (604-831-4431) Structural 6- Schedule B: Zhao Guan, P.Eng (778-868-5635) Geotechnical 7- HPO: Residential Builder – Jasvir Construction Ltd. 8- The entire building to be sprinklered to NFPA 13D. 9- As shown by an asterisk (*) on the building permit floor plans and/or elevations, exit protection is required to be provided in accordance with Articles 9.9.4.4., 9.9.4.6., and/or 9.37.2.8. of the 2019 VBBL | AKAL Plumbing & Heating Ltd
EP-2023-08442 | 2023-11-02 | 1110 E 63RD AVENUE, Vancouver, BC V5X 2L4 | Electrical Permit | Residential | New | Issued | Installation / Repair - Residential - New Construction >BP: To construct a 2 storey + basement one-family dwelling with a secondary suite ($988,000) located in the basement with a total of 2 parking spaces in the rear, having vehicular access from the lane. Note: This is a 2 storey building pursuant to the Zoning and Development By-Law 1- Covenant registered at the Land Title Office under CB391704 2- No strata titling permitted 3- Bar sink proposed in the basement 4- External mechanical unit proposed in the rear yard 5- Schedule B: Alan Prahalad P.Eng. (604-831-4431) Structural 6- Schedule B: Zhao Guan, P.Eng (778-868-5635) Geotechnical 7- HPO: Residential Builder – Jasvir Construction Ltd. 8- The entire building to be sprinklered to NFPA 13D. 9- As shown by an asterisk (*) on the building permit floor plans and/or elevations, exit protection is required to be provided in accordance with Articles 9.9.4.4., 9.9.4.6., and/or 9.37.2.8. of the 2019 VBBL ***This permit has been issued under the VBBL 2019, with updated energy requirements as per bylaw # 12997 effective Jan 01, 2022.*** | J M P Electrical Contractors Ltd
GP-2023-02625 | 2023-09-07 | 1110 E 63RD AVENUE, Vancouver, BC V5X 2L4 | Gas Permit | Residential | New | Issued | Residential - 3 Ranges, 1 BBQ & 1 Fireplace >BP: To construct a 2 storey + basement one-family dwelling with a secondary suite ($988,000) located in the basement with a total of 2 parking spaces in the rear, having vehicular access from the lane. | AKAL Plumbing & Heating Ltd
EP-2023-01828 | NULL | 352 E 62ND AVENUE, Vancouver, BC V5X 2E9 | Electrical Permit | Residential | Renovation | Application Incomplete | Installation / Repair - Residential - Install cable from electrical panel to A/C condenser unit. CAM 2.5 ton horizontal side discharge unit requires 2 pole 30A circuit | Mott Electric General Partnership
GP-2023-00155 | 2023-01-17 | 352 E 62ND AVENUE, Vancouver, BC V5X 2E9 | Gas Permit | Residential | Renovation - Dwelling Unit(s) only | Completed | Residential - Replacement of a furnace | Can Flame Heating Ltd
GP-2023-01194 | 2023-04-11 | 368 E 62ND AVENUE, Vancouver, BC V5X 2E9 | Gas Permit | Residential | Tenant Improvement | Completed | Residential - Replace hot water tank and boiler with bombi boiler | Vector Home Services Inc
GP-2022-01914 | 2022-06-24 | 388 E 62ND AVENUE, Vancouver, BC V5X 2E9 | Gas Permit | Residential | Renovation | Completed | Residential - Hot Water Tank Replacement | Hillcrest Plumbing & Heating (1991) Ltd
GP-2022-03118 | 2022-10-12 | 287 E 61ST AVENUE, Vancouver, BC V5X 2B5 | Gas Permit | Residential | Renovation | Completed | Residential - Re & re for gas hot water tank | Milani Plumbing Heating & Air Conditioning Ltd
GP-2023-00581 | 2023-02-16 | 328 E 61ST AVENUE, Vancouver, BC V5X 2B6 | Gas Permit | Residential | Renovation - Dwelling Unit(s) only | Completed | Residential - Installing gas furnace and tankless water heater | Reid Brothers Plumbing & Heating Ltd
GP-2022-00768 | 2022-03-10 | 403 E 61ST AVENUE, Vancouver, BC V5X 2B7 | Gas Permit | Residential | Renovation - Dwelling Unit(s) only | Completed | Residential - REMOVAL OF OLD FURNACE AND INSTALL NEW FURNACE | 484081 BC LTD
EP-2022-00568 | 2022-02-04 | 435 E 61ST AVENUE, Vancouver, BC V5X 2B7 | Electrical Permit | Residential | Addition | Completed | Installation / Repair - Residential - disconnect and reconnect under ground tick cable | S B ELECTRICAL LTD
GP-2022-00013 | 2022-01-05 | 366 E 57TH AVENUE, Vancouver, BC V5X 1S7 | Gas Permit | Residential | Renovation | Completed | Residential - hwt re&re | Ferenc Nagy
GP-2022-03489 | 2022-11-08 | 2932 E 56TH AVENUE, Vancouver, BC V5S 2A3 | Gas Permit | Residential | Renovation | Completed | Residential - furnace replacement | Angels Heating & Cooling Ltd
GP-2023-00379 | 2023-02-01 | 564 E 55TH AVENUE, Vancouver, BC V5X 1N5 | Gas Permit | Residential | Tenant Improvement | Completed | Residential - Re and re the boiler | Moore & Russell Heating Ltd
GP-2023-00401 | 2023-02-03 | 564 E 55TH AVENUE, Vancouver, BC V5X 1N5 | Gas Permit | Residential | Tenant Improvement | Cancelled | Residential - Re and Re the boiler | Moore & Russell Heating Ltd
GP-2022-00395 | 2022-02-14 | 580 E 55TH AVENUE, Vancouver, BC V5X 1N5 | Gas Permit | Residential | New | Completed | Residential - Furnace replacement | One Track Heating & Air Conditioning Inc.
GP-2023-00106 | 2023-01-10 | 550 E 58TH AVENUE, Vancouver, BC V5X 1W2 | Gas Permit | Residential | Renovation | Completed | Residential - Hot Water Heater Replacement | Hillcrest Plumbing & Heating (1991) Ltd
EP-2023-07526 | 2023-08-17 | 550 E 58TH AVENUE, Vancouver, BC V5X 1W2 | Electrical Permit | Residential | New | Issued | Temporary Power - Residential - To provide temporary power. | Hayat Electrical Ltd
EP-2022-03433 | 2022-05-02 | 3045 E 56TH AVENUE, Vancouver, BC | Electrical Permit | Residential | Renovation | Completed | Installation / Repair - Residential - Emergency repair of Meter base for BC Hydro meter. Hydro turned off power to the "house" panel until repair is complete. | Mott Electric General Partnership
SP-2022-01770 | 2022-10-26 | 3072 E 56TH AVENUE, Vancouver, BC V5S 2A6 | Sprinkler Permit | Residential | New | Completed | Residential - Install sprinklers in SFD >>BP: To construct a 2 storey + basement one-family dwelling, sprinklered to NFPA 13D requirements, with a secondary suite ($925,500) located in the basement with a detached accessory building (garage), at the rear providing 3 parking spaces, having vehicular access from the lane. Note: This is a 2 storey building pursuant to the Zoning and Development By-Law Note: The entire building to be sprinklered to NFPA 13D. 1- Covenant to be registered at the Land Title Office prior to sheathing inspection 2- No strata titling permitted 3- Bar sink NOT proposed 4- A/C unit proposed in the rear and lower floor 5- Schedule B: Paullus K.F. Young P.Eng. (604-841-7748) Geotechnical 6- Schedule B: S. Payman Hosseini P.Eng. (6778-893-7351) Structural & Arch. #1.5 7- HPO: Residential Builder - West Villa Developments Ltd. ******THIS PERMIT HAS BEEN ISSUED UNDER THE REQUIREMENTS OF VBBL #12511 (2019)****** | Gold Key Fire Protection Ltd
GP-2022-03267 | 2022-10-24 | 3072 E 56TH AVENUE, Vancouver, BC V5S 2A6 | Gas Permit | Residential | New | Completed | Residential - to install 1 boiler 2 range 1 BBQ 1 fireplace fireplace piping only >BP: To construct a 2 storey + basement one-family dwelling, sprinklered to NFPA 13D requirements, with a secondary suite ($925,500) located in the basement with a detached accessory building (garage), at the rear providing 3 parking spaces, having vehicular access from the lane. | Symbolistic Heating Ltd
EP-2022-09074 | 2022-10-25 | 3072 E 56TH AVENUE, Vancouver, BC V5S 2A6 | Electrical Permit | Residential | New | Completed | Installation / Repair - Residential - New service/ rough wiring/installation >BP: To construct a 2 storey + basement one-family dwelling, sprinklered to NFPA 13D requirements, with a secondary suite ($925,500) located in the basement with a detached accessory building (garage), at the rear providing 3 parking spaces, having vehicular access from the lane. Note: This is a 2 storey building pursuant to the Zoning and Development By-Law Note: The entire building to be sprinklered to NFPA 13D. 1- Covenant to be registered at the Land Title Office prior to sheathing inspection 2- No strata titling permitted 3- Bar sink NOT proposed 4- A/C unit proposed in the rear and lower floor 5- Schedule B: Paullus K.F. Young P.Eng. (604-841-7748) Geotechnical 6- Schedule B: S. Payman Hosseini P.Eng. (6778-893-7351) Structural & Arch. #1.5 7- HPO: Residential Builder - West Villa Developments Ltd. ******THIS PERMIT HAS BEEN ISSUED UNDER THE REQUIREMENTS OF VBBL #12511 (2019)****** | Canex Electric Ltd
MP-2022-00334 | 2022-10-04 | 3072 E 56TH AVENUE, Vancouver, BC V5S 2A6 | Mechanical Permit | NULL | NULL | Completed | NULL | SUNSHINE PLUMBING LTD
GP-2022-03329 | 2022-10-28 | 3072 E 56TH AVENUE, Vancouver, BC V5S 2A6 | Gas Permit | Residential | New | Completed | Residential - Venting and hookup only >BP: To construct a 2 storey + basement one-family dwelling, sprinklered to NFPA 13D requirements, with a secondary suite ($925,500) located in the basement with a detached accessory building (garage), at the rear providing 3 parking spaces, having vehicular access from the lane. | REAL LIGHTING & FIREPLACES LTD
EP-2022-09146 | 2022-10-27 | 3072 E 56TH AVENUE, Vancouver, BC V5S 2A6 | Electrical Permit | Residential | New | Completed | Installation / Repair - Residential - rough wiring of security system, tv, data, vacuum and completion of security alarm >BP: To construct a 2 storey + basement one-family dwelling, sprinklered to NFPA 13D requirements, with a secondary suite ($925,500) located in the basement with a detached accessory building (garage), at the rear providing 3 parking spaces, having vehicular access from the lane. Note: This is a 2 storey building pursuant to the Zoning and Development By-Law Note: The entire building to be sprinklered to NFPA 13D. 1- Covenant to be registered at the Land Title Office prior to sheathing inspection 2- No strata titling permitted 3- Bar sink NOT proposed 4- A/C unit proposed in the rear and lower floor 5- Schedule B: Paullus K.F. Young P.Eng. (604-841-7748) Geotechnical 6- Schedule B: S. Payman Hosseini P.Eng. (6778-893-7351) Structural & Arch. #1.5 7- HPO: Residential Builder - West Villa Developments Ltd. ******THIS PERMIT HAS BEEN ISSUED UNDER THE REQUIREMENTS OF VBBL #12511 (2019)****** | Supersonic Security System Inc.
EP-2022-05614 | 2022-07-04 | 3072 E 56TH AVENUE, Vancouver, BC V5S 2A6 | Electrical Permit | Residential | New | Expired | Temporary Power - Residential - To provide temporary power. | DREAM ELECTRIC LTD
PP-2022-02694 | 2022-08-04 | 3072 E 56TH AVENUE, Vancouver, BC V5S 2A6 | Plumbing Permit | Residential | New | Completed | Residential - Sump | Hands On Demolition & Excavating Ltd
PP-2022-03295 | 2022-09-21 | 3072 E 56TH AVENUE, Vancouver, BC V5S 2A6 | Plumbing Permit | Residential | New | Completed | Residential - Plumbing for: >BP: To construct a 2 storey + basement one-family dwelling, sprinklered to NFPA 13D requirements, with a secondary suite ($925,500) located in the basement with a detached accessory building (garage), at the rear providing 3 parking spaces, having vehicular access from the lane. | SUNSHINE PLUMBING LTD
GP-2022-00749 | 2022-03-09 | 1025 E 57TH AVENUE, Vancouver, BC V5X 1T4 | Gas Permit | Residential | New | Completed | Residential - Disconnect old furnace ,provide and installation of the new furnace with 2 piping system 236 from furnace to outside of the house, gas connection, new filter and furnace commissioning. | NAGRA BROS. PLUMBING & HEATING LTD
NULL | NULL | 1025 E 57TH AVENUE, Vancouver, BC V5X 1T4 | Gas Permit | Residential | NULL | Draft | Residential - Disconnect old furnace, provide and installation of the new furnace with 2 piping system 636 from furnace to out side of the house and furnace commissioning . | NULL
GP-2023-04114 | 2023-12-19 | 1039 E 57TH AVENUE, Vancouver, BC V5X 1T4 | Gas Permit | Residential | Addition | Completed | Residential - Old house getting boiler installed | AKAL Plumbing & Heating Ltd
SP-2023-02125 | 2023-11-29 | 700 E 59TH AVENUE, Vancouver, BC V5X 1Y4 | Sprinkler Permit | Residential | Tenant Improvement | Completed | Residential - moving one sprinkler head and adding one sprinkler head OLD SPRINKLER HEAD ARE Victaulic® V2740 Pendent Sprinkler ¦ Residential ¦ 4.9K ¦ White ¦ 155F ¦ S271KCQH40 RE SAME SPRINKLER HEADS WILL BE INSTALLED Victaulic® V2740 Pendent Sprinkler ¦ Residential ¦ 4.9K ¦ White ¦ 155F ¦ S271KCQH40 >BP: Exterior and interior alterations to convert a portion of the ground floor to a secondary suite and to add a new rear deck off the second floor of this existing two storey one-family dwelling on this corner with lane site. Related to CF-2021-013723 *****This application does not include any of the following: 1. Not more than 20 sprinklers (add, relocate, or remove), 2. hydraulic calculations, 3. change in occupancy and /or hazard classification, 4. warehouse storage arrangements, 5. mobile compact storage arrangements, 6. alternative solutions, 7. changes to the sprinkler system supply piping (e.g. valves, mains, cross-mains, branch-lines, etc.), or 8. flexible sprinkler pipe. | Masters' Fire and Safety Ltd
EP-2023-10570 | 2023-12-11 | 700 E 59TH AVENUE, Vancouver, BC V5X 1Y4 | Electrical Permit | Residential | Renovation - Dwelling Unit(s) only | Completed | Installation / Repair - Residential - Install 3 Emergency light combo units at building daycare part.this is the permit for all work noted above, including tamper proof receptacles and emergency light/exit combo installation and smoke alarms. re: IA-2023-00289 BP not required per letter in documents. | Jun Jiang
GP-2023-03985 | 2023-12-12 | 732 E 59TH AVENUE, Vancouver, BC V5X 1Y4 | Gas Permit | Residential | Tenant Improvement | Issued | Residential - removal of old boiler and installed a triangle tube re/re boiler | High Mark Mechanical Services Ltd
PP-2023-00576 | 2023-03-21 | 741 E 59TH AVENUE, Vancouver, BC V5X 1Y5 | Plumbing Permit | Residential | Tenant Improvement | Completed | Residential - Laundry Machine installed in a small shed in back of the house | NULL
EP-2023-05562 | 2023-07-05 | 772 E 59TH AVENUE, Vancouver, BC V5X 1Y4 | Electrical Permit | Residential | New | Completed | Installation / Repair - Residential - Existing 1FD + 1SS- 100A/ Service disconnect/ re-connect Underground feed from existing main house to NEW laneway house | G.S.G. Electric Ltd.
EP-2022-01860 | 2022-03-08 | 1748 E 5TH AVENUE, Vancouver, BC V5N 1L8 | Electrical Permit | Residential | Addition | Completed | Installation / Repair - Residential - Service upgrade from 70amps to 200amps | Tatla Electrical Ltd
EP-2023-04466 | 2023-06-01 | 1748 E 5TH AVENUE, Vancouver, BC V5N 1L8 | Electrical Permit | Residential | Renovation | Completed | Installation / Repair - Residential - Wiring of outdoor Mini Split heat pump unit. -reference: MP-2022-00486: Completed | Mountain Point Electrical Inc.
MP-2022-00486 | 2022-10-28 | 1748 E 5TH AVENUE, Vancouver, BC V5N 1L8 | Mechanical Permit | NULL | NULL | Completed | NULL | 1236318 BC Ltd DBA Aquatech Vancouver
GP-2023-00062 | 2023-01-06 | 1771 E 5TH AVENUE, Vancouver, BC V5N 1L9 | Gas Permit | Residential | Addition | Completed | Residential - RE & RE FURNACE | B C Furnace Service Ltd
GP-2022-02377 | 2022-08-12 | 3126 E 63RD AVENUE, Vancouver, BC V5S 2G8 | Gas Permit | Residential | Renovation | Completed | Residential - HWT re&re | Ferenc Nagy
SP-2023-02126 | 2023-11-22 | 3132 E 63RD AVENUE, Vancouver, BC V5S 2G8 | Sprinkler Permit | Residential | New | Issued | Residential - NEW DUPLEX WITH NEW SPRINKLERS >BP: To construct a two-storey two-family dwelling with two secondary suites located in the basement, with an attached garage providing 2 parking spaces, having vehicular access from the East 63rd Ave. Note: This is a 2.5 storey building pursuant to the Zoning and Development By-Law 1. External mechanical units proposed in rear yard 2. Schedule B: Alan Prahalad, P.ENG ( 604.831.1431) Structural & Geotechnical 3. HPO: Astec Developments Ltd. | BC Fire Sprinklers Ltd
GP-2023-03646 | 2023-11-22 | 3132 E 63RD AVENUE, Vancouver, BC V5S 2G8 | Gas Permit | Residential | New | Issued | Residential - To install four ranges, four dryers, two BBQs, two fireplaces >BP: To construct a two-storey two-family dwelling with two secondary suites located in the basement, with an attached garage providing 2 parking spaces, having vehicular access from the East 63rd Ave. | Realistic Plumbing & Heating
EP-2023-07675 | 2023-08-25 | 3132 E 63RD AVENUE, Vancouver, BC V5S 2G8 | Electrical Permit | Residential | New | Issued | Temporary Power - Residential - To provide temporary power. | IDEAL ELECTRICAL LTD
PP-2023-03106 | 2023-09-01 | 3132 E 63RD AVENUE, Vancouver, BC V5S 2G8 | Plumbing Permit | Residential | New | Issued | Residential - Sump no pump | Bhullar Excavating and Demolition
EP-2023-09962 | 2023-11-27 | 3132 E 63RD AVENUE, Vancouver, BC V5S 2G8 | Electrical Permit | Residential | New | Issued | Installation / Repair - Residential - ¦ 2FD + 2SS- 200A ¦ Service wiring and finishing *MP-2023-02024: Issued (Heating and Cooling) >BP: To construct a two-storey two-family dwelling with two secondary suites located in the basement, with an attached garage providing 2 parking spaces, having vehicular access from the East 63rd Ave. Note: This is a 2.5 storey building pursuant to the Zoning and Development By-Law 1. External mechanical units proposed in rear yard 2. Schedule B: Alan Prahalad, P.ENG ( 604.831.1431) Structural & Geotechnical 3. HPO: Astec Developments Ltd. ***This permit is issued under the VBBL 2019, with updated energy requirements as per bylaw # 12997 effective Jan 01, 2022.*** Combustible projections or roof soffits on an exposing building face shall not project to less than .45m from the property line and shall be in compliance with VBBL 2019 9.10.15.5.(9) The entire building, INCLUDING THE ATTACHED GARAGE, to be sprinklered to 2 x NFPA 13D. Any alterations or conversions to the attached garage to habitable living space shall not be permitted without first obtaining the approval of the Director of Planning and the Chief Building Official. Thermal protection measures and Laneway house design guidelines shall be required to be met prior to the approval of the conversion. | IDEAL ELECTRICAL LTD
MP-2023-02024 | 2023-11-12 | 3132 E 63RD AVENUE, Vancouver, BC V5S 2G8 | Mechanical Permit | NULL | NULL | Issued | NULL | Ultimate Choice Air Conditioning & Renovations Ltd
EP-2023-10407 | 2023-11-28 | 3132 E 63RD AVENUE, Vancouver, BC V5S 2G8 | Electrical Permit | Residential | New | Issued | Installation / Repair - Residential - low voltage , security and cctv - rough wire and completion >BP: To construct a two-storey two-family dwelling with two secondary suites located in the basement, with an attached garage providing 2 parking spaces, having vehicular access from the East 63rd Ave. Note: This is a 2.5 storey building pursuant to the Zoning and Development By-Law 1. External mechanical units proposed in rear yard 2. Schedule B: Alan Prahalad, P.ENG ( 604.831.1431) Structural & Geotechnical 3. HPO: Astec Developments Ltd. ***This permit is issued under the VBBL 2019, with updated energy requirements as per bylaw # 12997 effective Jan 01, 2022.*** Combustible projections or roof soffits on an exposing building face shall not project to less than .45m from the property line and shall be in compliance with VBBL 2019 9.10.15.5.(9) The entire building, INCLUDING THE ATTACHED GARAGE, to be sprinklered to 2 x NFPA 13D. Any alterations or conversions to the attached garage to habitable living space shall not be permitted without first obtaining the approval of the Director of Planning and the Chief Building Official. Thermal protection measures and Laneway house design guidelines shall be required to be met prior to the approval of the conversion. Amend: 11/30/2023 update installation valve to 8000$ | Jasneet Singh Dhuper
GP-2023-03601 | 2023-11-23 | 3132 E 63RD AVENUE, Vancouver, BC V5S 2G8 | Gas Permit | Residential | New | Issued | Residential - 2 Fireplaces venting, installation & final hook up of gas fireplace >BP: To construct a two-storey two-family dwelling with two secondary suites located in the basement, with an attached garage providing 2 parking spaces, having vehicular access from the East 63rd Ave. | Galaxy Fireplaces Ltd
PP-2023-03654 | 2023-10-18 | 3132 E 63RD AVENUE, Vancouver, BC V5S 2G8 | Plumbing Permit | Residential | New | Issued | Residential - new installation >BP: To construct a two-storey two-family dwelling with two secondary suites located in the basement, with an attached garage providing 2 parking spaces, having vehicular access from the East 63rd Ave. Note: This is a 2.5 storey building pursuant to the Zoning and Development By-Law 1. External mechanical units proposed in rear yard 2. Schedule B: Alan Prahalad, P.ENG ( 604.831.1431) Structural & Geotechnical 3. HPO: Astec Developments Ltd. | A2P PLUMBING & HEATING LTD
EP-2023-07904 | 2023-08-31 | 758 E 55TH AVENUE, Vancouver, BC V5X 1N7 | Electrical Permit | Residential | Renovation | Completed | Installation / Repair - Residential - Service upgrade to 200. Installation of a new pole mounted service with trench and new feeder, new 200A panel and ground plate. | Coast to Coast Electric Ltd
GP-2023-02773 | 2023-09-21 | 761 E 55TH AVENUE, Vancouver, BC V5X 1N8 | Gas Permit | Residential | Renovation | Completed | Residential - furnace and water heater replacement | Eco Pro Heating & Cooling Ltd
EP-2023-02183 | 2023-03-15 | 761 E 55TH AVENUE, Vancouver, BC V5X 1N8 | Electrical Permit | Residential | Renovation | Completed | Installation / Repair - Residential - Replace Main Electrical Panel.: Remove existing 32 circuit, 100 amp Commander brand main electrical panel and replace with new 40/80 circuit main panel. | Kato Electrical Inc
EP-2023-02513 | 2023-03-24 | 762 E 55TH AVENUE, Vancouver, BC V5X 1N7 | Electrical Permit | Residential | New | Completed | Installation / Repair - Residential - Install tv, telephone, alarm prewire and complete. >BP: To construct a 2.5 storey two-family dwelling ($800,000.00) with a detached accessory building (garage) at the rear providing 2 parking spaces, having vehicular access from the lane. 1. A/C proposed – Exterior component located in rear yard. , Interior components located in closets on third floor plan. 2. Bar sink not proposed. 3. Schedule B: (JASON HUI, P.Eng., 778-319-3403 – Structural, Geotechnical, Item 1.5 4. HPO: Residential Builder- (GRAND VAN HOMES INC.) Note: This is a 2.5 storey building pursuant to the Zoning and Development By-Law **THIS PERMIT HAS BEEN ISSUED UNDER THE REQUIREMENTS OF VBBL #12511 (2019) ** | Tvisha Technologies Ltd
SP-2023-00611 | 2023-04-11 | 762 E 55TH AVENUE, Vancouver, BC V5X 1N7 | Sprinkler Permit | Residential | New | Completed | Residential - NEW SPRINKLER INSTALLATION >BP: To construct a 2.5 storey two-family dwelling with a detached accessory building (garage) at the rear providing 2 parking spaces, having vehicular access from the lane. 1. A/C proposed – Exterior component located in rear yard. , Interior components located in closets on third floor plan. 2. Bar sink not proposed. 3. Schedule B: (JASON HUI, P.Eng., 778-319-3403 – Structural, Geotechnical, Item 1.5 4. HPO: Residential Builder- (GRAND VAN HOMES INC.) | Real Tech Fire Protection Ltd
GP-2023-00898 | 2023-03-14 | 762 E 55TH AVENUE, Vancouver, BC V5X 1N7 | Gas Permit | Residential | New | Completed | Residential - To install 2 boiler 2 range 2 BBQ There is pipping for 2 BBQ >BP: To construct a 2.5 storey two-family dwelling ($800,000.00) with a detached accessory building (garage) at the rear providing 2 parking spaces, having vehicular access from the lane. | JOT MECHANICAL LTD
MP-2023-00197 | 2023-02-13 | 762 E 55TH AVENUE, Vancouver, BC V5X 1N7 | Mechanical Permit | NULL | NULL | Completed | NULL | Rain Coast Plumbing & Heating Ltd
PP-2023-00438 | 2023-02-08 | 762 E 55TH AVENUE, Vancouver, BC V5X 1N7 | Plumbing Permit | Residential | New | Completed | Residential - 2FD - FRONT - 762 E 55TH AV BACK - 760 E 55TH AV plumbing For new duplex house >DB: To construct a 2.5 storey two-family dwelling with a detached accessory building (garage) at the rear providing 2 parking spaces, having vehicular access from the lane. 1. A/C proposed – Exterior component located in rear yard. , Interior components located in closets on third floor plan. 2. Bar sink not proposed. | Rain Coast Plumbing & Heating Ltd
EP-2022-07506 | 2022-09-07 | 762 E 55TH AVENUE, Vancouver, BC V5X 1N7 | Electrical Permit | Residential | New | Expired | Temporary Power - Residential - To provide temporary power. *Amended - Sept 9th,2022* | Best Choice Electrical Ltd
PP-2022-04408 | 2022-12-12 | 762 E 55TH AVENUE, Vancouver, BC V5X 1N7 | Plumbing Permit | Residential | New | Completed | Residential - Sumps | JVT EXCAVATING & DEMOLITION LTD
EP-2022-10461 | 2022-12-13 | 762 E 55TH AVENUE, Vancouver, BC V5X 1N7 | Electrical Permit | Residential | New | Completed | Installation / Repair - Residential - Electrical work rough fishing >BP: To construct a 2.5 storey two-family dwelling ($800,000.00) with a detached accessory building (garage) at the rear providing 2 parking spaces, having vehicular access from the lane. 1. A/C proposed – Exterior component located in rear yard. , Interior components located in closets on third floor plan. 2. Bar sink not proposed. 3. Schedule B: (JASON HUI, P.Eng., 778-319-3403 – Structural, Geotechnical, Item 1.5 4. HPO: Residential Builder- (GRAND VAN HOMES INC.) | Best Choice Electrical Ltd
MP-2023-02026 | 2023-11-13 | 762 E 55TH AVENUE, Vancouver, BC V5X 1N7 | Mechanical Permit | NULL | NULL | Completed | NULL | Century Twenty One Gas & Heating Co. Ltd
MP-2022-00578 | 2022-11-18 | 527 E 56TH AVENUE, Vancouver, BC V5X 1R6 | Mechanical Permit | NULL | NULL | Completed | NULL | Truth Plumbing & HVAC Ltd
PP-2022-02777 | 2022-08-11 | 527 E 56TH AVENUE, Vancouver, BC V5X 1R6 | Plumbing Permit | Residential | Tenant Improvement | Completed | Residential - Relocate 1 bathtub Relocate 1 vanity Re-install 1 kitchen sink >Exterior and interior alterations to add a new deck with storage underneath at the rear main floor, interior alterations, new windows on the east and to renovate the existing kitchen and bathroom for this existing two storey plus basement one family dwelling on this inside with lane site. Proposed building depth relaxed to - letter of support from adjacent neighbour received and on file, March 11, 2022. Structural Schedule B provided by: Sharat Chande, P. Eng. 604.723.7534 Permit to Practice number from the engineer: 1002528 | Kelly's Plumbing
EP-2022-05681 | 2022-07-06 | 527 E 56TH AVENUE, Vancouver, BC V5X 1R6 | Electrical Permit | Residential | Renovation | Completed | Installation / Repair - Residential - Upgrade service to 200 A 240 V ; rewiring kitchen, and both room. | Guang Yuan Electrical Ltd
EP-2023-06189 | 2023-07-11 | 528 E 56TH AVENUE, Vancouver, BC V5X 1R7 | Electrical Permit | Residential | New | Issued | Temporary Power - Residential - To provide temporary power. | Eminence Electrical Ltd
GP-2023-03244 | 2023-10-30 | 528 E 56TH AVENUE, Vancouver, BC V5X 1R7 | Gas Permit | Residential | New | Issued | Residential - 1 Range, 1 Boiler, 1 Fireplace & 1 BBQ Installation of gas appliances >BP: To construct a 2 storey one-family dwelling with a secondary suite located in the Basement ($678,540) with an open parking pad, providing 1 parking space, having vehicular access from the 20' Lane. | Century Twenty One Gas & Heating Co. Ltd
EP-2023-09729 | 2023-11-07 | 528 E 56TH AVENUE, Vancouver, BC V5X 1R7 | Electrical Permit | Residential | New | Issued | Installation / Repair - Residential - ¦ 1FD + 1SS- 100A ¦ All house new wiring *An approved mechanical permit is required for the installation of air conditioning or heat pump unit at the time of installation before a final electrical inspection will be performed >BP: To construct a 2 storey one-family dwelling with a secondary suite located in the Basement ($678,540) with an open parking pad, providing 1 parking space, having vehicular access from the 20' Lane. 1. Covenant registered at the Land Title Office under CA9860659 2. Mechanical unit proposed – Exterior component located in Rear, Interior component located in Second floor 3. No Bar sink 4. Schedule B: (M.S. Alam) P.Eng (604.653.7475) Structural & Geotechnical 5. HPO: Residential Builder- Senghera Holdings ltd Note: The entire building, INCLUDING THE ATTACHED GARAGE (if applicable), to be sprinklered to NFPA 13D Note: This is a 2 storey building pursuant to the Zoning and Development By-Law | Eminence Electrical Ltd
MP-2023-01717 | 2023-09-21 | 528 E 56TH AVENUE, Vancouver, BC V5X 1R7 | Mechanical Permit | NULL | NULL | Issued | NULL | Kennedy Mechanical Ltd
PP-2023-03190 | 2023-09-11 | 528 E 56TH AVENUE, Vancouver, BC V5X 1R7 | Plumbing Permit | Residential | New | Issued | Residential - plumbing roughed at 3 floors >BP: To construct a 2 storey one-family dwelling with a secondary suite located in the Basement with an open parking pad, providing 1 parking space, having vehicular access from the 20' Lane. 1. Covenant registered at the Land Title Office under CA9860659 2. Mechanical unit proposed – Exterior component located in Rear, Interior component located in Second floor 3. No Bar sink 4. Schedule B: (M.S. Alam) P.Eng (604.653.7475) Structural & Geotechnical 5. HPO: Residential Builder- Senghera Holdings ltd | Kennedy Mechanical Ltd
EP-2023-11077 | 2023-12-12 | 528 E 56TH AVENUE, Vancouver, BC V5X 1R7 | Electrical Permit | Residential | New | Issued | Installation / Repair - Residential - Security Alarm, Internet, Intercom, TV, Tel. | Covert Security Solutions Inc
GP-2023-03914 | 2023-12-07 | 528 E 56TH AVENUE, Vancouver, BC V5X 1R7 | Gas Permit | Residential | New | Issued | Residential - 1 Zero Clearance Gas Fireplace Vent & Gas Hookup Only >BP: To construct a 2 storey one-family dwelling with a secondary suite located in the Basement ($678,540) with an open parking pad, providing 1 parking space, having vehicular access from the 20' Lane. | Encore Fireplaces Ltd
SP-2023-02294 | 2023-12-20 | 528 E 56TH AVENUE, Vancouver, BC V5X 1R7 | Sprinkler Permit | Residential | New | Issued | Residential - Install sprinklers in sfd >BP: To construct a 2 storey one-family dwelling with a secondary suite located in the Basement with an open parking pad, providing 1 parking space, having vehicular access from the 20' Lane. 1. Covenant registered at the Land Title Office under CA9860659 2. Mechanical unit proposed – Exterior component located in Rear, Interior component located in Second floor 3. No Bar sink 4. Schedule B: (M.S. Alam) P.Eng (604.653.7475) Structural & Geotechnical 5. HPO: Residential Builder- Senghera Holdings ltd | Gold Key Fire Protection Ltd
EP-2022-04961 | 2022-06-16 | 536 E 56TH AVENUE, Vancouver, BC V5X 1R7 | Electrical Permit | Residential | Addition | Issued | Installation / Repair - Residential - adding AC | Bisco Electrical Contracting Ltd.
GP-2022-01057 | 2022-04-04 | 1095 E 57TH AVENUE, Vancouver, BC V5X 1T4 | Gas Permit | Residential | Addition | Completed | Residential - Boiler re/re 75,000 BTU | HAMZEH GERAMI Dba Nation Heating & Cooling
GP-2022-01202 | 2022-04-19 | 603 E 57TH AVENUE, Vancouver, BC V5X 1T1 | Gas Permit | Residential | New | Issued | Residential - adding 1 range rough in piping only 2 firepits 60k btu each 1 bbq 100k btu To construct a 2.5 storey one-family dwelling with a secondary suite located in the Basement/Cellar with an open parking pad at the rear providing 1 parking space, having vehicular access from the lane. | DISPATCH PLUMBING INC
SP-2022-00584 | 2022-04-22 | 603 E 57TH AVENUE, Vancouver, BC V5X 1T1 | Sprinkler Permit | Residential | New | Issued | Residential - New sfd build. Provide 13D fire sprinkler system throughout. >BP: To construct a 2.5 storey one-family dwelling with a secondary suite located in the Basement/Cellar ($625,250) with an open parking pad at the rear providing 1 parking space, having vehicular access from the lane. ***The entire building to be sprinklered to NFPA 13D*** Note: This is a 2 storey building pursuant to the Zoning and Development By-Law 1. Covenant registered at the Land Title Office under CA9152169 2. No Strata Titling permitted 3. A/C unit proposed 4. 8’ bar sink proposed in basement 5. Structural and geotechnical schedule B: Jason Hui of Vancouver Engineering & consulting Ltd. (778.319.3403) 6. Architectural schedule B (glass guards): Jason Hui of Vancouver Engineering & consulting Ltd. (778.319.3403) 7. HPO: Multani & Caldeira Developments Inc. "Combustible projections or roof soffits on an exposing building face shall not project to less than .45m from the property line and shall be in compliance with VBBL 2019 9.10.15.5.(11) Any alterations or conversions to the attached garage (if applicable) to habitable living space shall not be permitted without first obtaining the approval of the Director of Planning and the Chief Building Official. Thermal protection measures and Laneway house design guidelines shall be required to be met prior to the approval of the conversion. ******THIS PERMIT HAS BEEN ISSUED UNDER THE REQUIREMENTS OF VBBL 2019****** Addressing Data Principle Dwelling:#1 - 603 E 57th Av Secondary Suite:#2 - 603 E 57th Av | Rising Force Fire Sprinkler Installations and Service Inc
EP-2022-04090 | 2022-05-27 | 603 E 57TH AVENUE, Vancouver, BC V5X 1T1 | Electrical Permit | Residential | New | Completed | Installation / Repair - Residential - lv wiring for data, tel, spkrs, cable, alarm and vac >BP: To construct a 2.5 storey one-family dwelling with a secondary suite located in the Basement/Cellar ($625,250) with an open parking pad at the rear providing 1 parking space, having vehicular access from the lane. ***The entire building to be sprinklered to NFPA 13D*** Note: This is a 2 storey building pursuant to the Zoning and Development By-Law 1. Covenant registered at the Land Title Office under CA9152169 2. No Strata Titling permitted 3. A/C unit proposed 4. 8’ bar sink proposed in basement 5. Structural and geotechnical schedule B: Jason Hui of Vancouver Engineering & consulting Ltd. (778.319.3403) 6. Architectural schedule B (glass guards): Jason Hui of Vancouver Engineering & consulting Ltd. (778.319.3403) 7. HPO: Multani & Caldeira Developments Inc. "Combustible projections or roof soffits on an exposing building face shall not project to less than .45m from the property line and shall be in compliance with VBBL 2019 9.10.15.5.(11) Any alterations or conversions to the attached garage (if applicable) to habitable living space shall not be permitted without first obtaining the approval of the Director of Planning and the Chief Building Official. Thermal protection measures and Laneway house design guidelines shall be required to be met prior to the approval of the conversion. ******THIS PERMIT HAS BEEN ISSUED UNDER THE REQUIREMENTS OF VBBL 2019****** | Premier Audio & Home Integration Inc
PP-2022-00365 | 2022-02-04 | 603 E 57TH AVENUE, Vancouver, BC V5X 1T1 | Plumbing Permit | Residential | New | Completed | Residential - **Amend 05/02/2022** Add two roof drains -Supply and install ABS drainage with 3 cast iron stacks, waste, and venting to accommodate all fixtures -Supply and install new PEX pipe to accommodate all fixtures -Install tubs, showers, valves -Supply and install main water shut off, check valve, Caleffi PRV with gauge, fire sprinkler tee, clothes washer box and specialty Aquor exterior hose bibs -Supply and install three cast iron stacks with cast iron expansion joints and cleanouts -Supply and install domestic hot water recirculation system to ensuite and kitchen complete with insulation and taco pump -Install fixtures, trims and faucets for completion and occupancy -Test plumbing systems and coordinate inspections for DWV static test, waterpipe pressure test and final inspection | DISPATCH PLUMBING INC
EP-2022-01220 | 2022-03-21 | 603 E 57TH AVENUE, Vancouver, BC V5X 1T1 | Electrical Permit | Residential | New | Issued | Installation / Repair - Residential - Custom home new build >BP: To construct a 2.5 storey one-family dwelling with a secondary suite located in the Basement/Cellar ($625,250) with an open parking pad at the rear providing 1 parking space, having vehicular access from the lane. ***The entire building to be sprinklered to NFPA 13D*** Note: This is a 2 storey building pursuant to the Zoning and Development By-Law 1. Covenant registered at the Land Title Office under CA9152169 2. No Strata Titling permitted 3. A/C unit proposed 4. 8’ bar sink proposed in basement 5. Structural and geotechnical schedule B: Jason Hui of Vancouver Engineering & consulting Ltd. (778.319.3403) 6. Architectural schedule B (glass guards): Jason Hui of Vancouver Engineering & consulting Ltd. (778.319.3403) 7. HPO: Multani & Caldeira Developments Inc. "Combustible projections or roof soffits on an exposing building face shall not project to less than .45m from the property line and shall be in compliance with VBBL 2019 9.10.15.5.(11) Any alterations or conversions to the attached garage (if applicable) to habitable living space shall not be permitted without first obtaining the approval of the Director of Planning and the Chief Building Official. Thermal protection measures and Laneway house design guidelines shall be required to be met prior to the approval of the conversion. ******THIS PERMIT HAS BEEN ISSUED UNDER THE REQUIREMENTS OF VBBL 2019****** Addressing Data Principle Dwelling:#1 - 603 E 57th Av Secondary Suite:#2 - 603 E 57th Av Amend: Nov 9, 2022 update permit to show 400 amp 120/240 3 wire single phase service | Wicks Electric Inc
NULL | NULL | 603 E 57TH AVENUE, Vancouver, BC V5X 1T1 | Plumbing Permit | Residential | New | Draft | Residential - plumbing finish work done | UNIVERSAL PLUMBING & HEATING LTD
NULL | NULL | 603 E 57TH AVENUE, Vancouver, BC V5X 1T1 | Electrical Permit | Residential | New | Withdrawn | Installation / Repair - Residential - Finishing new residential custom home | Peng Electric Inc
NULL | NULL | 603 E 57TH AVENUE, Vancouver, BC V5X 1T1 | Electrical Permit | Residential | New | Withdrawn | Installation / Repair - Residential - New Residential Home | Buddy Electric Ltd
EP-2022-08996 | 2022-10-24 | 603 E 57TH AVENUE, Vancouver, BC V5X 1T1 | Electrical Permit | Residential | Renovation - Dwelling Unit(s) only | Expired | Temporary Power - Residential - To provide temporary power. | Wicks Electric Inc
GP-2023-00697 | 2023-02-27 | 1666 E 58TH AVENUE, Vancouver, BC V5P 2C2 | Gas Permit | Residential | Renovation - Dwelling Unit(s) only | Completed | Residential - Installing gas furnace >>>> Feb 28/23-AMEND correct address is 1666 East 58th | Reid Brothers Plumbing & Heating Ltd
SP-2022-00161 | 2022-02-09 | 1684 E 58TH AVENUE, Vancouver, BC V5P 2C2 | Sprinkler Permit | Residential | New | Completed | Residential - install 37 sprinkler heads for new construction >BP: To construct a 2 storey one-family dwelling with a secondary suite located in the Basement ($836,250) with an attached garage and one open parking pad, providing 2 parking space, having vehicular access from the 20' Lane. 1. Covenant registered at the Land Title Office under CA9293663 2. No Strata Titling permitted 3. A/C proposed –Interior component located in second floor bedroom closet 4. Bar sink located in Recreation room 5. Schedule B: (Jason Hui) P.Eng (778.319.3403) Structural 6. Schedule B: (Jason Hui) P.Eng (778.319.3403) Geotechnical 7. HPO: Residential Builder- (CCK Homes Ltd) Note: This is a 2 storey building pursuant to the Zoning and Development By-Law Address Information: Principle Dwelling: #1 – 1684 E 58TH AVE Secondary Suite: #2 – 1684 E 58TH AVE Laneway home: #3 – 1684 E 58TH AVE Addresses have been assigned per the approved plans, access to the rear unit is from the west side. This access must be provided & maintained at all times and the building addresses posted to be visible from the street in accordance with the Building By-law. **THIS PERMIT HAS BEEN ISSUED UNDER THE REQUIREMENTS OF VBBL #12511 (2019) ** | Preet Plumbing Heating And Sprinkle Ltd
EP-2022-01060 | 2022-02-10 | 1684 E 58TH AVENUE, Vancouver, BC V5P 2C2 | Electrical Permit | Residential | New | Completed | Installation / Repair - Residential - TV., Tel Phone, Data, Vacuum and Alarm. >BP: To construct a 2 storey one-family dwelling with a secondary suite located in the Basement ($836,250) with an attached garage and one open parking pad, providing 2 parking space, having vehicular access from the 20' Lane. 1. Covenant registered at the Land Title Office under CA9293663 2. No Strata Titling permitted 3. A/C proposed –Interior component located in second floor bedroom closet 4. Bar sink located in Recreation room 5. Schedule B: (Jason Hui) P.Eng (778.319.3403) Structural 6. Schedule B: (Jason Hui) P.Eng (778.319.3403) Geotechnical 7. HPO: Residential Builder- (CCK Homes Ltd) Note: This is a 2 storey building pursuant to the Zoning and Development By-Law Address Information: Principle Dwelling: #1 – 1684 E 58TH AVE Secondary Suite: #2 – 1684 E 58TH AVE Laneway home: #3 – 1684 E 58TH AVE Addresses have been assigned per the approved plans, access to the rear unit is from the west side. This access must be provided & maintained at all times and the building addresses posted to be visible from the street in accordance with the Building By-law. **THIS PERMIT HAS BEEN ISSUED UNDER THE REQUIREMENTS OF VBBL #12511 (2019) ** | Modern Security Systems Ltd
GP-2022-00092 | 2022-01-13 | 1684 E 58TH AVENUE, Vancouver, BC V5P 2C2 | Gas Permit | Residential | New | Completed | Residential - Installation of gas appliances. Fireplaces Piping only To construct a 2 storey one-family dwelling with a secondary suite located in the Basement with an attached garage and one open parking pad, providing 2 parking space, having vehicular access from the 20' Lane. 1. Covenant registered at the Land Title Office under CA9293663 2. No Strata Titling permitted 3. A/C proposed –Interior component located in second floor bedroom closet 4. Bar sink located in Recreation room 5. Schedule B: (Jason Hui) P.Eng (778.319.3403) Structural 6. Schedule B: (Jason Hui) P.Eng (778.319.3403) Geotechnical 7. HPO: Residential Builder- (CCK Homes Ltd) | Century Twenty One Gas & Heating Co. Ltd
SP-2022-00122 | NULL | 1684 E 58TH AVENUE, Vancouver, BC V5P 2C2 | Sprinkler Permit | Residential | New | Withdrawn | Residential - New fire sprinkler system for the house >BP: To construct a 2 storey one-family dwelling with a secondary suite located in the Basement ($836,250) with an attached garage and one open parking pad, providing 2 parking space, having vehicular access from the 20' Lane. 1. Covenant registered at the Land Title Office under CA9293663 2. No Strata Titling permitted 3. A/C proposed –Interior component located in second floor bedroom closet 4. Bar sink located in Recreation room 5. Schedule B: (Jason Hui) P.Eng (778.319.3403) Structural 6. Schedule B: (Jason Hui) P.Eng (778.319.3403) Geotechnical 7. HPO: Residential Builder- (CCK Homes Ltd) Note: This is a 2 storey building pursuant to the Zoning and Development By-Law Address Information: Principle Dwelling: #1 – 1684 E 58TH AVE Secondary Suite: #2 – 1684 E 58TH AVE Laneway home: #3 – 1684 E 58TH AVE Addresses have been assigned per the approved plans, access to the rear unit is from the west side. This access must be provided & maintained at all times and the building addresses posted to be visible from the street in accordance with the Building By-law. **THIS PERMIT HAS BEEN ISSUED UNDER THE REQUIREMENTS OF VBBL #12511 (2019) ** | Century Twenty One Gas & Heating Co. Ltd
EP-2022-01676 | 2022-03-04 | 1684 E 58TH AVENUE, Vancouver, BC V5P 2C2 | Electrical Permit | Residential | New | Completed | Installation / Repair - Residential - new single family dwelling with suite >BP: To construct a 2 storey one-family dwelling with a secondary suite located in the Basement ($836,250) with an attached garage and one open parking pad, providing 2 parking space, having vehicular access from the 20' Lane. 1. Covenant registered at the Land Title Office under CA9293663 2. No Strata Titling permitted 3. A/C proposed –Interior component located in second floor bedroom closet 4. Bar sink located in Recreation room 5. Schedule B: (Jason Hui) P.Eng (778.319.3403) Structural 6. Schedule B: (Jason Hui) P.Eng (778.319.3403) Geotechnical 7. HPO: Residential Builder- (CCK Homes Ltd) Note: This is a 2 storey building pursuant to the Zoning and Development By-Law Address Information: Principle Dwelling: #1 – 1684 E 58TH AVE Secondary Suite: #2 – 1684 E 58TH AVE Laneway home: #3 – 1684 E 58TH AVE Addresses have been assigned per the approved plans, access to the rear unit is from the west side. This access must be provided & maintained at all times and the building addresses posted to be visible from the street in accordance with the Building By-law. **THIS PERMIT HAS BEEN ISSUED UNDER THE REQUIREMENTS OF VBBL #12511 (2019) ** | C G Electrical Contractors Ltd
GP-2022-00674 | 2022-03-03 | 1684 E 58TH AVENUE, Vancouver, BC V5P 2C2 | Gas Permit | Residential | New | Completed | Residential - Venting & Hookup Only >To construct a 2 storey one-family dwelling with a secondary suite located in the Basement ($836,250) with an attached garage and one open parking pad, providing 2 parking space, having vehicular access from the 20' Lane. | REAL LIGHTING & FIREPLACES LTD
EP-2024-00664 | 2024-02-06 | 3131 E 58TH AVENUE, Vancouver, BC | Electrical Permit | Commercial | Renovation | Issued | Installation / Repair - Commercial - Installation of new door holder on door in front of multi-purpose room. >BP: Interior alterations for fire alarm upgrade Category #1 Voluntary Fire Alarm Upgrade per VBBL Bulletin #2018-004-BU/EL and install a new door holder on door in front of multi-purpose room on the 1st floor in this existing special needs residential facility/seniors housing building (building 2) on this site. Letter of assurance provided by: Stephane F. Jacob, P.Eng, Architectural and Electrical Schedule B | Fina Electrical Systems Ltd
GP-2023-00100 | 2023-01-10 | 1348 E 59TH AVENUE, Vancouver, BC V5X 1Z1 | Gas Permit | Residential | Tenant Improvement | Completed | Residential - Install Furnace and water heater | Gandy Installations Ltd
GP-2022-03715 | 2022-11-24 | 320 E 60TH AVENUE, Vancouver, BC V5X 1Z7 | Gas Permit | Residential | Renovation | Completed | Residential - HWT re&re | Ferenc Nagy
EP-2022-10198 | 2022-12-02 | 378 E 60TH AVENUE, Vancouver, BC V5X 1Z7 | Electrical Permit | Residential | New | Expired | Temporary Power - Residential - To provide temporary power. **Amend 12/19/2022** Service should be 1 Phase 3 Wire instead of 1 Phase 2 Wire | Eminence Electrical Ltd
PP-2023-02363 | 2023-07-05 | 378 E 60TH AVENUE, Vancouver, BC V5X 1Z7 | Plumbing Permit | Residential | New | Issued | Residential - plumbimg and heating >BP: To construct a 2 storey + basement one-family dwelling with a secondary suite llocated in the basement with a detached accessory building (garage), at the rear providing 2 parking spaces, having vehicular access from the lane. Note: This is a 2 storey building pursuant to the Zoning and Development By-Law 1- Covenant registered at the Land Title Office under CB108351 2- No strata titling permitted 3- Bar sink proposed 4- A/C unit proposed 5- Schedule B: S Dulay P Eng (604.603.7254) Structural & Geotechnical 6- Schedule B: S Dulay P Eng (604.603.7254) Architectural glass guardrail 6- HPO: Residential Builder – Orbit Properties Inc 7- Entire Building to have NFPA 13-D | KHAIRA BROS PLUMBING & HEATING LTD
MP-2023-01323 | 2023-07-20 | 378 E 60TH AVENUE, Vancouver, BC V5X 1Z7 | Mechanical Permit | NULL | NULL | Issued | NULL | KHAIRA BROS PLUMBING & HEATING LTD
GP-2023-02142 | 2023-08-30 | 378 E 60TH AVENUE, Vancouver, BC V5X 1Z7 | Gas Permit | Residential | New | Issued | Residential - 2 Range, 1 BBQ & 2 Fireplaces >BP: To construct a 2 storey + basement one-family dwelling with a secondary suite | KHAIRA BROS PLUMBING & HEATING LTD
PP-2023-01708 | 2023-05-16 | 378 E 60TH AVENUE, Vancouver, BC V5X 1Z7 | Plumbing Permit | Residential | New | Issued | Residential - 1FD+SS - Installation of drain tile for new build | G & K Excavation and Demolition Services Ltd
EP-2024-00662 | 2024-01-25 | 378 E 60TH AVENUE, Vancouver, BC V5X 1Z7 | Electrical Permit | Residential | New | Issued | Temporary Power - Residential - To provide temporary power. | Eminence Electrical Ltd
SP-2023-01780 | 2023-09-27 | 378 E 60TH AVENUE, Vancouver, BC V5X 1Z7 | Sprinkler Permit | Residential | New | Issued | Residential - Install sprinklers in sfd >BP: To construct a 2 storey + basement one-family dwelling with a secondary suite located in the basement with a detached accessory building (garage), at the rear providing 2 parking spaces, having vehicular access from the lane. Note: This is a 2 storey building pursuant to the Zoning and Development By-Law 1- Covenant registered at the Land Title Office under CB108351 2- No strata titling permitted 3- Bar sink proposed 4- A/C unit proposed 5- Schedule B: S Dulay P Eng (604.603.7254) Structural & Geotechnical 6- Schedule B: S Dulay P Eng (604.603.7254) Architectural glass guardrail 6- HPO: Residential Builder – Orbit Properties Inc 7- Entire Building to have NFPA 13-D | Gold Key Fire Protection Ltd
EP-2023-07409 | 2023-08-24 | 378 E 60TH AVENUE, Vancouver, BC V5X 1Z7 | Electrical Permit | Residential | New | Issued | Installation / Repair - Residential - New single family dwelling To construct a 2 storey + basement one-family dwelling with a secondary suite located in the basement with a detached accessory building (garage), at the rear providing 2 parking spaces, having vehicular access from the lane. Note: This is a 2 storey building pursuant to the Zoning and Development By-Law 1- Covenant registered at the Land Title Office under CB108351 2- No strata titling permitted 3- Bar sink proposed 4- A/C unit proposed 5- Schedule B: S Dulay P Eng (604.603.7254) Structural & Geotechnical 6- Schedule B: S Dulay P Eng (604.603.7254) Architectural glass guardrail 6- HPO: Residential Builder – Orbit Properties Inc 7- Entire Building to have NFPA 13-D | Eminence Electrical Ltd
GP-2023-00576 | 2023-02-16 | 1521 E 59TH AVENUE, Vancouver, BC V5P 2G8 | Gas Permit | Residential | Addition | Completed | Residential - re and re gas hwt | Christopher Sterling
PP-2022-00481 | 2022-02-14 | 1629 E 59TH AVENUE, Vancouver, BC V5P 2G8 | Plumbing Permit | Residential | New | Issued | Residential - 1FD+SS - #1 & #2 - sump without pump To construct a 2 storey one-family dwelling with a secondary suite located in the Basement/Cellar with an open parking pad, providing 1 parking space, having vehicular access from the 20' Lane. 1. Covenant registered at the Land Title Office under CA9203719 2. No strata titling permitted. 3. A/C proposed – Exterior component located in rear yard sunken patio, Interior component located in Upper floor closet. 4. Bar sink located in Basement | Bhullar Excavating and Demolition
PP-2022-01280 | 2022-04-14 | 1629 E 59TH AVENUE, Vancouver, BC V5P 2G8 | Plumbing Permit | Residential | New | Issued | Residential - 1FD+SS - #1 & #2 - Plumbing work (Rough-in & finishing) in a new house To construct a 2 storey one-family dwelling with a secondary suite located in the Basement/Cellar with an open parking pad, providing 1 parking space, having vehicular access from the 20' Lane. 1. Covenant registered at the Land Title Office under CA9203719 2. No strata titling permitted. 3. A/C proposed – Exterior component located in rear yard sunken patio, Interior component located in Upper floor closet. 4. Bar sink located in Basement | Instant Plumbing and Heating Ltd
SP-2022-00843 | 2022-05-26 | 1629 E 59TH AVENUE, Vancouver, BC V5P 2G8 | Sprinkler Permit | Residential | New | Issued | Residential - New sprinkler system >BP: To construct a 2 storey one-family dwelling with a secondary suite located in the Basement/Cellar ($1,054,500.00) with an open parking pad, providing 1 parking space, having vehicular access from the 20' Lane. 1. Covenant registered at the Land Title Office under CA9203719 2. No strata titling permitted. 3. A/C proposed – Exterior component located in rear yard sunken patio, Interior component located in Upper floor closet. 4. Bar sink located in Basement 5. Schedule A: (ALAN PRAHALAD) P.Eng (604-831-1431) 6. Schedule B: (ALAN PRAHALAD) P.Eng (604-831-1431) Structural & Geotechnical 7. Schedule B: (Tong Ngo) P.Eng (604-372-2120) Geotechnical 8. HPO: Owner Builder- Manraj Dhaliwal Note: This is a 2 storey building pursuant to the Zoning and Development By-Law Address Information: Principal Dwelling: #1-1629 E 59th Av - (1st & 2nd floor, west side of basement) Secondary Suite: #2-1629 E 59th Av - (east side of basement) Laneway House: #3-1629 E 59th Av Address and suite numbers assigned as per approved plans for Fire and Emergency response. The address number is to be posted to the building to be visible from the street and the suite numbers are to be posted at the suite entries in accordance with the Building By-law prior to final inspection. **THIS PERMIT HAS BEEN ISSUED UNDER THE REQUIREMENTS OF VBBL #12511 (2019) ** | Haven Fire Protection Ltd
EP-2023-00261 | 2023-01-12 | 1629 E 59TH AVENUE, Vancouver, BC V5P 2G8 | Electrical Permit | Residential | New | Expired | Temporary Power - Residential - To provide temporary power. | New Target Electrical Ltd
GP-2022-01962 | 2022-06-30 | 1629 E 59TH AVENUE, Vancouver, BC V5P 2G8 | Gas Permit | Residential | New | Issued | Residential - To install boiler 2 range BBQ and firepit There is pipping for 1 range and firepit >BP: To construct a 2 storey one-family dwelling with a secondary suite located in the Basement/Cellar ($1,054,500.00) with an open parking pad, providing 1 parking space, having vehicular access from the 20' Lane. | JOT MECHANICAL LTD
EP-2022-05901 | 2022-07-14 | 1629 E 59TH AVENUE, Vancouver, BC V5P 2G8 | Electrical Permit | Residential | New | Issued | Installation / Repair - Residential - Low Voltage (Cable, Telephone, Data, Security Doorbell, Speakers) >BP: To construct a 2 storey one-family dwelling with a secondary suite located in the Basement/Cellar ($1,054,500.00) with an open parking pad, providing 1 parking space, having vehicular access from the 20' Lane. 1. Covenant registered at the Land Title Office under CA9203719 2. No strata titling permitted. 3. A/C proposed – Exterior component located in rear yard sunken patio, Interior component located in Upper floor closet. 4. Bar sink located in Basement 5. Schedule A: (ALAN PRAHALAD) P.Eng (604-831-1431) 6. Schedule B: (ALAN PRAHALAD) P.Eng (604-831-1431) Structural & Geotechnical 7. Schedule B: (Tong Ngo) P.Eng (604-372-2120) Geotechnical 8. HPO: Owner Builder- Manraj Dhaliwal Note: This is a 2 storey building pursuant to the Zoning and Development By-Law Address Information: Principal Dwelling: #1-1629 E 59th Av - (1st & 2nd floor, west side of basement) Secondary Suite: #2-1629 E 59th Av - (east side of basement) Laneway House: #3-1629 E 59th Av Address and suite numbers assigned as per approved plans for Fire and Emergency response. The address number is to be posted to the building to be visible from the street and the suite numbers are to be posted at the suite entries in accordance with the Building By-law prior to final inspection. **THIS PERMIT HAS BEEN ISSUED UNDER THE REQUIREMENTS OF VBBL #12511 (2019) ** | Cititech Security & Sound Inc.
EP-2022-06840 | 2022-08-17 | 1629 E 59TH AVENUE, Vancouver, BC V5P 2G8 | Electrical Permit | Residential | New | Issued | Installation / Repair - Residential - ¦ 1FD + 1SS/ 2 SEPARATE SERVICES ¦ 1FD- 200A ¦ LWH- 125A ¦ SFD has sec suite with complete electrical rough wiring and finishing *Permit Amendment -Change service details from 400A to 2 separate services LWH- 200A ¦ 1FD- 125A >BP: To construct a 2 storey one-family dwelling with a secondary suite located in the Basement/Cellar ($1,054,500.00) with an open parking pad, providing 1 parking space, having vehicular access from the 20' Lane. 1. Covenant registered at the Land Title Office under CA9203719 2. No strata titling permitted. 3. A/C proposed – Exterior component located in rear yard sunken patio, Interior component located in Upper floor closet. 4. Bar sink located in Basement 5. Schedule A: (ALAN PRAHALAD) P.Eng (604-831-1431) 6. Schedule B: (ALAN PRAHALAD) P.Eng (604-831-1431) Structural & Geotechnical 7. Schedule B: (Tong Ngo) P.Eng (604-372-2120) Geotechnical 8. HPO: Owner Builder- Manraj Dhaliwal Note: This is a 2 storey building pursuant to the Zoning and Development By-Law **THIS PERMIT HAS BEEN ISSUED UNDER THE REQUIREMENTS OF VBBL #12511 (2019) ** | New Target Electrical Ltd
EP-2021-09495 | 2022-01-05 | 153 E 61ST AVENUE, Vancouver, BC V5X 2B3 | Electrical Permit | Residential | Addition | Completed | Installation / Repair - Residential - Adding a new service at garage for EV charger. BC Hydro request # 4803324. The installation location of the EV charger will be on the left side of new 100A service panel. Type of plug is hardwired Tesla Wall Connector, rated for max 48A(60A breaker) Branch circuit is 60A. Existing circuit is 240v 100A but it is full. We are adding new service. Load calculation is 48Ax240V=11.5kw. | APC ALARM CORP
NULL | NULL | 188 E 61ST AVENUE, Vancouver, BC V5X 2B4 | Mechanical Permit | NULL | NULL | Withdrawn | NULL | Royal Vancouver Air Conditioning
GP-2022-01829 | 2022-06-15 | 1317 E 61ST AVENUE, Vancouver, BC V5X 2C8 | Gas Permit | Residential | Tenant Improvement | Completed | Residential - UPGRADE A HWT AND BOILER SYSTEM TO A TANKLESS COMBI SYSTEM | Hillcrest Plumbing & Heating (1967) Ltd
EP-2022-06428 | 2022-08-04 | 1363 E 61ST AVENUE, Vancouver, BC V5X 2C8 | Electrical Permit | Residential | Addition | Completed | Installation / Repair - Residential - Customer wants to upgrade the service from 100amp to 200 Amp .customer want ev charger and other updated appliances in the future | Unity Electric Limited
EP-2022-08844 | 2022-12-23 | 1363 E 61ST AVENUE, Vancouver, BC V5X 2C8 | Electrical Permit | Residential | Renovation - Dwelling Unit(s) only | Completed | Installation / Repair - Residential - Safety check for retrofit pot ,ac ,puck light AC, the unit is old unit not working .they have decided to remove the the unit. For the puck lights there is no cutting through the ceiling or drywall being done.we are also attaching a copy of load calculation | Unity Electric Limited
EP-2023-10266 | 2023-11-15 | 1010 E 56TH AVENUE, Vancouver, BC V5X 1S2 | Electrical Permit | Residential | Renovation | Completed | Installation / Repair - Residential - ¦ 1FD- 100A Emergency Repair ¦ Install new meter base and /run number 1/3 Awg ACWU90 to service connection of bc hydro and their main electrical panel | Ryan ST Electrical Group Ltd
GP-2023-03997 | 2023-12-12 | 1022 E 56TH AVENUE, Vancouver, BC V5X 1S2 | Gas Permit | Residential | Addition | Completed | Residential - TO INSTALL 1 FURNACE | BC Care Heating Services Ltd
EP-2023-05162 | NULL | 1028 E 56TH AVENUE, Vancouver, BC V5X 1S2 | Electrical Permit | Residential | Addition | Applicant Revisions | Installation / Repair - Residential - Rough in only for solar panel installation for 10 kw only *All work related to Solar rough wire or installation to comply with City of Vancouver Bulletin: 2021-001-EL: Solar Photovoltaic Installations: https://vancouver.ca/home-property-development/inspections.aspx *An additional electrical permit will be required for the installation of solar equipment >BP: To construct a 2 storey + basement one-family dwelling with a secondary suite ($981,750.00) located in the basement with a detached accessory building (garage), at the rear providing 3 parking spaces, having vehicular access from the lane. Note: This Building Permit will remain in a suspended status until the associated (green) Demolition Permit BP-2021-05599 is completed. Note: This is a 2 storey building pursuant to the Zoning and Development By-Law 1- Covenant registered at the Land Title Office under CA9491556 2- No strata titling permitted 3- Bar sink proposed in the basement 4- A/C unit proposed on the West side of the house. 5- Schedule B: Mohamed Luthfy M.R.P.Eng. (604-324-7868) Structural, Geotechnical & Glass Guard 6- HPO: Owner Builder - Authorization No. 103040 7- The entire building to be sprinklered to NFPA 13D. | Blueridge Electrical Ltd.
EP-2023-05165 | 2023-06-21 | 1028 E 56TH AVENUE, Vancouver, BC V5X 1S2 | Electrical Permit | Residential | New | Issued | Installation / Repair - Residential - It's new house so we will install 200 amp mailn panel and ane sub panel, whole house wiring and Finishing, one ac, one steamer and one kitchen >BP: To construct a 2 storey + basement one-family dwelling with a secondary suite ($981,750.00) located in the basement with a detached accessory building (garage), at the rear providing 3 parking spaces, having vehicular access from the lane. Note: This Building Permit will remain in a suspended status until the associated (green) Demolition Permit BP-2021-05599 is completed. Note: This is a 2 storey building pursuant to the Zoning and Development By-Law 1- Covenant registered at the Land Title Office under CA9491556 2- No strata titling permitted 3- Bar sink proposed in the basement 4- A/C unit proposed on the West side of the house. 5- Schedule B: Mohamed Luthfy M.R.P.Eng. (604-324-7868) Structural, Geotechnical & Glass Guard 6- HPO: Owner Builder - Authorization No. 103040 7- The entire building to be sprinklered to NFPA 13D. | Ultimate Electrical Ltd
GP-2023-01737 | 2023-06-05 | 1028 E 56TH AVENUE, Vancouver, BC V5X 1S2 | Gas Permit | Residential | New | Issued | Residential - 1 Range, 1 BBQ, 1 Boiler & 1 Fireplace Gas piping >BP: To construct a 2 storey + basement one-family dwelling with a secondary suite | Ghuman Mechanical Ltd
SP-2023-00984 | 2023-06-05 | 1028 E 56TH AVENUE, Vancouver, BC V5X 1S2 | Sprinkler Permit | Residential | New | Issued | Residential - sprinkler >BP: To construct a 2 storey + basement one-family dwelling with a secondary suite located in the basement with a detached accessory building (garage), at the rear providing 3 parking spaces, having vehicular access from the lane. Note: This is a 2 storey building pursuant to the Zoning and Development By-Law 1- Covenant registered at the Land Title Office under CA9491556 2- No strata titling permitted 3- Bar sink proposed in the basement 4- A/C unit proposed on the West side of the house. 5- Schedule B: Mohamed Luthfy M.R.P.Eng. (604-324-7868) Structural, Geotechnical & Glass Guard 6- HPO: Owner Builder - Authorization No. 103040 7- The entire building to be sprinklered to NFPA 13D. | Ghuman Mechanical Ltd
GP-2023-01894 | 2023-06-23 | 1028 E 56TH AVENUE, Vancouver, BC V5X 1S2 | Gas Permit | Residential | New | Issued | Residential - 1 fireplace >BP: To construct a 2 storey + basement one-family dwelling | JOT MECHANICAL LTD
PP-2023-00834 | 2023-03-13 | 1028 E 56TH AVENUE, Vancouver, BC V5X 1S2 | Plumbing Permit | Residential | New | Issued | Residential - Plumbing >BP: To construct a 2 storey + basement one-family dwelling with a secondary suite located in the basement with a detached accessory building (garage), at the rear providing 3 parking spaces, having vehicular access from the lane. | Ghuman Mechanical Ltd
PP-2023-00316 | 2023-01-31 | 1028 E 56TH AVENUE, Vancouver, BC V5X 1S2 | Plumbing Permit | Residential | New | Issued | Residential - Sump > BP: To construct a 2 storey + basement one-family dwelling with a secondary suite ($981,750.00) located in the basement with a detached accessory building (garage), at the rear providing 3 parking spaces, having vehicular access from the lane. | G & K Excavation and Demolition Services Ltd
MP-2023-00487 | 2023-03-25 | 1028 E 56TH AVENUE, Vancouver, BC V5X 1S2 | Mechanical Permit | NULL | NULL | Issued | NULL | Ghuman Mechanical Ltd
PP-2023-02176 | 2023-06-20 | 1065 E 56TH AVENUE, Vancouver, BC V5X 1S1 | Plumbing Permit | Residential | New | Completed | Residential - 1FD+SS - #1 & #2 - new plumbing >DB: To construct a 2 storey one-family dwelling with a secondary suite located in the Basement with an open parking pad, providing 1 parking space, having vehicular access from the 20' Lane. 1. Covenant registered at the Land Title Office under CB205102. 2. No Strata Titling permitted 3. A/C proposed – Exterior component located in rear yard, Interior component located in second floor closet. 4. Bar sink not proposed. **THIS PERMIT HAS BEEN ISSUED UNDER THE REQUIREMENTS OF VBBL #12511 (2019) ** | Killarney Mechanical Ltd
MP-2023-01187 | 2023-06-27 | 1065 E 56TH AVENUE, Vancouver, BC V5X 1S1 | Mechanical Permit | NULL | NULL | Completed | NULL | Killarney Mechanical Ltd
GP-2023-02187 | 2023-07-24 | 1065 E 56TH AVENUE, Vancouver, BC V5X 1S1 | Gas Permit | Residential | New | Issued | Residential - 1 Boiler, 1 Range, 1 BBQ Complete boiler, range and piping only for bbq. >BP: To construct a 2 storey one-family dwelling with a secondary suite | Deep Gas Fitting Ltd.
SP-2023-01503 | NULL | 1065 E 56TH AVENUE, Vancouver, BC V5X 1S1 | Sprinkler Permit | Residential | New | Withdrawn | Residential - Piping and fixture installation | RG Plumbing Ltd
SP-2023-01425 | 2023-08-24 | 1065 E 56TH AVENUE, Vancouver, BC V5X 1S1 | Sprinkler Permit | Residential | New | Issued | Residential - 1FD+SS - #1 & #2 - - Piping and fixture installation >DB: To construct a 2 storey one-family dwelling with a secondary suite located in the Basement with an open parking pad, providing 1 parking space, having vehicular access from the 20' Lane. 1. Covenant registered at the Land Title Office under CB205102. 2. No Strata Titling permitted 3. A/C proposed – Exterior component located in rear yard, Interior component located in second floor closet. 4. Bar sink not proposed. **THIS PERMIT HAS BEEN ISSUED UNDER THE REQUIREMENTS OF VBBL #12511 (2019) ** | RG Plumbing Ltd
EP-2023-06947 | 2023-08-16 | 1065 E 56TH AVENUE, Vancouver, BC V5X 1S1 | Electrical Permit | Residential | New | Issued | Installation / Repair - Residential - -Full wiring of single family house with suite plus finishing and 150 amp service >BP: To construct a 2 storey one-family dwelling with a secondary suite located in the Basement ($641,240) with an open parking pad, providing 1 parking space, having vehicular access from the 20' Lane. 1. Covenant registered at the Land Title Office under CB205102. 2. No Strata Titling permitted 3. A/C proposed – Exterior component located in rear yard, Interior component located in second floor closet. 4. Bar sink not proposed. 5. Schedule B: (ALAN PRAHALAD, P.Eng., 604-831-1431.) Structural / Geotechnical 6. HPO: Residential Builder- Lombardi Developments Ltd. **THIS PERMIT HAS BEEN ISSUED UNDER THE REQUIREMENTS OF VBBL #12511 (2019) ** | ALPHA ONE ELECTRIC LTD
PP-2023-01917 | 2023-05-30 | 1065 E 56TH AVENUE, Vancouver, BC V5X 1S1 | Plumbing Permit | Residential | New | Issued | Residential - TWO SUMPS WITHOUT PUMP | Bhullar Excavating and Demolition
EP-2022-09341 | 2022-11-03 | 1065 E 56TH AVENUE, Vancouver, BC V5X 1S1 | Electrical Permit | Residential | New | Expired | Temporary Power - Residential - To provide temporary power. | ALPHA ONE ELECTRIC LTD
EP-2023-07342 | 2023-08-16 | 1065 E 56TH AVENUE, Vancouver, BC V5X 1S1 | Electrical Permit | Residential | New | Completed | Installation / Repair - Residential - Rough-in and installation of Security Alarm, TV, Tel, Net, CCTV, Vacuum and Speakers. | Static Security Inc
EP-2023-08392 | 2023-09-22 | 1065 E 56TH AVENUE, Vancouver, BC V5X 1S1 | Electrical Permit | Residential | Addition | Issued | Installation / Repair - Residential - Installation of rough wiring only for future installation of Solar Photovoltaic System/Equipment. Wiring installation for: (20) LONGI LR4-60HPB 355M SOLAR PV MODULE (10) APS DS3-S MICRO-INVERTER >BP: To construct a 2 storey one-family dwelling with a secondary suite located in the Basement ($641,240) with an open parking pad, providing 1 parking space, having vehicular access from the 20' Lane. 1. Covenant registered at the Land Title Office under CB205102. 2. No Strata Titling permitted 3. A/C proposed – Exterior component located in rear yard, Interior component located in second floor closet. 4. Bar sink not proposed. 5. Schedule B: (ALAN PRAHALAD, P.Eng., 604-831-1431.) Structural / Geotechnical 6. HPO: Residential Builder- Lombardi Developments Ltd. Note: This is a 2 storey building pursuant to the Zoning and Development By-Law As shown by an asterisk (*) on the building permit floor plans and/or elevations, exit protection is required to be provided in accordance with Articles 9.9.4.4., 9.9.4.6., and/or 9.37.2.8. of the 2019 VBBL. ** Laneway house permit under DB-2022-0486.** Address Information: Building 1 #1-1065 E 56th AV - One Family Dwelling (1st & 2nd floor) #2-1065 E 56th AV - Secondary Suite (basement) Building 2 #3-1065 E 56th Av - Laneway House (1.5 storey) Address and suite numbers assigned as per approved plans for Fire and Emergency response. The address number is to be posted on the building to be visible from the street and the suite numbers are to be posted at the suite entries in accordance with the Building By-law prior to final inspection. **THIS PERMIT HAS BEEN ISSUED UNDER THE REQUIREMENTS OF VBBL #12511 (2019) ** | Blueridge Electrical Ltd.
GP-2022-03364 | 2022-10-31 | 807 E 55TH AVENUE, Vancouver, BC V5X 1N8 | Gas Permit | Residential | Renovation | Completed | Residential - RE N RE - Replacement of old deficient boiler with a new one | Maestro Plumbing Heating & Air Conditioning Ltd
GP-2023-01532 | 2023-05-30 | 835 E 55TH AVENUE, Vancouver, BC V5X 1N8 | Gas Permit | Residential | Renovation | Issued | Residential - RE N RE - Gas furnace replacement | CSI CLIMATE SOLUTIONS INC
GP-2023-03182 | 2023-10-23 | 796 E 57TH AVENUE, Vancouver, BC V5X 1T2 | Gas Permit | Residential | Tenant Improvement | Completed | Residential - Re and Re Furnace | Moore & Russell Heating Ltd
PP-2022-00482 | 2022-02-14 | 478 E 60TH AVENUE, Vancouver, BC V5X 1Z9 | Plumbing Permit | Residential | New | Completed | Residential - 2FD+LOCK OFF UNITS - FRONT UNIT - 476 E 60TH AV- #1 & #2 BACK UNIT - 478 E 60TH AV - #1 & #2 2 SUMPS WITH PUMP AND ONE SUMP WITHOUT PUMP To construct a 2 storey two-family dwelling with 2 lock off located in the Basement with a detached accessory building (garage), at the rear providing 2 parking spaces, having vehicular access from the lane. 1. A/C Unit proposed at rear yard. 2. Bar sink located in Main Floor. | Bhullar Excavating and Demolition
PP-2022-02029 | 2022-06-14 | 495 E 60TH AVENUE, Vancouver, BC V5X 2A1 | Plumbing Permit | Residential | New | Completed | Residential - plumbing work at new build house | PROWORK PLUMBING & HEATING LTD.
GP-2022-01792 | 2022-07-22 | 495 E 60TH AVENUE, Vancouver, BC V5X 2A1 | Gas Permit | Residential | New | Completed | Residential - Gas work at new build house | PROWORK PLUMBING & HEATING LTD.
EP-2022-04946 | 2022-06-13 | 495 E 60TH AVENUE, Vancouver, BC V5X 2A1 | Electrical Permit | Residential | New | Expired | Temporary Power - Residential - To provide temporary power. NOTE: Work authorized by this permit is for placement of a temporary power pole only and does not authorize any site construction and/or excavation. A separate Building Permit will be required prior to commencement of any other work on this site. | 523 Construction Ltd
SP-2023-00711 | 2023-04-24 | 495 E 60TH AVENUE, Vancouver, BC V5X 2A1 | Sprinkler Permit | Residential | New | Issued | Residential - To Install 30 sprinkler heads >BP: To construct a 2 storey one-family dwelling with a secondary suite located in the Basement. Note: The entire building, INCLUDING THE ATTACHED GARAGE (if applicable), to be sprinklered to NFPA 13D 1. Covenant registered at the Land Title Office under CA9334241 2. A/C proposed – Exterior component located in Rear, Interior component located in Second Floor 3. No Bar sink 4. Schedule B: (Y.K.Sharma) P.Eng (778.863.7076) Structural & Geotechnical 5. HPO: Residential Builder- 523 Construction Ltd | General Sprinkler Systems Ltd
SP-2023-00712 | 2023-04-24 | 495 E 60TH AVENUE, Vancouver, BC V5X 2A1 | Sprinkler Permit | Residential | New | Issued | Residential - LWH - To Install 9 Sprinkler Heads >To construct a 2 storey laneway house building. Note: The entire building, INCLUDING THE ATTACHED GARAGE (if applicable), to be sprinklered to NFPA 13D Note: This is a 1 ½ storey building pursuant to the Zoning & Development By-law. 1. Covenant registered at the Land Title Office under CA9334241 2. No Strata Titling permitted 3. No A/C Unit proposed | General Sprinkler Systems Ltd
EP-2022-06660 | 2022-08-10 | 495 E 60TH AVENUE, Vancouver, BC V5X 2A1 | Electrical Permit | Residential | New | Completed | Installation / Repair - Residential - 1FD+SS - Install electrical service panel, wiring for light, plugs, and appliances. Main consumer's service: 200A. 3 electric meters. Main house service: 125A. Secondary suite service: 60A. LWH service: 125A. DB: To construct a 2 storey one-family dwelling with a secondary suite located in the Basement. Note: The entire building, INCLUDING THE ATTACHED GARAGE (if applicable), to be sprinklered to NFPA 13D 1. Covenant registered at the Land Title Office under CA9334241 2. A/C proposed – Exterior component located in Rear, Interior component located in Second Floor 3. No Bar sink AMEND: JAN 19/2023 Additional of low wattage wiring | 523 Construction Ltd
PP-2022-03422 | 2022-09-28 | 495 E 60TH AVENUE, Vancouver, BC V5X 2A1 | Plumbing Permit | Residential | New | Completed | Residential - SUMP | Trust Excavation & Demolition Ltd
GP-2022-03198 | 2022-10-17 | 496 E 60TH AVENUE, Vancouver, BC V5X 1Z9 | Gas Permit | Residential | Renovation | Completed | Residential - swapping out a furnace | Tidal Mechanical Ltd
GP-2023-01589 | 2023-05-18 | 561 E 60TH AVENUE, Vancouver, BC V5X 2A2 | Gas Permit | Residential | Addition | Completed | Residential - re and re hwt | Christopher Sterling
GP-2022-03318 | 2022-10-27 | 742 E 57TH AVENUE, Vancouver, BC V5X 1T2 | Gas Permit | Residential | New | Completed | Residential - 1FD+SS- #1 & #2 - Whole house - 10 METERS OF PIPING ONLY >DB: To construct a 2 storey + basement one-family dwelling with a secondary suite located in the basement with an attached garage to LWH and 1 open parking pad, at the rear providing 2 parking spaces, having vehicular access from the lane. Note: This is a 2 storey building pursuant to the Zoning and Development By-Law 1- Covenant registered at the Land Title Office under CA5133262 2- No strata titling permitted. 3- Bar sink proposed in main floor. 4- A/C unit proposed in rear yard. The entire building, to be sprinklered to NFPA 13D. >>Amend: Nov. 20th -gas boiler @ 200,000 BTU -Range @ 40,000 BTU -2 BBQ @ 25,000 ---PIPING ONLY | Evergreen Plumbing & Heating Ltd
EP-2022-09190 | 2022-11-04 | 742 E 57TH AVENUE, Vancouver, BC V5X 1T2 | Electrical Permit | Residential | New | Completed | Installation / Repair - Residential - 1FD+SS - #1 & #2 - Wiring and service for main house. >DB: To construct a 2 storey + basement one-family dwelling with a secondary suite located in the basement with an attached garage to LWH and 1 open parking pad, at the rear providing 2 parking spaces, having vehicular access from the lane. Note: This is a 2 storey building pursuant to the Zoning and Development By-Law 1- Covenant registered at the Land Title Office under CA5133262 2- No strata titling permitted. 3- Bar sink proposed in main floor. 4- A/C unit proposed in rear yard. The entire building, to be sprinklered to NFPA 13D. | G.S.G. Electric Ltd.
SP-2022-01822 | 2022-11-03 | 742 E 57TH AVENUE, Vancouver, BC V5X 1T2 | Sprinkler Permit | Residential | New | Completed | Residential - Install sprinklers in sfd To construct a 2 storey + basement one-family dwelling with a secondary suite located in the basement with an attached garage to LWH and 1 open parking pad, at the rear providing 2 parking spaces, having vehicular access from the lane. Note: This is a 2 storey building pursuant to the Zoning and Development By-Law 1- Covenant registered at the Land Title Office under CA5133262 2- No strata titling permitted. 3- Bar sink proposed in main floor. 4- A/C unit proposed in rear yard. 5- Schedule B: Md. Shahidul Alam P.Eng (604-653-7475) Structural & Geotechnical 6- HPO: Owner Builder | Gold Key Fire Protection Ltd
EP-2022-09586 | 2022-11-14 | 742 E 57TH AVENUE, Vancouver, BC V5X 1T2 | Electrical Permit | Residential | New | Completed | Installation / Repair - Residential - Alarm security system, Security cameras system, intercom, TV/Data, audio system , door bell, Vacuum system | T S C Security Services Ltd
MP-2022-00286 | 2022-09-27 | 742 E 57TH AVENUE, Vancouver, BC V5X 1T2 | Mechanical Permit | NULL | NULL | Completed | NULL | Evergreen Plumbing & Heating Ltd
PP-2022-03270 | 2022-09-20 | 742 E 57TH AVENUE, Vancouver, BC V5X 1T2 | Plumbing Permit | Residential | New | Completed | Residential - Plumbing for: >BP: To construct a 2 storey + basement one-family dwelling with a secondary suite located in the basement with an attached garage to LWH and 1 open parking pad, at the rear providing 2 parking spaces, having vehicular access from the lane. | Evergreen Plumbing & Heating Ltd
PP-2022-02944 | 2022-08-24 | 742 E 57TH AVENUE, Vancouver, BC V5X 1T2 | Plumbing Permit | Residential | New | Completed | Residential - SUMP | Canstar Excavating & Landscaping Ltd
EP-2022-02235 | 2022-03-20 | 742 E 57TH AVENUE, Vancouver, BC V5X 1T2 | Electrical Permit | Residential | New | Expired | Temporary Power - Residential - To provide temporary power. | G.S.G. Electric Ltd.
EP-2022-02021 | 2022-03-12 | 742 E 57TH AVENUE, Vancouver, BC V5X 1T2 | Electrical Permit | Residential | New | Expired | Temporary Power - Residential - To provide temporary power. | G.S.G. Electric Ltd.
PP-2022-02794 | 2022-08-12 | 748 E 57TH AVENUE, Vancouver, BC V5X 1T2 | Plumbing Permit | Residential | New | Completed | Residential - Plumbing for new house >BP: To construct a 2 storey + basement one-family dwelling with a secondary suite located in the basement with an open parking pad and attached garage to LWH providing 2 parking space, having vehicular access from the lane. | Evergreen Plumbing & Heating Ltd
PP-2022-02672 | 2022-08-02 | 748 E 57TH AVENUE, Vancouver, BC V5X 1T2 | Plumbing Permit | Residential | New | Completed | Residential - 1FD+SS - #1 & #2 - Sump to be installed outside. To construct a 2 storey + basement one-family dwelling with a secondary suite located in the basement with an open parking pad and attached garage to LWH providing 2 parking space, having vehicular access from the lane. This is a 2 storey building pursuant to the Zoning and Development By-Law 1- Covenant registered at the Land Title Office under CA5133198 2- No strata titling permitted. 3- Bar sink proposed in main floor. 4- A/C unit proposed in rear yard. | NULL
SP-2022-01823 | 2022-11-03 | 748 E 57TH AVENUE, Vancouver, BC V5X 1T2 | Sprinkler Permit | Residential | New | Completed | Residential - Install sprinklers in sfd To construct a 2 storey + basement one-family dwelling with a secondary suite located in the basement with an open parking pad and attached garage to LWH providing 2 parking space, having vehicular access from the lane. This is a 2 storey building pursuant to the Zoning and Development By-Law 1- Covenant registered at the Land Title Office under CA5133198 2- No strata titling permitted. 3- Bar sink proposed in main floor. 4- A/C unit proposed in rear yard. 5- Schedule B: Md.Shahidul Alam P.Eng (604.653.7475) Structural & Geotechnical 6- HPO: Owner builder | Gold Key Fire Protection Ltd
EP-2022-09188 | 2022-11-04 | 748 E 57TH AVENUE, Vancouver, BC V5X 1T2 | Electrical Permit | Residential | New | Completed | Installation / Repair - Residential - 1FD+SS - #1 & #2 - Wiring and service. >DB: To construct a 2 storey + basement one-family dwelling with a secondary suite located in the basement with an open parking pad and attached garage to LWH providing 2 parking space, having vehicular access from the lane. This is a 2 storey building pursuant to the Zoning and Development By-Law 1- Covenant registered at the Land Title Office under CA5133198 2- No strata titling permitted. 3- Bar sink proposed in main floor. 4- A/C unit proposed in rear yard. The entire building, to be sprinklered to NFPA 13D. | G.S.G. Electric Ltd.
GP-2022-03177 | 2022-10-18 | 748 E 57TH AVENUE, Vancouver, BC V5X 1T2 | Gas Permit | Residential | New | Completed | Residential - Gas piping new house >BP: To construct a 2 storey + basement one-family dwelling with a secondary suite located in the basement with an open parking pad and attached garage to LWH providing 2 parking space, having vehicular access from the lane. >>Amend: Nov. 17th: Gas piping installation and boiler install was done -Boiler @200,000BTU >>>>> Amend: Nov. 17th Gas Boiler @ 200,000BTU---complete install Gas Range @ 40,000BTU---complete install PIPING only for 2 BBQ's (put approx. 40,000) | Evergreen Plumbing & Heating Ltd
EP-2022-08557 | 2022-10-11 | 748 E 57TH AVENUE, Vancouver, BC V5X 1T2 | Electrical Permit | Residential | New | Completed | Installation / Repair - Residential - Alarm system, intercom, TEL/Data/TV, Security cameras, vacuum system and audio system rough in and completion - Complete Security Alarm System >BP: To construct a 2 storey + basement one-family dwelling with a secondary suite located in the basement with an open parking pad and attached garage to LWH providing 2 parking space, having vehicular access from the lane. This is a 2 storey building pursuant to the Zoning and Development By-Law 1- Covenant registered at the Land Title Office under CA5133198 2- No strata titling permitted. 3- Bar sink proposed in main floor. 4- A/C unit proposed in rear yard. 5- Schedule B: Md.Shahidul Alam P.Eng (604.653.7475) Structural & Geotechnical 6- HPO: Owner builder | T S C Security Services Ltd
EP-2023-04354 | NULL | 748 E 57TH AVENUE, Vancouver, BC V5X 1T2 | Electrical Permit | Residential | Addition | Application Incomplete | Installation / Repair - Residential - 12 solar panel installation for 5kw system with 2 home run of 12/2 to main panel >BP: To construct a 2 storey + basement one-family dwelling with a secondary suite located in the basement with an open parking pad and attached garage to LWH providing 2 parking space, having vehicular access from the lane. This is a 2 storey building pursuant to the Zoning and Development By-Law 1- Covenant registered at the Land Title Office under CA5133198 2- No strata titling permitted. 3- Bar sink proposed in main floor. 4- A/C unit proposed in rear yard. 5- Schedule B: Md.Shahidul Alam P.Eng (604.653.7475) Structural & Geotechnical 6- HPO: Owner builder Combustible projections or roof soffits on an exposing building face shall not project to less than .45m from the property line and shall be in compliance with VBBL 2019 9.10.15.5.(9) The entire building, to be sprinklered to NFPA 13D. ******THIS PERMIT HAS BEEN ISSUED UNDER THE REQUIREMENTS OF VBBL #12511 (2019)****** | Blueridge Electrical Ltd.
GP-2023-03386 | 2023-11-06 | 2176 E 61ST AVENUE, Vancouver, BC V5P 2K3 | Gas Permit | Residential | Tenant Improvement | Completed | Residential - Install furnace | 0704121 BC Ltd
GP-2022-02415 | 2022-08-25 | 2211 E 61ST AVENUE, Vancouver, BC V5P 2K5 | Gas Permit | Residential | New | Completed | Residential - 1FD+SS - #1 & #2 - gas cook range >DB: To construct a 2 storey one-family dwelling with a secondary suite located in the Basement with an attached garage and 1 open parking pad, providing a total of 2 parking spaces, having vehicular access from the 20' Lane. 1. Covenant registered at the Land Title Office under CA8231169 2. A/C proposed – Exterior component located in Rear yard sunken patio, Interior component located in Basement | Feli Plumbing and Heating
GP-2022-03366 | 2022-10-30 | 1371 E 60TH AVENUE, Vancouver, BC V5X 2A8 | Gas Permit | Residential | Addition | Completed | Residential - Furnace re/re 70,000 BTU | HAMZEH GERAMI Dba Nation Heating & Cooling
GP-2023-02811 | 2023-09-28 | 1372 E 60TH AVENUE, Vancouver, BC V5X 2A9 | Gas Permit | Residential | Renovation | Completed | Residential - 1 Gas insert fireplace installation | Vaglio Fireplace LTD
GP-2022-01353 | 2022-05-02 | 2850 E 54TH AVENUE, Vancouver, BC V5S 1Y3 | Gas Permit | Residential | Renovation | Completed | Residential - replace gas water heater | Joyce Heating Services Ltd
EP-2023-00411 | 2023-01-18 | 2859 E 54TH AVENUE, Vancouver, BC | Electrical Permit | Residential | Renovation | Completed | Installation / Repair - Residential - three outlets reinstalled and one baseboard heater change >BP: Structural repair to this existing laneway house due to vehicle damage on this site. | POWER STAR ELECTRICAL LTD
EP-2023-05291 | 2023-06-27 | 2917 E 54TH AVENUE, Vancouver, BC V5S 1Y6 | Electrical Permit | Residential | Tenant Improvement | Completed | Installation / Repair - Residential - 200 amp panel upgrade only | Moore And Russell Heating And Air Conditioning Ltd
GP-2024-00167 | 2024-01-22 | 2917 E 54TH AVENUE, Vancouver, BC V5S 1Y6 | Gas Permit | Residential | Tenant Improvement | Issued | Residential - Re and re furnace | Moore & Russell Heating Ltd
EP-2022-01844 | 2022-03-07 | 1097 E 54TH AVENUE, Vancouver, BC V5X 1L8 | Electrical Permit | Residential | New | Completed | Installation / Repair - Residential - Low voltage rough wiring of tv, tel, data, vacuum, sound and completion of security alarm >BP: To construct a 2 storey + basement one-family dwelling with a secondary suite ($1,658,250) located in the basement with an open parking pad, providing 1 parking spaces, having vehicular access from the 20' lane. Note: Parking for the site has been provided under DB-2021-01969 (Laneway House) Note: This is a 2 storey building pursuant to the Zoning and Development By-Law 1- Covenant registered at the Land Title Office under CA8993073 2- No strata titling permitted 3- Bar sink proposed on basement 4- A/C unit proposed -Exterior component located in Rear yard, Interior component located in Basement. 5- Schedule B: M.S. Alam P.Eng (604.653.7475) Structural & Geotechnical 4- HPO: Residential Builder - Hi-Beam Contractors Ltd. Address Note: Principle Dwelling: #1-1097 E 54th Ave Secondary Suite: #2-1097 E 54th Ave Addresses have been assigned per the approved plans, access to the secondary suite is from the north side. This access must be provided & maintained at all times and the building addresses posted to be visible from the street in accordance with the Building By-law. ******THIS PERMIT HAS BEEN ISSUED UNDER THE REQUIREMENTS OF VBBL #12511 (2019)****** Amend Mar 15, 2022 Amend the permit for total value includes materials and labour all together $4000 | Supersonic Security System Inc.
GP-2022-00415 | 2022-02-09 | 1097 E 54TH AVENUE, Vancouver, BC V5X 1L8 | Gas Permit | Residential | New | Completed | Residential - To install boiler 3 range bbq There is piping for 2 range and bbq To construct a 2 storey + basement one-family dwelling with a secondary suite located in the basement with an open parking pad, providing 1 parking spaces, having vehicular access from the 20' lane. Note: This is a 2 storey building pursuant to the Zoning and Development By-Law 1- Covenant registered at the Land Title Office under CA8993073 2- No strata titling permitted 3- Bar sink proposed on basement 4- A/C unit proposed -Exterior component located in Rear yard, Interior component located in Basement. 5- Schedule B: M.S. Alam P.Eng (604.653.7475) Structural & Geotechnical 4- HPO: Residential Builder - Hi-Beam Contractors Ltd. | JOT MECHANICAL LTD
EP-2022-00955 | 2022-02-10 | 1097 E 54TH AVENUE, Vancouver, BC V5X 1L8 | Electrical Permit | Residential | New | Completed | Installation / Repair - Residential - Complete prewiring and finishing Main service-200 amp House meter-125 amp Legal suite-100 amp BP: To construct a 2 storey + basement one-family dwelling with a secondary suite ($1,658,250) located in the basement with an open parking pad, providing 1 parking spaces, having vehicular access from the 20' lane. Note: Parking for the site has been provided under DB-2021-01969 (Laneway House) Note: This is a 2 storey building pursuant to the Zoning and Development By-Law 1- Covenant registered at the Land Title Office under CA8993073 2- No strata titling permitted 3- Bar sink proposed on basement 4- A/C unit proposed -Exterior component located in Rear yard, Interior component located in Basement. 5- Schedule B: M.S. Alam P.Eng (604.653.7475) Structural & Geotechnical 4- HPO: Residential Builder - Hi-Beam Contractors Ltd. | SUNSTONE ELECTRIC LTD
SP-2022-00201 | 2022-02-14 | 1097 E 54TH AVENUE, Vancouver, BC V5X 1L8 | Sprinkler Permit | Residential | New | Completed | Residential - New sprinkler system installation >BP: To construct a 2 storey + basement one-family dwelling with a secondary suite ($1,658,250) located in the basement with an open parking pad, providing 1 parking spaces, having vehicular access from the 20' lane. Note: Parking for the site has been provided under DB-2021-01969 (Laneway House) Note: This is a 2 storey building pursuant to the Zoning and Development By-Law 1- Covenant registered at the Land Title Office under CA8993073 2- No strata titling permitted 3- Bar sink proposed on basement 4- A/C unit proposed -Exterior component located in Rear yard, Interior component located in Basement. 5- Schedule B: M.S. Alam P.Eng (604.653.7475) Structural & Geotechnical 4- HPO: Residential Builder - Hi-Beam Contractors Ltd. Address Note: Principle Dwelling: #1-1097 E 54th Ave Secondary Suite: #2-1097 E 54th Ave Addresses have been assigned per the approved plans, access to the secondary suite is from the north side. This access must be provided & maintained at all times and the building addresses posted to be visible from the street in accordance with the Building By-law. ******THIS PERMIT HAS BEEN ISSUED UNDER THE REQUIREMENTS OF VBBL #12511 (2019)****** | Real Tech Fire Protection Ltd
PP-2022-00154 | 2022-01-19 | 1097 E 54TH AVENUE, Vancouver, BC V5X 1L8 | Plumbing Permit | Residential | New | Completed | Residential - Plumbing for new house To construct a 2 storey + basement one-family dwelling with a secondary suite located in the basement with an open parking pad, providing 1 parking spaces, having vehicular access from the 20' lane. Note: Parking for the site has been provided under DB-2021-01969 (Laneway House) Note: This is a 2 storey building pursuant to the Zoning and Development By-Law 1- Covenant registered at the Land Title Office under CA8993073 2- No strata titling permitted 3- Bar sink proposed on basement 4- A/C unit proposed -Exterior component located in Rear yard, Interior component located in Basement. 5- Schedule B: M.S. Alam P.Eng (604.653.7475) Structural & Geotechnical 4- HPO: Residential Builder - Hi-Beam Contractors Ltd. | Rain Coast Plumbing & Heating Ltd
EP-2023-08697 | NULL | 1186 E 54TH AVENUE, Vancouver, BC V5X 1L9 | Electrical Permit | Residential | Renovation - Dwelling Unit(s) only | Application Incomplete | Installation / Repair - Residential - installed a heat pump MP-2023-00841 | Wicks Electric Inc
MP-2023-00841 | 2023-05-12 | 1186 E 54TH AVENUE, Vancouver, BC V5X 1L9 | Mechanical Permit | NULL | NULL | Completed | NULL | Western Pacific Mechanical Ltd
MP-2022-00311 | 2022-09-30 | 1196 E 54TH AVENUE, Vancouver, BC V5X 1L9 | Mechanical Permit | NULL | NULL | Completed | NULL | Milani Electric Limited
EP-2022-06413 | 2022-08-04 | 1196 E 54TH AVENUE, Vancouver, BC V5X 1L9 | Electrical Permit | Residential | Renovation | Completed | Installation / Repair - Residential - Electrical permit for AC. Note: A mechanical permit is required. | Nelson Grant Chow
GP-2022-01291 | 2022-04-25 | 1220 E 54TH AVENUE, Vancouver, BC V5X 1L9 | Gas Permit | Residential | Renovation | Completed | Residential - Re/re of hot water tank with tankless water heater | 1236318 BC Ltd DBA Aquatech Vancouver
EP-2022-05058 | 2022-06-14 | 1230 E 54TH AVENUE, Vancouver, BC V5X 1L9 | Electrical Permit | Residential | New | Expired | Temporary Power - Residential - To provide temporary power. | Supercharger Electric Ltd
PP-2022-03404 | 2022-09-27 | 1230 E 54TH AVENUE, Vancouver, BC V5X 1L9 | Plumbing Permit | Residential | New | Completed | Residential - Sump installation | Kingsman Excavating Ltd.
SP-2022-02096 | 2022-12-19 | 1230 E 54TH AVENUE, Vancouver, BC V5X 1L9 | Sprinkler Permit | Residential | New | Completed | Residential - Sprinkler To construct a 2 storey one-family dwelling with a secondary suite located in the Basement with an open parking pad, providing 1 parking space, having vehicular access from the 20' Lane. Note: Additional parking for the site has been provided under DB-2021-05923 (Laneway House) 1. Covenant registered at the Land Title Office under CA9790884 2. No Strata Titling permitted 3. A/C proposed – Exterior component located in rear yard , Interior component located in second floor closet 4. Bar sink located in basement 5. Schedule B: (JASON HUI) P.Eng. (778-319-3403) Structural & Geotechnical 6. HPO: Residential Builder- (GILL'S CONSTRUCTION LTD) | Ghuman Mechanical Ltd
GP-2022-03843 | 2022-12-05 | 1230 E 54TH AVENUE, Vancouver, BC V5X 1L9 | Gas Permit | Residential | New | Completed | Residential - 1FD+SS - #1 & #2 - New gas piping >DB: To construct a 2 storey one-family dwelling with a secondary suite located in the Basement with an open parking pad, providing 1 parking space, having vehicular access from the 20' Lane. Note: Additional parking for the site has been provided under DB-2021-05923 (Laneway House) 1. Covenant registered at the Land Title Office under CA9790884 2. No Strata Titling permitted 3. A/C proposed – Exterior component located in rear yard , Interior component located in second floor closet 4. Bar sink located in basement | Ghuman Mechanical Ltd
MP-2022-00510 | 2022-11-02 | 1230 E 54TH AVENUE, Vancouver, BC V5X 1L9 | Mechanical Permit | NULL | NULL | Completed | NULL | Ghuman Mechanical Ltd
EP-2022-09648 | NULL | 1230 E 54TH AVENUE, Vancouver, BC V5X 1L9 | Electrical Permit | Residential | New | Withdrawn | Installation / Repair - Residential - New house To construct a 2 storey one-family dwelling with a secondary suite located in the Basement with an open parking pad, providing 1 parking space, having vehicular access from the 20' Lane. Note: Additional parking for the site has been provided under DB-2021-05923 (Laneway House) 1. Covenant registered at the Land Title Office under CA9790884 2. No Strata Titling permitted 3. A/C proposed – Exterior component located in rear yard , Interior component located in second floor closet 4. Bar sink located in basement 5. Schedule B: (JASON HUI) P.Eng. (778-319-3403) Structural & Geotechnical 6. HPO: Residential Builder- (GILL'S CONSTRUCTION LTD) | Supercharger Electric Ltd
PP-2022-03742 | 2022-10-19 | 1230 E 54TH AVENUE, Vancouver, BC V5X 1L9 | Plumbing Permit | Residential | New | Completed | Residential - Plumbing for: >BP: To construct a 2 storey one-family dwelling with a secondary suite located in the Basement ($903,050.00) with an open parking pad, providing 1 parking space, having vehicular access from the 20' Lane. Note: Additional parking for the site has been provided under DB-2021-05923 (Laneway House) 1. Covenant registered at the Land Title Office under CA9790884 2. No Strata Titling permitted 3. A/C proposed – Exterior component located in rear yard , Interior component located in second floor closet 4. Bar sink located in basement 5. Schedule B: (JASON HUI) P.Eng. (778-319-3403) Structural & Geotechnical 6. HPO: Residential Builder- (GILL'S CONSTRUCTION LTD) | Ghuman Mechanical Ltd
EP-2023-00558 | 2023-02-10 | 1230 E 54TH AVENUE, Vancouver, BC V5X 1L9 | Electrical Permit | Residential | New | Completed | Installation / Repair - Residential - new house wiring >BP: To construct a 2 storey one-family dwelling with a secondary suite located in the Basement ($903,050.00) with an open parking pad, providing 1 parking space, having vehicular access from the 20' Lane. Note: Additional parking for the site has been provided under DB-2021-05923 (Laneway House) 1. Covenant registered at the Land Title Office under CA9790884 2. No Strata Titling permitted 3. A/C proposed – Exterior component located in rear yard , Interior component located in second floor closet 4. Bar sink located in basement 5. Schedule B: (JASON HUI) P.Eng. (778-319-3403) Structural & Geotechnical 6. HPO: Residential Builder- (GILL'S CONSTRUCTION LTD) Note: This is a 2 storey building pursuant to the Zoning and Development By-Law ** Laneway house permit under DB-2021-05923.** **THIS PERMIT HAS BEEN ISSUED UNDER THE REQUIREMENTS OF VBBL #12511 (2019) ** | THE PRIME TIME ELECTRIC LTD
EP-2023-01145 | 2023-02-10 | 1230 E 54TH AVENUE, Vancouver, BC V5X 1L9 | Electrical Permit | Residential | New | Completed | Installation / Repair - Residential - Extra Low Voltage Prewire and Finishing for TV, Tel, Data , Security Alarm System, CCTV and Centralized Vacuum System. >BP: To construct a 2 storey one-family dwelling with a secondary suite located in the Basement ($903,050.00) with an open parking pad, providing 1 parking space, having vehicular access from the 20' Lane. Note: Additional parking for the site has been provided under DB-2021-05923 (Laneway House) 1. Covenant registered at the Land Title Office under CA9790884 2. No Strata Titling permitted 3. A/C proposed – Exterior component located in rear yard , Interior component located in second floor closet 4. Bar sink located in basement 5. Schedule B: (JASON HUI) P.Eng. (778-319-3403) Structural & Geotechnical 6. HPO: Residential Builder- (GILL'S CONSTRUCTION LTD) Note: This is a 2 storey building pursuant to the Zoning and Development By-Law ** Laneway house permit under DB-2021-05923.** **THIS PERMIT HAS BEEN ISSUED UNDER THE REQUIREMENTS OF VBBL #12511 (2019) ** | Secure Worx AV & Automation Inc
GP-2023-02427 | 2023-08-18 | 1385 E 53RD AVENUE, Vancouver, BC V5X 1K3 | Gas Permit | Residential | Renovation | Completed | Residential - Hot water heater replacement | Maple Furnace Heating & Air Conditioning
GP-2023-01812 | 2023-06-13 | 1835 E 53RD AVENUE, Vancouver, BC V5P 1X5 | Gas Permit | Residential | Tenant Improvement | Completed | Residential - RE & RE HOT WATER TANK | 484081 BC LTD
GP-2022-02803 | 2022-09-23 | 822 E 57TH AVENUE, Vancouver, BC V5X 1T5 | Gas Permit | Residential | Renovation | Completed | Residential - a gas furnace and hot water tank replacement | Vanheat Services Ltd
EP-2023-03677 | 2023-04-28 | 945 E 55TH AVENUE, Vancouver, BC V5X 1N8 | Electrical Permit | Residential | Addition | Completed | Installation / Repair - Residential - -Move Fridge and Microwave Branch Circuits to Garage Sub Panel -Supply and install 50A Breaker in the Main Garage Panel -Supply and install 6 AWG 3C NMD90 branch circuit from the Main Garage Panel, inside wall, to the EV Charger Location on the Exterior Wall -Test connections and commission installation -Tidy site and dispose of garbage correctly and safely | TDR Electric Inc
EP-2023-03696 | 2023-05-10 | 948 E 55TH AVENUE, Vancouver, BC V5X 1N9 | Electrical Permit | Residential | Renovation | Issued | Installation / Repair - Residential - Adding circuit for heat pump *An approved mechanical permit is required for the installation of air conditioning or heat pump unit at the time of installation before an electrical inspection will be performed | Douglas Millington o/a Moose Electric
MP-2023-01681 | 2023-09-14 | 948 E 55TH AVENUE, Vancouver, BC V5X 1N9 | Mechanical Permit | NULL | NULL | Issued | NULL | Ashton Service Group/Ashton Mechanical Ltd.
GP-2023-03319 | 2023-10-31 | 1278 E 59TH AVENUE, Vancouver, BC V5X 1Y9 | Gas Permit | Residential | Addition | Completed | Residential - Furnace 70,000 BTU & Tank-less water heater 199,000 BTU re/re | HAMZEH GERAMI Dba Nation Heating & Cooling
EP-2023-03945 | 2023-05-11 | 3012 E 59TH AVENUE, Vancouver, BC V5S 2B3 | Electrical Permit | Residential | Renovation | Issued | Installation / Repair - Residential - Service upgrade from 100A to 200A. Add a car charger | L.H. ELECTRIC LTD
GP-2023-00372 | 2023-02-01 | 3038 E 59TH AVENUE, Vancouver, BC V5S 2B3 | Gas Permit | Residential | Tenant Improvement | Completed | Residential - replace furnace | Coleman Heating Inc
EP-2023-05593 | 2023-06-30 | 3076 E 59TH AVENUE, Vancouver, BC V5S 2B3 | Electrical Permit | Residential | Renovation | Issued | Installation / Repair - Residential - changing the meter location We are doing electrical work for laneway house under permit : EP-2023-03157, So, new dual meter will be install in the laneway house. It will be 200A, 120/240v and 1 phase >BP: Exterior alterations to this existing One Family Dwelling (principle dwelling building) on this inside with lane site. Scope to Include: Removing a portion of the existing rear deck to achieve min. 16.08' separation between principal dwelling and the new laneway house. NOTE : The principle dwelling exterior rear deck reduction work to be completed prior to the Final inspection of the related Laneway House. | CSM Electric Ltd
PP-2022-03122 | 2022-09-08 | 3076 E 59TH AVENUE, Vancouver, BC V5S 2B3 | Plumbing Permit | Residential | New | Completed | Residential - SUMP | ON TIME EXCAVATING & DEMOLITION LTD
EP-2022-05161 | 2022-06-20 | 3076 E 59TH AVENUE, Vancouver, BC V5S 2B3 | Electrical Permit | Residential | New | Expired | Temporary Power - Residential - To provide temporary power. -Renewal of EP-2021-04796 -Valid June 25, 2022- June 24, 2023 | Moon Star Electrical Ltd
GP-2024-00199 | 2024-01-25 | 3095 E 59TH AVENUE, Vancouver, BC V5S 2B2 | Gas Permit | Residential | Tenant Improvement | Issued | Residential - Re and re furnace | Moore & Russell Heating Ltd
EP-2022-08223 | 2022-10-17 | 5 E 5TH AVENUE, Vancouver, BC V5T 1G7 | Electrical Permit | Commercial | Tenant Improvement | Completed | Installation / Repair - Commercial - Wiring for Bakery- Lighting, wall plugs, em lighting, RTU, equipment connections. >BP: Interior alterations: Tenant of 5 E. 5th Av. is expanding the existing Bakery Products Manufacturing space (with ancillary restaurant) into the adjacent unit ( 11 E. 5th Av.) in this existing one storey building on this site. Tenant: PureBread Bakery | Ankor Electrical Ltd.
PP-2022-04251 | 2022-11-25 | 5 E 5TH AVENUE, Vancouver, BC V5T 1G7 | Plumbing Permit | Commercial | Addition | Completed | Commercial - This a store called Purebread adding a wash sink Interior alterations: Tenant of 5 E. 5th Av. is expanding the existing Bakery Products Manufacturing space (with ancillary restaurant) into the adjacent unit ( 11 E. 5th Av.) in this existing one storey building on this site. Tenant: PureBread Bakery | AKAL Plumbing & Heating Ltd
MP-2023-01107 | 2023-06-19 | 5 E 5TH AVENUE, Vancouver, BC V5T 1G7 | Mechanical Permit | NULL | NULL | Completed | NULL | 0994152 BC Ltd
EP-2022-01854 | 2022-03-07 | 19 E 5TH AVENUE, Vancouver, BC V5T 1G7 | Electrical Permit | Commercial | New | Expired | Temporary Power - Commercial - To provide temporary power. | Advanco Electric Ltd
EP-2023-05258 | 2023-06-13 | 40 E 5TH AVENUE, Vancouver, BC V5T 1G8 | Electrical Permit | Commercial | NULL | Issued | Annual / Operating - maintenance on computer network and associated systems (UPS, occasional new 15 and 20a circuits), changes to lighting as necessary for addition of office cubicles Renewal of EP-2022-04694 Valid: Jun 6, 2023 to Jun 5, 2024 | Brennan M Wauters
EP-2022-04665 | 2022-06-03 | 1515 E 61ST AVENUE, Vancouver, BC V5P 2J5 | Electrical Permit | Residential | New | Expired | Temporary Power - Residential - To provide temporary power. | AULAKH ELECTRICAL CORPORATION
EP-2023-00750 | 2023-01-30 | 1515 E 61ST AVENUE, Vancouver, BC V5P 2J5 | Electrical Permit | Residential | New | Completed | Installation / Repair - Residential - tv,telephone,alarm prewire and complete >BP: To construct a 2 storey one-family dwelling with a secondary suite located in the Basement/Cellar ($660,067) with an open parking pad, providing 1 parking space, having vehicular access from the 20' Lane. Note: The entire building, INCLUDING THE ATTACHED GARAGE (if applicable), to be sprinklered to NFPA 13D 1. Covenant registered at the Land Title Office under CA9442439 2. A/C proposed – Exterior component located in rear, Interior component located in second floor. 3. No Bar sink 4. Schedule B: (M.S. Alam) P.Eng (604.653.7475) Structural & Geotechnical 5. Schedule B: (J.J.S. Hui) P.Eng (778.319.3403) Geotechnical 6. HPO: Residential Builder- Trans Pacific Homes Inc Note: The entire building, INCLUDING THE ATTACHED GARAGE (if applicable), to be sprinklered to NFPA 13D Note: This is a 2 storey building pursuant to the Zoning and Development By-Law **THIS PERMIT HAS BEEN ISSUED UNDER THE REQUIREMENTS OF VBBL #12511 (2019) ** | Tvisha Technologies Ltd
EP-2022-10688 | 2022-12-21 | 1515 E 61ST AVENUE, Vancouver, BC V5P 2J5 | Electrical Permit | Residential | New | Completed | Installation / Repair - Residential - wiring of main house under ground cables and Service Main service 200 Amps Main house 125 Amps Lane way house 100 Amps >BP: To construct a 2 storey one-family dwelling with a secondary suite located in the Basement/Cellar ($660,067) with an open parking pad, providing 1 parking space, having vehicular access from the 20' Lane. Note: The entire building, INCLUDING THE ATTACHED GARAGE (if applicable), to be sprinklered to NFPA 13D 1. Covenant registered at the Land Title Office under CA9442439 2. A/C proposed – Exterior component located in rear, Interior component located in second floor. 3. No Bar sink 4. Schedule B: (M.S. Alam) P.Eng (604.653.7475) Structural & Geotechnical 5. Schedule B: (J.J.S. Hui) P.Eng (778.319.3403) Geotechnical 6. HPO: Residential Builder- Trans Pacific Homes Inc Note: The entire building, INCLUDING THE ATTACHED GARAGE (if applicable), to be sprinklered to NFPA 13D Note: This is a 2 storey building pursuant to the Zoning and Development By-Law **THIS PERMIT HAS BEEN ISSUED UNDER THE REQUIREMENTS OF VBBL #12511 (2019) ** | AULAKH ELECTRICAL CORPORATION
SP-2023-00030 | 2023-01-09 | 1515 E 61ST AVENUE, Vancouver, BC V5P 2J5 | Sprinkler Permit | Residential | New | Completed | Residential - To install a sprinkler system in the main house To construct a 2 storey one-family dwelling with a secondary suite located in the Basement/Cellar with an open parking pad, providing 1 parking space, having vehicular access from the 20' Lane. Note: The entire building, INCLUDING THE ATTACHED GARAGE (if applicable), to be sprinklered to NFPA 13D 1. Covenant registered at the Land Title Office under CA9442439 2. A/C proposed – Exterior component located in rear, Interior component located in second floor. 3. No Bar sink 4. Schedule B: (M.S. Alam) P.Eng (604.653.7475) Structural & Geotechnical 5. Schedule B: (J.J.S. Hui) P.Eng (778.319.3403) Geotechnical 6. HPO: Residential Builder- Trans Pacific Homes Inc | ACME PLUMBING HEATING & GAS LTD.
GP-2023-00232 | 2023-01-19 | 1515 E 61ST AVENUE, Vancouver, BC V5P 2J5 | Gas Permit | Residential | New | Completed | Residential - 1FD+SS - #1 & #2 - to install one boiler and rough-in for Range *Range is Finish not Rough-In* >DB: To construct a 2 storey one-family dwelling with a secondary suite located in the Basement/Cellar with an open parking pad, providing 1 parking space, having vehicular access from the 20' Lane. Note: The entire building, INCLUDING THE ATTACHED GARAGE (if applicable), to be sprinklered to NFPA 13D 1. Covenant registered at the Land Title Office under CA9442439 2. A/C proposed – Exterior component located in rear, Interior component located in second floor. 3. No Bar sink AMEND: JULY 18/2023 Please change range rough-in to finish | ACME PLUMBING HEATING & GAS LTD.
MP-2022-00558 | 2022-11-13 | 1515 E 61ST AVENUE, Vancouver, BC V5P 2J5 | Mechanical Permit | NULL | NULL | Completed | NULL | ACME PLUMBING HEATING & GAS LTD.
PP-2022-03932 | 2022-11-01 | 1515 E 61ST AVENUE, Vancouver, BC V5P 2J5 | Plumbing Permit | Residential | New | Completed | Residential - New Plumbing for: >BP: To construct a 2 storey one-family dwelling with a secondary suite located in the Basement/Cellar ($660,067) with an open parking pad, providing 1 parking space, having vehicular access from the 20' Lane. | ACME PLUMBING HEATING & GAS LTD.
PP-2022-03036 | 2022-08-30 | 1515 E 61ST AVENUE, Vancouver, BC V5P 2J5 | Plumbing Permit | Residential | New | Completed | Residential - SUMPS | Bhullar Excavating and Demolition
NULL | NULL | 1515 E 61ST AVENUE, Vancouver, BC V5P 2J5 | Plumbing Permit | Residential | New | Draft | Residential - 2 sumps no pump | Bhullar Excavating and Demolition
NULL | NULL | 1515 E 61ST AVENUE, Vancouver, BC V5P 2J5 | Plumbing Permit | Residential | New | Draft | Residential - 2 SUMPS NO PUMP | NULL
EP-2023-03651 | 2023-04-27 | 1225 E 62ND AVENUE, Vancouver, BC V5X 2H2 | Electrical Permit | Residential | New | Issued | Temporary Power - Residential - To provide temporary power. NOTE: Work authorized by this permit is for placement of a temporary power pole only and does not authorize any site construction and/or excavation. A separate Building Permit will be required prior to commencement of any other work on this site | Eminence Electrical Ltd
PP-2023-02805 | 2023-08-08 | 1225 E 62ND AVENUE, Vancouver, BC V5X 2H2 | Plumbing Permit | Residential | New | Issued | Residential - 1FD+SS - #1 & #2 - Installation of gravity sump AMEND: SEPT 21/2023 Add one outside sump, near northwest corner of the property. | G & K Excavation and Demolition Services Ltd
SP-2023-02053 | 2023-11-07 | 1225 E 62ND AVENUE, Vancouver, BC V5X 2H2 | Sprinkler Permit | Residential | New | Issued | Residential - 1FD+SS - #1 & #2 - new system >DB: To construct a 2 storey + basement one-family dwelling with a secondary suite located in the basement with 1 surface parking, at the rear, having vehicular access from the lane. Note: This is a 2 storey building pursuant to the Zoning and Development By-Law 1- Covenant registered at the Land Title Office under CB274693 2- No strata titling permitted 3- Bar sink proposed in the basement 4- External mechanical unit proposed under the rear porch 8- The entire building to be sprinklered to NFPA 13D. ******THIS PERMIT HAS BEEN ISSUED UNDER THE REQUIREMENTS OF VBBL #12511 (2019)****** | Real Tech Fire Protection Ltd
GP-2023-03226 | 2023-10-26 | 1225 E 62ND AVENUE, Vancouver, BC V5X 2H2 | Gas Permit | Residential | New | Issued | Residential - 2 Ranges, 1 Boilers, 1 Fireplace & 1 BBQ >BP:To construct a 2 storey + basement one-family dwelling with a secondary suite ($662,750.00) located in the basement with 1 surface parking, at the rear, having vehicular access from the lane. Removed 1 Boiler from this gas permit. New GP required for laneway house (GP-2023-03498) | Avion Mechanical Ltd
EP-2023-09220 | 2023-11-17 | 1225 E 62ND AVENUE, Vancouver, BC V5X 2H2 | Electrical Permit | Residential | New | Issued | Installation / Repair - Residential - ¦ 1FD + 1SS- 100A ¦ New construction *An approved mechanical permit is required for the installation of air conditioning or heat pump unit at the time of installation before a final electrical inspection will be performed >BP: To construct a 2 storey + basement one-family dwelling with a secondary suite ($662,750.00) located in the basement with 1 surface parking, at the rear, having vehicular access from the lane. Note: This is a 2 storey building pursuant to the Zoning and Development By-Law 1- Covenant registered at the Land Title Office under CB274693 2- No strata titling permitted 3- Bar sink proposed in the basement 4- External mechanical unit proposed under the rear porch 5- Schedule B: Shambhu N. Biswas, P.Eng (604-250-8666) Structural 6- Schedule B: Jason Hui, P.Eng (778-319-3403) Geotechnical 7- HPO: Residential Builder – Vancouver Lower Mainland Construction Ltd. 8- The entire building to be sprinklered to NFPA 13D. 9- As shown by an asterisk (*) on the building permit floor plans and/or elevations, exit protection is required to be provided in accordance with Articles 9.9.4.4., 9.9.4.6., and/or 9.37.2.8. of the 2019 VBBL ******THIS PERMIT HAS BEEN ISSUED UNDER THE REQUIREMENTS OF VBBL #12511 (2019)****** | Eminence Electrical Ltd
EP-2023-09102 | 2023-10-10 | 1225 E 62ND AVENUE, Vancouver, BC V5X 2H2 | Electrical Permit | Residential | New | Issued | Installation / Repair - Residential - TV, telephone, security alarm prewire and complete. >BP: To construct a 2 storey + basement one-family dwelling with a secondary suite ($662,750.00) located in the basement with 1 surface parking, at the rear, having vehicular access from the lane. Note: This is a 2 storey building pursuant to the Zoning and Development By-Law 1- Covenant registered at the Land Title Office under CB274693 2- No strata titling permitted 3- Bar sink proposed in the basement 4- External mechanical unit proposed under the rear porch 5- Schedule B: Shambhu N. Biswas, P.Eng (604-250-8666) Structural 6- Schedule B: Jason Hui, P.Eng (778-319-3403) Geotechnical 7- HPO: Residential Builder – Vancouver Lower Mainland Construction Ltd. 8- The entire building to be sprinklered to NFPA 13D. 9- As shown by an asterisk (*) on the building permit floor plans and/or elevations, exit protection is required to be provided in accordance with Articles 9.9.4.4., 9.9.4.6., and/or 9.37.2.8. of the 2019 VBBL ******THIS PERMIT HAS BEEN ISSUED UNDER THE REQUIREMENTS OF VBBL #12511 (2019)****** | Tvisha Technologies Ltd
PP-2023-03244 | 2023-09-13 | 1225 E 62ND AVENUE, Vancouver, BC V5X 2H2 | Plumbing Permit | Residential | New | Issued | Residential - New single family dwelling >BP: To construct a 2 storey + basement one-family dwelling with a secondary suite located in the basement with 1 surface parking, at the rear, having vehicular access from the lane. Note: This is a 2 storey building pursuant to the Zoning and Development By-Law 1- Covenant registered at the Land Title Office under CB274693 2- No strata titling permitted 3- Bar sink proposed in the basement 4- External mechanical unit proposed under the rear porch 5- Schedule B: Shambhu N. Biswas, P.Eng (604-250-8666) Structural 6- Schedule B: Jason Hui, P.Eng (778-319-3403) Geotechnical 7- HPO: Residential Builder – Vancouver Lower Mainland Construction Ltd. 8- The entire building to be sprinklered to NFPA 13D. 9- As shown by an asterisk (*) on the building permit floor plans and/or elevations, exit protection is required to be provided in accordance with Articles 9.9.4.4., 9.9.4.6., and/or 9.37.2.8. of the 2019 VBBL | Avion Mechanical Ltd
MP-2023-01702 | 2023-09-19 | 1225 E 62ND AVENUE, Vancouver, BC V5X 2H2 | Mechanical Permit | NULL | NULL | Issued | NULL | Avion Mechanical Ltd
PP-2021-01400 | 2023-07-12 | 1255 E 62ND AVENUE, Vancouver, BC V5X 2H2 | Plumbing Permit | Residential | Addition | Issued | Residential - 1 kitchen sink and diswasher RE: CF-2021-005478 | CRESCENT PLUMBING HEATING & DRAINAGE LTD
PP-2022-02084 | 2022-06-16 | 1256 E 62ND AVENUE, Vancouver, BC V5X 2H3 | Plumbing Permit | Residential | New | Completed | Residential - plumbing for: >BP: To construct a 2 storey one-family dwelling with a secondary suite located in the Basement/Cellar ($721,250.00) with an open parking pad, providing 1 parking space, having vehicular access from the 20' Lane. The entire building, INCLUDING THE ATTACHED GARAGE (if applicable), to be sprinklered to NFPA 13D. | SKY HIGH PLUMBING & HEATING LTD
EP-2022-01577 | 2022-02-28 | 1256 E 62ND AVENUE, Vancouver, BC V5X 2H3 | Electrical Permit | Residential | New | Completed | Installation / Repair - Residential - Prewire and finish TV and network jacks. Prewire and finish doorbell, security alarm, security cameras, and central vacuum. >BP: To construct a 2 storey one-family dwelling with a secondary suite located in the Basement/Cellar ($721,250.00) with an open parking pad, providing 1 parking space, having vehicular access from the 20' Lane. The entire building, INCLUDING THE ATTACHED GARAGE (if applicable), to be sprinklered to NFPA 13D. Note: Parking for this site is under LWH DB-2020-04038 1. Covenant registered at the Land Title Office under CA8095322 2. No Strata Titling permitted 3. A/C proposed – Exterior component located in Rear Yard, Interior component located on Second Floor. 5. Bar sink located in Basement 6. Schedule B: (Jeff Allester) P.Eng (604.228.0518) Structural 7. Schedule B: (Mahmoud Mahmoud) P.Eng (778.891.8664) Geotechnical 8. HPO: Residential Builder- (B0887635 B.C. Ltd) Note: This is a 2 storey building pursuant to the Zoning and Development By-Law Address Information: Building 1 #1 - 1256 E 62nd Av - One Family Dwelling (1st and 2nd storey, north portion of basement) #2 - 1256 E 62nd Av - Secondary Suite (south portion of basement) Building 2 #3 - 1256 E 62nd Av - Laneway House (1.5 storey) Addresses have been assigned per the approved plans, access to the rear unit is from the West side. This access must be provided & maintained at all times and the building addresses posted to be visible from the street in accordance with the Building By-law. **THIS PERMIT HAS BEEN ISSUED UNDER THE REQUIREMENTS OF VBBL #12511 (2019).** | Karnpal Johal
EP-2022-00658 | 2022-01-28 | 1256 E 62ND AVENUE, Vancouver, BC V5X 2H3 | Electrical Permit | Residential | New | Expired | Temporary Power - Residential - To provide temporary power. | I WILL ELECTRIC LTD
SP-2023-00419 | 2023-03-23 | 1256 E 62ND AVENUE, Vancouver, BC V5X 2H3 | Sprinkler Permit | Residential | New | Completed | Residential - TO CONTINUE WORK STARTED BY PREVIOUS (SP-2021-01153) >DB: To construct a 2 storey one-family dwelling with a secondary suite located in the Basement/Cellar with an open parking pad, providing 1 parking space, having vehicular access from the 20' Lane. The entire building, INCLUDING THE ATTACHED GARAGE (if applicable), to be sprinklered to NFPA 13D. Note: Parking for this site is under LWH DB-2020-04038 1. Covenant registered at the Land Title Office under CA8095322 2. No Strata Titling permitted 3. A/C proposed – Exterior component located in Rear Yard, Interior component located on Second Floor. 5. Bar sink located in Basement | Gold Key Fire Protection Ltd
GP-2023-00607 | 2023-02-22 | 1256 E 62ND AVENUE, Vancouver, BC V5X 2H3 | Gas Permit | Residential | New | Completed | Residential - ***To Continue work started by previous (GP-2021-03795) gas 2 Range 2 Boiler 1 BBQ >BP: To construct a 2 storey one-family dwelling with a secondary suite located in the Basement/Cellar ($721,250.00) with an open parking pad, providing 1 parking space, having vehicular access from the 20' Lane. | PRIDE GAS & HEATING LTD.
PP-2023-02627 | 2023-07-24 | 1261 E 62ND AVENUE, Vancouver, BC V5X 2H2 | Plumbing Permit | Residential | New | Issued | Residential - Plumbing >BP: To construct a 2 storey + basement one-family dwelling with a secondary suite located in the basement with 1 surface parking, having vehicular access from the lane. Note: This is a 2 storey building pursuant to the Zoning and Development By-Law 1- Covenant registered at the Land Title Office under CA9841857 2- No strata titling permitted 3- No bar sink proposed 4- External mechanical unit proposed in the rear yard 5- Schedule B: N.K. Varshney, P.Eng. (604-251-6320) Structural & Geotechnical 6- HPO: Residential Builder – Gill's Construction Ltd. 7- The entire building, INCLUDING THE ATTACHED GARAGE (if applicable), to be sprinklered to NFPA 13D. 8- As shown by an asterisk (*) on the building permit floor plans and/or elevations, exit protection is required to be provided in accordance with Articles 9.9.4.4., 9.9.4.6., and/or 9.37.2.8. of the 2019 VBBL | Ghuman Mechanical Ltd
PP-2023-02242 | 2023-06-23 | 1261 E 62ND AVENUE, Vancouver, BC V5X 2H2 | Plumbing Permit | Residential | New | Issued | Residential - 1FD+SS - Sump south side of property and 1 between house & laneway | R B Excavating 2000 Ltd
NULL | NULL | 1261 E 62ND AVENUE, Vancouver, BC V5X 2H2 | Mechanical Permit | NULL | NULL | Draft | NULL | R B Excavating 2000 Ltd
EP-2022-09720 | 2022-11-16 | 1261 E 62ND AVENUE, Vancouver, BC V5X 2H2 | Electrical Permit | Residential | New | Expired | Temporary Power - Residential - To provide temporary power. | STAT ELECTRICS LIMITED
EP-2023-08321 | 2023-09-22 | 1261 E 62ND AVENUE, Vancouver, BC V5X 2H2 | Electrical Permit | Residential | New | Issued | Installation / Repair - Residential - ¦ 1FD + 1SS- 100A ¦ rough in and finishing of new house *An approved mechanical permit is required for the installation of air conditioning or heat pump unit at the time of installation before an electrical inspection will be performed >BP: To construct a 2 storey + basement one-family dwelling with a secondary suite ($676,312.50) located in the basement with 1 surface parking, having vehicular access from the lane. Note: This is a 2 storey building pursuant to the Zoning and Development By-Law 1- Covenant registered at the Land Title Office under CA9841857 2- No strata titling permitted 3- No bar sink proposed 4- External mechanical unit proposed in the rear yard 5- Schedule B: N.K. Varshney, P.Eng. (604-251-6320) Structural & Geotechnical 6- HPO: Residential Builder – Gill's Construction Ltd. 7- The entire building, INCLUDING THE ATTACHED GARAGE (if applicable), to be sprinklered to NFPA 13D. 8- As shown by an asterisk (*) on the building permit floor plans and/or elevations, exit protection is required to be provided in accordance with Articles 9.9.4.4., 9.9.4.6., and/or 9.37.2.8. of the 2019 VBBL ******THIS PERMIT HAS BEEN ISSUED UNDER THE REQUIREMENTS OF VBBL #12511 (2019)****** | STAT ELECTRICS LIMITED
EP-2023-08419 | 2023-09-19 | 1261 E 62ND AVENUE, Vancouver, BC V5X 2H2 | Electrical Permit | Residential | New | Issued | Installation / Repair - Residential - Tv, telephone, security alarm prewire and complete. >BP: To construct a 2 storey + basement one-family dwelling with a secondary suite ($676,312.50) located in the basement with 1 surface parking, having vehicular access from the lane. | Tvisha Technologies Ltd
MP-2023-01458 | 2023-08-09 | 1261 E 62ND AVENUE, Vancouver, BC V5X 2H2 | Mechanical Permit | NULL | NULL | Issued | NULL | Ghuman Mechanical Ltd
SP-2023-01605 | 2023-09-05 | 1261 E 62ND AVENUE, Vancouver, BC V5X 2H2 | Sprinkler Permit | Residential | New | Issued | Residential - Sprinkler >BP: To construct a 2 storey + basement one-family dwelling with a secondary suite located in the basement with 1 surface parking, having vehicular access from the lane. Note: This is a 2 storey building pursuant to the Zoning and Development By-Law 1- Covenant registered at the Land Title Office under CA9841857 2- No strata titling permitted 3- No bar sink proposed 4- External mechanical unit proposed in the rear yard 5- Schedule B: N.K. Varshney, P.Eng. (604-251-6320) Structural & Geotechnical 6- HPO: Residential Builder – Gill's Construction Ltd. 7- The entire building, INCLUDING THE ATTACHED GARAGE (if applicable), to be sprinklered to NFPA 13D. 8- As shown by an asterisk (*) on the building permit floor plans and/or elevations, exit protection is required to be provided in accordance with Articles 9.9.4.4., 9.9.4.6., and/or 9.37.2.8. of the 2019 VBBL | Ghuman Mechanical Ltd
GP-2023-02560 | 2023-09-08 | 1261 E 62ND AVENUE, Vancouver, BC V5X 2H2 | Gas Permit | Residential | New | Issued | Residential - 1 Range, 1 BBQ & 1 Boiler Gas piping >BP: To construct a 2 storey + basement one-family dwelling with a secondary suite ($676,312.50) located in the basement with 1 surface parking, having vehicular access from the lane. | Ghuman Mechanical Ltd
SP-2022-01009 | 2022-06-21 | 1319 E 62ND AVENUE, Vancouver, BC V5X 2H4 | Sprinkler Permit | Residential | New | Completed | Residential - new fire sprinkler system for duplex >To construct a two-storey two-family dwelling ($675,750) with a detached accessory building (garage) at the rear providing 2 parking spaces, having vehicular access from the lane. Note: This is a 2 storey building pursuant to the Zoning and Development By-Law 1. A/C units proposed in the rear yard 2. Bar sink proposed in the basement 3. Schedule B: Y Deng P Eng 604 505-6816 Structural & Geotechnical 4. HPO: Residential Builder - Admiral Operations Address number assigned as per approved plans for Fire and Emergency response. The address number is to be posted and to the building and to be visible from the street in accordance with the Building By-law prior to final inspection. ******THIS PERMIT HAS BEEN ISSUED UNDER THE REQUIREMENTS OF VBBL #12511 (2019)****** | Blue Tech Mechanical Ltd
GP-2022-01937 | NULL | 1319 E 62ND AVENUE, Vancouver, BC V5X 2H4 | Gas Permit | Residential | New | Withdrawn | Residential - To install 2 boiler 2 range 2 BBQ There is pipping for 2 BBQ | JOT MECHANICAL LTD
GP-2022-01918 | 2022-06-27 | 1319 E 62ND AVENUE, Vancouver, BC V5X 2H4 | Gas Permit | Residential | New | Completed | Residential - To install 2 boiler 2 range 2 BBQ There is pipping for 2 BBQ >To construct a two-storey two-family dwelling ($675,750) with a detached accessory building (garage) at the rear providing 2 parking spaces, having vehicular access from the lane. Note: This is a 2 storey building pursuant to the Zoning and Development By-Law 1. A/C units proposed in the rear yard 2. Bar sink proposed in the basement 3. Schedule B: Y Deng P Eng 604 505-6816 Structural & Geotechnical 4. HPO: Residential Builder - Admiral Operations Address number assigned as per approved plans for Fire and Emergency response. The address number is to be posted and to the building and to be visible from the street in accordance with the Building By-law prior to final inspection. ******THIS PERMIT HAS BEEN ISSUED UNDER THE REQUIREMENTS OF VBBL #12511 (2019)****** | JOT MECHANICAL LTD
EP-2023-01561 | 2023-02-23 | 1319 E 62ND AVENUE, Vancouver, BC V5X 2H4 | Electrical Permit | Residential | New | Completed | Installation / Repair - Residential - alarm complete. >BP: To construct a two-storey two-family dwelling with a detached accessory building (garage) at the rear providing 2 parking spaces, having vehicular access from the lane. Note: This is a 2 storey building pursuant to the Zoning and Development By-Law 1. (2) A/C units proposed (1) rear yard North elevation (1) front yard South elevation. 2. Bar sink proposed in the basement 3. Schedule B: Y Deng P Eng 604 505-6816 Structural & Geotechnical 4. Schedule B: V.K. Bains ##### Truss Structural Only. 5. HPO: Residential Builder - Admiral Operations | Digimax Solutions Ltd
EP-2022-01054 | 2022-02-09 | 1319 E 62ND AVENUE, Vancouver, BC V5X 2H4 | Electrical Permit | Residential | New | Expired | Temporary Power - Residential - To provide temporary power. | G N ELECTRIC LTD
PP-2022-00888 | 2022-03-17 | 1319 E 62ND AVENUE, Vancouver, BC V5X 2H4 | Plumbing Permit | Residential | New | Completed | Residential - One outside Sump | East West Excavating Ltd
EP-2022-05064 | 2022-06-15 | 1319 E 62ND AVENUE, Vancouver, BC V5X 2H4 | Electrical Permit | Residential | New | Completed | Installation / Repair - Residential - Main service is 200amp each unit 100 amp both unit rough wiring and finishing plus tv internet and alarm wiring >BP: To construct a two-storey two-family dwelling ($675,750) with a detached accessory building (garage) at the rear providing 2 parking spaces, having vehicular access from the lane. Note: This is a 2 storey building pursuant to the Zoning and Development By-Law 1. A/C units proposed in the rear yard 2. Bar sink proposed in the basement 3. Schedule B: Y Deng P Eng 604 505-6816 Structural & Geotechnical 4. HPO: Residential Builder - Admiral Operations Address number assigned as per approved plans for Fire and Emergency response. The address number is to be posted and to the building and to be visible from the street in accordance with the Building By-law prior to final inspection. ******THIS PERMIT HAS BEEN ISSUED UNDER THE REQUIREMENTS OF VBBL #12511 (2019)****** | G N ELECTRIC LTD
PP-2022-01684 | 2022-05-17 | 1319 E 62ND AVENUE, Vancouver, BC V5X 2H4 | Plumbing Permit | Residential | New | Completed | Residential - plumbing for: >BP: To construct a two-storey two-family dwelling ($675,750) with a detached accessory building (garage) at the rear providing 2 parking spaces, having vehicular access from the lane. Note: This is a 2 storey building pursuant to the Zoning and Development By-Law 1. A/C units proposed in the rear yard 2. Bar sink proposed in the basement 3. Schedule B: Y Deng P Eng 604 505-6816 Structural & Geotechnical 4. HPO: Residential Builder - Admiral Operations Address number assigned as per approved plans for Fire and Emergency response. The address number is to be posted and to the building and to be visible from the street in accordance with the Building By-law prior to final inspection. ******THIS PERMIT HAS BEEN ISSUED UNDER THE REQUIREMENTS OF VBBL #12511 (2019)****** | UNIVERSAL PLUMBING & HEATING LTD
EP-2023-07651 | 2023-08-23 | 1322 E 62ND AVENUE, Vancouver, BC V5X 2H5 | Electrical Permit | Residential | Renovation - Dwelling Unit(s) only | Completed | Installation / Repair - Residential - Service upgrading from 100 amp to 200 amp. | Shuming Electric Ltd
EP-2023-09174 | 2023-10-10 | 1323 E 62ND AVENUE, Vancouver, BC V5X 2H4 | Electrical Permit | Residential | New | Issued | Temporary Power - Residential - To provide temporary power. | Zheng Electric Inc
EP-2022-03791 | 2022-05-09 | 1839 E 53RD AVENUE, Vancouver, BC V5P 1X5 | Electrical Permit | Residential | New | Expired | Temporary Power - Residential - To provide temporary power. | AMJ ELECTRIC SERVICES INC
EP-2023-09464 | 2023-10-31 | 1839 E 53RD AVENUE, Vancouver, BC V5P 1X5 | Electrical Permit | Residential | New | Cancelled | Installation / Repair - Residential - security alarm >BP: To construct a 2 storey + basement one-family dwelling with a secondary suite ($595,000) located in the basement with a detached accessory building (garage), at the rear providing 2 parking spaces, having vehicular access from the lane. Note: The entire building, INCLUDING THE ATTACHED GARAGE (if applicable), to be sprinklered to NFPA 13D. 1- Covenant registered at the Land Title Office under CA9981840 2- No strata titling permitted 3- Bar sink proposed in basement 4- A/C unit proposed in second storey 5- Schedule B: Ke Jian P.Eng (604.599.8890) Structural & Geotechnical 6- HPO: Residential Builder - 15 Cubes Development Ltd. ******THIS PERMIT HAS BEEN ISSUED UNDER THE REQUIREMENTS OF VBBL #12511 (2019)****** | GWIRELESS SMART HOMES LTD
MP-2023-02010 | 2023-11-09 | 1839 E 53RD AVENUE, Vancouver, BC V5P 1X5 | Mechanical Permit | NULL | NULL | Completed | NULL | Ultra Mechanical Ltd
EP-2023-01796 | 2023-03-09 | 1839 E 53RD AVENUE, Vancouver, BC V5P 1X5 | Electrical Permit | Residential | New | Completed | Installation / Repair - Residential - 200 amp service connection , all electrical roughing and finish , *An approved mechanical permit is required for the installation of air conditioning or heat pump unit at the time of installation before an electrical inspection will be performed >BP:To construct a 2 storey + basement one-family dwelling with a secondary suite ($595,000) located in the basement with a detached accessory building (garage), at the rear providing 2 parking spaces, having vehicular access from the lane. Note: The entire building, INCLUDING THE ATTACHED GARAGE (if applicable), to be sprinklered to NFPA 13D. 1- Covenant registered at the Land Title Office under CA9981840 2- No strata titling permitted 3- Bar sink proposed in basement 4- A/C unit proposed in second storey 5- Schedule B: Ke Jian P.Eng (604.599.8890) Structural & Geotechnical 6- HPO: Residential Builder - 15 Cubes Development Ltd. | AECOM ELECTRIC LTD
SP-2023-00365 | 2023-03-02 | 1839 E 53RD AVENUE, Vancouver, BC V5P 1X5 | Sprinkler Permit | Residential | New | Completed | Residential - 1FD+SS - #1 #2 - New sprinkler system >DB: To construct a 2 storey + basement one-family dwelling with a secondary suite located in the basement with a detached accessory building (garage), at the rear providing 2 parking spaces, having vehicular access from the lane. Note: The entire building, INCLUDING THE ATTACHED GARAGE (if applicable), to be sprinklered to NFPA 13D. 1- Covenant registered at the Land Title Office under CA9981840 2- No strata titling permitted 3- Bar sink proposed in basement 4- A/C unit proposed in second storey | Haven Fire Protection Ltd
GP-2023-00785 | 2023-03-07 | 1839 E 53RD AVENUE, Vancouver, BC V5P 1X5 | Gas Permit | Residential | New | Completed | Residential - 1 Boiler, 1 Stove & 1 BBQ Complete for Boiler and Stove Piping for BBQ >BP: To construct a 2 storey + basement one-family dwelling with a secondary suite ($595,000) located in the basement with a detached accessory building (garage), at the rear providing 2 parking spaces, having vehicular access from the lane. *** October 30, 2023 Amend - Complete Stove (from piping only) | Ultra Mechanical Ltd
PP-2023-00511 | 2023-02-13 | 1839 E 53RD AVENUE, Vancouver, BC V5P 1X5 | Plumbing Permit | Residential | New | Completed | Residential - To install plumbing fixtures >BP: To construct a 2 storey + basement one-family dwelling with a secondary suite located in the basement with a detached accessory building (garage), at the rear providing 2 parking spaces, having vehicular access from the lane. Note: The entire building, INCLUDING THE ATTACHED GARAGE (if applicable), to be sprinklered to NFPA 13D. 1- Covenant registered at the Land Title Office under CA9981840 2- No strata titling permitted 3- Bar sink proposed in basement 4- A/C unit proposed in second storey 5- Schedule B: Ke Jian P.Eng (604.599.8890) Structural & | Good To Go Plumbing & Heating Ltd
MP-2023-00198 | 2023-02-14 | 1839 E 53RD AVENUE, Vancouver, BC V5P 1X5 | Mechanical Permit | NULL | NULL | Completed | NULL | Good To Go Plumbing & Heating Ltd
MP-2023-00477 | 2023-03-23 | 1839 E 53RD AVENUE, Vancouver, BC V5P 1X5 | Mechanical Permit | NULL | NULL | Issued | NULL | United Mechanical Ltd
PP-2022-04532 | 2022-12-23 | 1839 E 53RD AVENUE, Vancouver, BC V5P 1X5 | Plumbing Permit | Residential | New | Completed | Residential - Sump and underground | GNA Contracting Ltd
GP-2022-00516 | 2022-02-22 | 2096 E 53RD AVENUE, Vancouver, BC V5P 1X7 | Gas Permit | Residential | Addition | Completed | Residential - Taking out a old super hot boiler and hot water tank replacing it with new BOSCH COMBI BOILER | Reliant Energy Services Ltd
PP-2022-00634 | 2022-02-24 | 2142 E 53RD AVENUE, Vancouver, BC V5P 1X7 | Plumbing Permit | Residential | New | Completed | Residential - 1FD+SS - To install piping and fixtures for a new single family house. To construct a 2 storey one-family dwelling with a secondary suite located in the Basement with an open parking pad, providing 1 parking space, having vehicular access from the 20' Lane. 1. Covenant registered at the Land Title Office under CA907924 2. No Strata Titling permitted 3. A/C proposed – Exterior component located in rear yard, Interior component located in upper floor closet 4. Bar sink located in recreation room | Skyway Plumbing & gas Ltd
EP-2022-00388 | 2022-01-24 | 2142 E 53RD AVENUE, Vancouver, BC V5P 1X7 | Electrical Permit | Residential | New | Completed | Installation / Repair - Residential - NEW ELECTRICAL FOR SINGLE FAMILY WITH BASEMENT SUITE >BP: To construct a 2 storey one-family dwelling with a secondary suite located in the Basement ($766,250) with an open parking pad, providing 1 parking space, having vehicular access from the 20' Lane. 1. Covenant registered at the Land Title Office under CA907924 2. No Strata Titling permitted 3. A/C proposed – Exterior component located in rear yard, Interior component located in upper floor closet 4. Bar sink located in recreation room 5. Schedule B: (SHAMSUL ALAM SHIKDER) P.Eng (604.255.3740) Structural 6. Schedule B: (SHAMSUL ALAM SHIKDER) P.Eng (604.255.3740) Geotechnical 7. HPO: Residential Builder- Killarney Development Ltd Note: This is a 2 storey building pursuant to the Zoning and Development By-Law **THIS PERMIT HAS BEEN ISSUED UNDER THE REQUIREMENTS OF VBBL #12511 (2019) ** | Indy Electrical Ltd
SP-2022-00428 | 2022-03-24 | 2142 E 53RD AVENUE, Vancouver, BC V5P 1X7 | Sprinkler Permit | Residential | New | Completed | Residential - Install sprinklers in sfd >BP: To construct a 2 storey one-family dwelling with a secondary suite located in the Basement ($766,250) with an open parking pad, providing 1 parking space, having vehicular access from the 20' Lane. 1. Covenant registered at the Land Title Office under CA907924 2. No Strata Titling permitted 3. A/C proposed – Exterior component located in rear yard, Interior component located in upper floor closet 4. Bar sink located in recreation room 5. Schedule B: (SHAMSUL ALAM SHIKDER) P.Eng (604.255.3740) Structural 6. Schedule B: (SHAMSUL ALAM SHIKDER) P.Eng (604.255.3740) Geotechnical 7. HPO: Residential Builder- Killarney Development Ltd Note: This is a 2 storey building pursuant to the Zoning and Development By-Law Address Information: Principle Dwelling: #1 – 2142 E 53RD AVE Secondary Suite: #2 – 2142 E 53RD AVE Laneway home: #3 – 2142 E 53RD AVE Address and suite numbers assigned as per approved plans for Fire and Emergency response. The address number is to be posted to the building to be visible from the street and the suite numbers are to be posted at the suite entries in accordance with the Building By-law prior to final inspection. **THIS PERMIT HAS BEEN ISSUED UNDER THE REQUIREMENTS OF VBBL #12511 (2019) ** | Gold Key Fire Protection Ltd
GP-2022-00940 | 2022-03-25 | 2142 E 53RD AVENUE, Vancouver, BC V5P 1X7 | Gas Permit | Residential | New | Completed | Residential - To install piping and appliances for a new single family house with complete installation. | Skyway Plumbing & gas Ltd
EP-2022-02450 | 2022-03-28 | 2142 E 53RD AVENUE, Vancouver, BC V5P 1X7 | Electrical Permit | Residential | New | Completed | Installation / Repair - Residential - security, intercom, tel.tv.Data, roughin & completion, Multi room roughin only >BP: To construct a 2 storey one-family dwelling with a secondary suite located in the Basement ($766,250) with an open parking pad, providing 1 parking space, having vehicular access from the 20' Lane. 1. Covenant registered at the Land Title Office under CA907924 2. No Strata Titling permitted 3. A/C proposed – Exterior component located in rear yard, Interior component located in upper floor closet 4. Bar sink located in recreation room 5. Schedule B: (SHAMSUL ALAM SHIKDER) P.Eng (604.255.3740) Structural 6. Schedule B: (SHAMSUL ALAM SHIKDER) P.Eng (604.255.3740) Geotechnical 7. HPO: Residential Builder- Killarney Development Ltd Note: This is a 2 storey building pursuant to the Zoning and Development By-Law Address Information: Principle Dwelling: #1 – 2142 E 53RD AVE Secondary Suite: #2 – 2142 E 53RD AVE Laneway home: #3 – 2142 E 53RD AVE Address and suite numbers assigned as per approved plans for Fire and Emergency response. The address number is to be posted to the building to be visible from the street and the suite numbers are to be posted at the suite entries in accordance with the Building By-law prior to final inspection. **THIS PERMIT HAS BEEN ISSUED UNDER THE REQUIREMENTS OF VBBL #12511 (2019) ** Amend: Apr 5, 2022 please increase value add $6000.00 more inspector want to total value for this permit is $8000.00 | Repel Security Systems Ltd
EP-2022-04478 | 2022-05-29 | 1263 E 55TH AVENUE, Vancouver, BC V5X 1P1 | Electrical Permit | Residential | New | Expired | Temporary Power - Residential - To provide temporary power. | CROWN ELECTRICAL CONTRACTOR LTD
PP-2022-04120 | 2022-11-16 | 1263 E 55TH AVENUE, Vancouver, BC V5X 1P1 | Plumbing Permit | Residential | New | Issued | Residential - Sumps | JVT EXCAVATING & DEMOLITION LTD
EP-2023-02602 | 2023-04-25 | 1263 E 55TH AVENUE, Vancouver, BC V5X 1P1 | Electrical Permit | Residential | New | Issued | Installation / Repair - Residential - Duplex house .200 amp service ,125 amp for each unit MP-2023-00281 *An approved mechanical permit is required for the installation of air conditioning or heat pump unit at the time of installation before an electrical inspection will be performed >BP: To construct a two-storey two-family dwelling with two secondary suites ($879,000.00) located in the basement, with a detached accessory building (garage) at the rear providing 4 parking spaces, having vehicular access from the lane. Note: This is a 2 storey building pursuant to the Zoning and Development By-Law 1. Covenant registered at the Land Title Office under CB260001-CB260002 2. No strata titling permitted 3. A/C units proposed 4. Schedule B: Beerinder Sidhu M Eng P Eng Structural & Geotechnical (604.339.0034) 5. HPO: Residential Builder – Y & L Developments Canada Ltd. #38030 6. Entire Building to have NFPA 13-D ****ALL PROJECT COORDINATOR NOTES HAS BEEN ACCEPTED BY THE APPLICANT**** ******THIS PERMIT HAS BEEN ISSUED UNDER THE REQUIREMENTS OF VBBL #12511 (2019)****** | CROWN ELECTRICAL CONTRACTOR LTD
SP-2023-00600 | 2023-04-11 | 1263 E 55TH AVENUE, Vancouver, BC V5X 1P1 | Sprinkler Permit | Residential | New | Issued | Residential - NRE SPRINKLER INSTALLATION >BP: To construct a two-storey two-family dwelling with two secondary suites located in the basement, with a detached accessory building (garage) at the rear providing 4 parking spaces, having vehicular access from the lane. Note: This is a 2 storey building pursuant to the Zoning and Development By-Law 1. Covenant registered at the Land Title Office under CB260001-CB260002 2. No strata titling permitted 3. A/C units proposed 4. Schedule B: Beerinder Sidhu M Eng P Eng Structural & Geotechnical (604.339.0034) 5. HPO: Residential Builder – Y & L Developments Canada Ltd. #38030 6. Entire Building to have NFPA 13-D | Real Tech Fire Protection Ltd
PP-2023-00413 | 2023-02-07 | 1263 E 55TH AVENUE, Vancouver, BC V5X 1P1 | Plumbing Permit | Residential | New | Issued | Residential - New Duplex project >BP: To construct a two-storey two-family dwelling with two secondary suites located in the basement, with a detached accessory building (garage) at the rear providing 4 parking spaces, having vehicular access from the lane. Note: This is a 2 storey building pursuant to the Zoning and Development By-Law 1. Covenant registered at the Land Title Office under CB260001-CB260002 2. No strata titling permitted 3. A/C units proposed 4. Schedule B: Beerinder Sidhu M Eng P Eng Structural & Geotechnical (604.339.0034) 5. HPO: Residential Builder – Y & L Developments Canada Ltd. #38030 6. Entire Building to have NFPA 13-D | Avion Mechanical Ltd
MP-2023-00281 | 2023-03-02 | 1263 E 55TH AVENUE, Vancouver, BC V5X 1P1 | Mechanical Permit | NULL | NULL | Issued | NULL | Avion Mechanical Ltd
EP-2023-04963 | 2023-06-08 | 1263 E 55TH AVENUE, Vancouver, BC V5X 1P1 | Electrical Permit | Residential | New | Issued | Installation / Repair - Residential - Low voltage job for TV, telephone, data, doorbell, cameras and alarm system installation. >BP: To construct a two-storey two-family dwelling with two secondary suites ($879,000.00) located in the basement, with a detached accessory building (garage) at the rear providing 4 parking spaces, having vehicular access from the lane. Note: This is a 2 storey building pursuant to the Zoning and Development By-Law 1. Covenant registered at the Land Title Office under CB260001-CB260002 2. No strata titling permitted 3. A/C units proposed 4. Schedule B: Beerinder Sidhu M Eng P Eng Structural & Geotechnical (604.339.0034) 5. HPO: Residential Builder – Y & L Developments Canada Ltd. #38030 6. Entire Building to have NFPA 13-D ****ALL PROJECT COORDINATOR NOTES HAS BEEN ACCEPTED BY THE APPLICANT**** ******THIS PERMIT HAS BEEN ISSUED UNDER THE REQUIREMENTS OF VBBL #12511 (2019)****** | Techway Secuirty & Communication Ltd
EP-2023-05029 | 2023-06-07 | 1263 E 55TH AVENUE, Vancouver, BC V5X 1P1 | Electrical Permit | Residential | New | Issued | Temporary Power - Residential - To provide temporary power. -renewal of EP-2022-04478 -valid: May 30, 2023 - May 29, 2024 | CROWN ELECTRICAL CONTRACTOR LTD
MP-2023-01841 | 2023-10-17 | 1263 E 55TH AVENUE, Vancouver, BC V5X 1P1 | Mechanical Permit | NULL | NULL | Issued | NULL | DAYLIGHT HEATING AND AIR CONDITIONING LTD
GP-2023-02364 | 2023-08-11 | 1263 E 55TH AVENUE, Vancouver, BC V5X 1P1 | Gas Permit | Residential | New | Issued | Residential - 2 Range & 2 Boiler New gas piping >BP: To construct a two-storey two-family dwelling with two secondary suites | Avion Mechanical Ltd
GP-2022-01167 | 2022-04-13 | 1385 E 55TH AVENUE, Vancouver, BC V5X 1P6 | Gas Permit | Residential | Renovation | Completed | Residential - Furnace Replacement | House Smart Home Improvements Ltd
PP-2022-01319 | 2022-04-25 | 1475 E 55TH AVENUE, Vancouver, BC V5P 1Z1 | Plumbing Permit | Residential | New | Completed | Residential - 2FD+2SS - WEST UNIT - 1475 E 55TH AV - #1 & #2 EAST UNIT - 1477 E 55TH AV - #1 & #2 Sump To construct a 2 storey two-family dwelling with (2) secondary suites located in the Basement with a detached accessory building (garage) and 2 open parking at the rear providing 4 parking spaces, having vehicular access from the lane. 1. Covenant registered at the Land Title Office under CA9334145 2. A/C proposed – Exterior component located in Rear yard, Interior component located in Closet on Second Floor. | Singh Excavating and Drain Tile Ltd
NULL | NULL | 1475 E 55TH AVENUE, Vancouver, BC V5P 1Z1 | Plumbing Permit | Residential | New | Withdrawn | Residential - A new house is in the process of building. | Singh Excavating and Drain Tile Ltd
EP-2022-04318 | 2022-06-10 | 1475 E 55TH AVENUE, Vancouver, BC V5P 1Z1 | Electrical Permit | Residential | New | Completed | Installation / Repair - Residential - ELECTRICAL ROUGH WIRING , SERVICE AND FINISHING >BP: To construct a 2 storey two-family dwelling with (2) secondary suites located in the Basement ($856,400.00) with a detached accessory building (garage) and 2 open parking at the rear providing 4 parking spaces, having vehicular access from the lane. 1. Covenant registered at the Land Title Office under CA9334145 2. A/C proposed – Exterior component located in Rear yard, Interior component located in Closet on Second Floor. 3. Schedule B: (JULIAN BOZSIK) P.Eng (604-431-0055) Structural & Geotechnical 4. HPO: Residential Builder- GOLDEN HOMES ENTERPRISES LTD Note: This is a 2 storey building pursuant to the Zoning and Development By-Law Address Information: WEST UNIT #1-1475 E 55th Av - One Family Dwelling (1st & 2nd floor) #2-1475 E 55th Av - Secondary Suite (basement) EAST UNIT #1-1477 E 55th Av - One Family Dwelling (1st & 2nd floor) #2-1477 E 55th Av - Secondary Suite (basement) Address and suite numbers assigned as per approved plans for Fire and Emergency response. The address numbers are to be posted on the building to be visible from the street and the suite numbers are to be posted at the suite entries in accordance with the Building By-law prior to final inspection. **THIS PERMIT HAS BEEN ISSUED UNDER THE REQUIREMENTS OF VBBL #12511 (2019)** ** Amend 09/27/2022** SERVICE SIZE CHANGE 400 AMP TO 200 AMP NEW SERVICE 200 AMP Amend: Oct 7, 2022 200 amp to 125 amp New service size 125 amp | G G S ELECTRICAL LTD
GP-2022-01756 | 2022-06-09 | 1475 E 55TH AVENUE, Vancouver, BC V5P 1Z1 | Gas Permit | Residential | New | Completed | Residential - To install 2 boiler 2 range 2 BBQ There is pipping for 2 BBQ 2 range >To construct a 2 storey two-family dwelling with (2) secondary suites located in the Basement ($856,400.00) with a detached accessory building (garage) and 2 open parking at the rear providing 4 parking spaces, having vehicular access from the lane. 1. Covenant registered at the Land Title Office under CA9334145 2. A/C proposed – Exterior component located in Rear yard, Interior component located in Closet on Second Floor. 3. Schedule B: (JULIAN BOZSIK) P.Eng (604-431-0055) Structural & Geotechnical 4. HPO: Residential Builder- GOLDEN HOMES ENTERPRISES LTD Note: This is a 2 storey building pursuant to the Zoning and Development By-Law Address Information: WEST UNIT #1-1475 E 55th Av - One Family Dwelling (1st & 2nd floor) #2-1475 E 55th Av - Secondary Suite (basement) EAST UNIT #1-1477 E 55th Av - One Family Dwelling (1st & 2nd floor) #2-1477 E 55th Av - Secondary Suite (basement) Address and suite numbers assigned as per approved plans for Fire and Emergency response. The address numbers are to be posted on the building to be visible from the street and the suite numbers are to be posted at the suite entries in accordance with the Building By-law prior to final inspection. **THIS PERMIT HAS BEEN ISSUED UNDER THE REQUIREMENTS OF VBBL #12511 (2019)** | JOT MECHANICAL LTD
SP-2022-00918 | 2022-06-07 | 1475 E 55TH AVENUE, Vancouver, BC V5P 1Z1 | Sprinkler Permit | Residential | New | Completed | Residential - new Sprinkler installation To construct a 2 storey two-family dwelling with (2) secondary suites located in the Basement with a detached accessory building (garage) and 2 open parking at the rear providing 4 parking spaces, having vehicular access from the lane. 1. Covenant registered at the Land Title Office under CA9334145 2. A/C proposed – Exterior component located in Rear yard, Interior component located in Closet on Second Floor. 3. Schedule B: (JULIAN BOZSIK) P.Eng (604-431-0055) Structural & Geotechnical 4. HPO: Residential Builder- GOLDEN HOMES ENTERPRISES LTD | Real Tech Fire Protection Ltd
PP-2022-01607 | 2022-05-16 | 1475 E 55TH AVENUE, Vancouver, BC V5P 1Z1 | Plumbing Permit | Residential | New | Completed | Residential - Plumbing for: >BP: To construct a 2 storey two-family dwelling with (2) secondary suites located in the Basement ($856,400.00) with a detached accessory building (garage) and 2 open parking at the rear providing 4 parking spaces, having vehicular access from the lane. 1. Covenant registered at the Land Title Office under CA9334145 2. A/C proposed – Exterior component located in Rear yard, Interior component located in Closet on Second Floor. 3. Schedule B: (JULIAN BOZSIK) P.Eng (604-431-0055) Structural & Geotechnical 4. HPO: Residential Builder- GOLDEN HOMES ENTERPRISES LTD Note: This is a 2 storey building pursuant to the Zoning and Development By-Law Address Information: WEST UNIT #1-1475 E 55th Av - One Family Dwelling (1st & 2nd floor) #2-1475 E 55th Av - Secondary Suite (basement) EAST UNIT #1-1477 E 55th Av - One Family Dwelling (1st & 2nd floor) #2-1477 E 55th Av - Secondary Suite (basement) Address and suite numbers assigned as per approved plans for Fire and Emergency response. The address numbers are to be posted on the building to be visible from the street and the suite numbers are to be posted at the suite entries in accordance with the Building By-law prior to final inspection. **THIS PERMIT HAS BEEN ISSUED UNDER THE REQUIREMENTS OF VBBL #12511 (2019)** | GRIZZLY PLUMBING & HEATING LTD
GP-2022-03858 | 2022-12-05 | 1475 E 55TH AVENUE, Vancouver, BC V5P 1Z1 | Gas Permit | Residential | Addition | Completed | Residential - Adding 2 gas dryers and 2 gas stoves for duplex. One of each for each unit. >BP: To construct a 2 story two-family dwelling with (2) secondary suites located in the Basement ($856,400.00) with a detached accessory building (garage) and 2 open parking at the rear providing 4 parking spaces, having vehicular access from the lane. Jan 26/23 - AMEND Permit is for gas piping only. No appliance installation. | GRIZZLY PLUMBING & HEATING LTD
EP-2022-05192 | 2022-06-20 | 1475 E 55TH AVENUE, Vancouver, BC V5P 1Z1 | Electrical Permit | Residential | New | Completed | Installation / Repair - Residential - Service Installed 150 amp overhead For Unit 1477-( EAST UNIT) Amend: Oct 6, 2022 Service size 150 amp to 125 amp New service size 125 amp | G G S ELECTRICAL LTD
EP-2022-05119 | 2022-06-16 | 1475 E 55TH AVENUE, Vancouver, BC V5P 1Z1 | Electrical Permit | Residential | New | Completed | Installation / Repair - Residential - Pre wiring rough & Finish: Security systems, cameras, vacuum ,TV, Tel, Data& Doorbell >BP: To construct a 2 storey two-family dwelling with (2) secondary suites located in the Basement ($856,400.00) with a detached accessory building (garage) and 2 open parking at the rear providing 4 parking spaces, having vehicular access from the lane. 1. Covenant registered at the Land Title Office under CA9334145 2. A/C proposed – Exterior component located in Rear yard, Interior component located in Closet on Second Floor. 3. Schedule B: (JULIAN BOZSIK) P.Eng (604-431-0055) Structural & Geotechnical 4. HPO: Residential Builder- GOLDEN HOMES ENTERPRISES LTD Note: This is a 2 storey building pursuant to the Zoning and Development By-Law **THIS PERMIT HAS BEEN ISSUED UNDER THE REQUIREMENTS OF VBBL #12511 (2019)** | Charanjit Singh
PP-2022-01162 | 2022-04-06 | 1545 E 55TH AVENUE, Vancouver, BC V5P 1Z2 | Plumbing Permit | Commercial | New | Completed | Commercial - 1FD+SS- #1 & #2 - One outside sump To construct a 2 storey one-family dwelling with a secondary suite located in the Basement with a detached accessory building (garage), at the rear providing 2 parking spaces, having vehicular access from the lane. 1. Covenant registered at the Land Title Office under CA9334192 2. No Strata Titling permitted 3. A/C proposed – Exterior component located in rear yard, Interior component located in basement 4. Bar sink located in basement | East West Excavating 2022 ltd
EP-2022-02365 | 2022-04-04 | 1545 E 55TH AVENUE, Vancouver, BC V5P 1Z2 | Electrical Permit | Residential | New | Completed | Installation / Repair - Residential - Installation of fixtures, receptacles and power distribution in new 1FD With second suite. >BP: To construct a 2 storey one-family dwelling with a secondary suite located in the Basement ($824,000.00) with a detached accessory building (garage) ($10,000), at the rear providing 2 parking spaces, having vehicular access from the lane. 1. Covenant registered at the Land Title Office under CA9334192 2. No Strata Titling permitted 3. A/C proposed – Exterior component located in rear yard, Interior component located in basement 4. Bar sink located in basement 5. Schedule B: (ANTONY WANG) P.Eng (604-618-6236) Structural + Geotechnical 6. HPO: Residential Builder- (Unique-Style Homes Ltd.) **THIS PERMIT HAS BEEN ISSUED UNDER THE REQUIREMENTS OF VBBL #12511 (2019) ** | Allone Electric Ltd
EP-2022-02271 | 2022-03-21 | 1545 E 55TH AVENUE, Vancouver, BC V5P 1Z2 | Electrical Permit | Residential | New | Expired | Temporary Power - Residential - To provide temporary power. | Allone Electric Ltd
PP-2022-02223 | 2022-06-23 | 1545 E 55TH AVENUE, Vancouver, BC V5P 1Z2 | Plumbing Permit | Residential | New | Completed | Residential - Plumbing >BP: To construct a 2 storey one-family dwelling with a secondary suite located in the Basement ($824,000.00) with a detached accessory building (garage) ($10,000), at the rear providing 2 parking spaces, having vehicular access from the lane. | WDR CONTRACTING LTD
GP-2022-01888 | 2022-06-23 | 1545 E 55TH AVENUE, Vancouver, BC V5P 1Z2 | Gas Permit | Residential | New | Completed | Residential - Gas ( Fireplace piping only ) To construct a 2 storey one-family dwelling with a secondary suite located in the Basement with a detached accessory building (garage) , at the rear providing 2 parking spaces, having vehicular access from the lane. 1. Covenant registered at the Land Title Office under CA9334192 2. No Strata Titling permitted 3. A/C proposed – Exterior component located in rear yard, Interior component located in basement 4. Bar sink located in basement 5. Schedule B: (ANTONY WANG) P.Eng (604-618-6236) Structural + Geotechnical 6. HPO: Residential Builder- (Unique-Style Homes Ltd.) | WDR CONTRACTING LTD
SP-2022-01559 | 2022-09-23 | 1545 E 55TH AVENUE, Vancouver, BC V5P 1Z2 | Sprinkler Permit | Residential | New | Completed | Residential - To Install 32 sprinkler heads To construct a 2 storey one-family dwelling with a secondary suite located in the Basement with a detached accessory building (garage) at the rear providing 2 parking spaces, having vehicular access from the lane. 1. Covenant registered at the Land Title Office under CA9334192 2. No Strata Titling permitted 3. A/C proposed – Exterior component located in rear yard, Interior component located in basement 4. Bar sink located in basement 5. Schedule B: (ANTONY WANG) P.Eng (604-618-6236) Structural + Geotechnical 6. HPO: Residential Builder- (Unique-Style Homes Ltd.) | General Sprinkler Systems Ltd
EP-2022-08556 | 2022-10-11 | 1545 E 55TH AVENUE, Vancouver, BC V5P 1Z2 | Electrical Permit | Residential | New | Completed | Installation / Repair - Residential - To Pre-wire and Install security Alarm, Data/Tel/Cables. To construct a 2 storey one-family dwelling with a secondary suite located in the Basement with a detached accessory building (garage) , at the rear providing 2 parking spaces, having vehicular access from the lane. 1. Covenant registered at the Land Title Office under CA9334192 2. No Strata Titling permitted 3. A/C proposed – Exterior component located in rear yard, Interior component located in basement 4. Bar sink located in basement 5. Schedule B: (ANTONY WANG) P.Eng (604-618-6236) Structural + Geotechnical 6. HPO: Residential Builder- (Unique-Style Homes Ltd.) | Yao Rong Xu
GP-2022-00814 | 2022-03-16 | 1592 E 55TH AVENUE, Vancouver, BC V5P 1Z3 | Gas Permit | Residential | New | Completed | Residential - To install 2 boiler 2 range 2 BBQ This is duplex house each house has 1 boiler 1 range 1 BBQ >To construct a two-storey two-family dwelling with two secondary suites ($1,032,000) located in the basement, with a detached accessory building (garage) at the rear providing 2 parking spaces and 1 surface parking, having vehicular access from the lane. Note: This is a 2 storey building pursuant to the Zoning and Development By-Law 1. Covenant registered at the Land Title Office under CA8824155 2. No strata titling permitted 3. No A/C units proposed 4. No Bar sinks proposed 5. Schedule B: Anthony Wang (604.619.6236) Structural & Geotechnical 6. HPO: Residential Builder - Hawthorne Enterprises Ltd. Address and suite numbers assigned as per approved plans for Fire and Emergency response. The address number is to be posted to the building to be visible from the street and the suite numbers are to be posted at the suite entries in accordance with the Building By-law prior to final inspection. ******THIS PERMIT HAS BEEN ISSUED UNDER THE REQUIREMENTS OF VBBL #12511 (2019)****** | JOT MECHANICAL LTD
EP-2022-02646 | 2022-04-13 | 1592 E 55TH AVENUE, Vancouver, BC V5P 1Z3 | Electrical Permit | Residential | New | Completed | Installation / Repair - Residential - Electrical wiring for: New construction of a two-storey two-family dwelling with two secondary suites. Main Consumer's Service: 200A. 4 Electric Meters. Each dwelling unit of Duplex: 100A. Each Secondary Suite: 60A. >BP: To construct a two-storey two-family dwelling with two secondary suites ($1,032,000) located in the basement, with a detached accessory building (garage) at the rear providing 2 parking spaces and 1 surface parking, having vehicular access from the lane. Note: This is a 2 storey building pursuant to the Zoning and Development By-Law 1. Covenant registered at the Land Title Office under CA8824155 2. No strata titling permitted 3. No A/C units proposed 4. No Bar sinks proposed 5. Schedule B: Anthony Wang (604.619.6236) Structural & Geotechnical 6. HPO: Residential Builder - Hawthorne Enterprises Ltd. | MSD Electrical Ltd.
PP-2022-00267 | 2022-01-27 | 1592 E 55TH AVENUE, Vancouver, BC V5P 1Z3 | Plumbing Permit | Residential | New | Completed | Residential - 2FD+2SS - NORTH UNIT - 1592 E 55TH AV - #1 & #2 SOUTH UNIT - 7125 FLEMING ST - #1 & #2 New duplex plumbing To construct a two-storey two-family dwelling with two secondary suites located in the basement, with a detached accessory building (garage) at the rear providing 2 parking spaces and 1 surface parking, having vehicular access from the lane. Note: This is a 2 storey building pursuant to the Zoning and Development By-Law 1. Covenant registered at the Land Title Office under CA8824155 2. No strata titling permitted 3. No A/C units proposed 4. No Bar sinks proposed | Mann Plumbing and Heating (2019) Ltd
EP-2022-00057 | 2022-01-06 | 1592 E 55TH AVENUE, Vancouver, BC V5P 1Z3 | Electrical Permit | Residential | New | Expired | Temporary Power - Residential - To provide temporary power. | MSD Electrical Ltd.
EP-2022-01460 | 2022-02-24 | 1592 E 55TH AVENUE, Vancouver, BC V5P 1Z3 | Electrical Permit | Residential | New | Completed | Installation / Repair - Residential - Data, tv , phone alarm rough in and finishing >BP: To construct a two-storey two-family dwelling with two secondary suites ($1,032,000) located in the basement, with a detached accessory building (garage) at the rear providing 2 parking spaces and 1 surface parking, having vehicular access from the lane. Note: This is a 2 storey building pursuant to the Zoning and Development By-Law 1. Covenant registered at the Land Title Office under CA8824155 2. No strata titling permitted 3. No A/C units proposed 4. No Bar sinks proposed 5. Schedule B: Anthony Wang (604.619.6236) Structural & Geotechnical 6. HPO: Residential Builder - Hawthorne Enterprises Ltd. Address and suite numbers assigned as per approved plans for Fire and Emergency response. The address number is to be posted to the building to be visible from the street and the suite numbers are to be posted at the suite entries in accordance with the Building By-law prior to final inspection. ******THIS PERMIT HAS BEEN ISSUED UNDER THE REQUIREMENTS OF VBBL #12511 (2019)****** | Charanjit Singh
SP-2022-00258 | 2022-02-25 | 1592 E 55TH AVENUE, Vancouver, BC V5P 1Z3 | Sprinkler Permit | Residential | New | Completed | Residential - installation of a new fire sprinkler system in Duplex To construct a two-storey two-family dwelling with two secondary suites ( located in the basement, with a detached accessory building (garage) at the rear providing 2 parking spaces and 1 surface parking, having vehicular access from the lane. Note: This is a 2 storey building pursuant to the Zoning and Development By-Law 1. Covenant registered at the Land Title Office under CA8824155 2. No strata titling permitted 3. No A/C units proposed 4. No Bar sinks proposed 5. Schedule B: Anthony Wang (604.619.6236) Structural & Geotechnical 6. HPO: Residential Builder - Hawthorne Enterprises Ltd. | CENTRE LINE FIRE SPRINKLERS LTD
NULL | NULL | 58 E 5TH AVENUE, Vancouver, BC | Electrical Permit | Residential | Renovation | Draft | Installation / Repair - Residential - Install wiring for 3 phase CNC machine in garage- single phase Panel to D/C to Buck transformer to rotophase convertor to 3 phase D/C | Larry Husty
EP-2022-03043 | 2022-04-14 | 58 E 5TH AVENUE, Vancouver, BC | Electrical Permit | Residential | Renovation | Completed | Installation / Repair - Residential - wiring for a 3 phase CNC machine in the garage. The bonding is only for the new equipment. | Larry Husty
SP-2022-02029 | 2022-12-06 | 111 E 5TH AVENUE, Vancouver, BC V5T 4L1 | Sprinkler Permit | Commercial | Renovation | Completed | Commercial - RETURN BACK TO SHELL base building and renovate 120 heads >>This sprinkler permit has been issued to the 2019 VBBL and NFPA 13, 2013 to return this space to an empty space (no interior partitions, furnishings, etc.), as described below, to base building sprinkler coverage (relocate and remove sprinklers to ensure sprinkler coverage to the base building design, VBBL, and NFPA 13). The tenant space within the building is not to be occupied, and is not to be used for storage. This application does not include any of the following: • hydraulic calculations, • change in occupancy and /or hazard classification, • storage arrangements (e.g. warehouse, mobile compact storage arrangements), • New alternative solutions and/or modifications to existing alternative solutions. • changes to the sprinkler system supply piping (e.g. valves, mains, cross-mains, branch-lines, etc.), or • flexible sprinkler pipe. >BP: #150 - 2nd floor Interior alterations to demolish non load bearing partition walls to return to shell in this existing vacant office space on the 2nd floor (#150) in this existing commercial building. Scope of work to 2nd floor only: remove partition walls, floor, T-Bar ceiling, floor finishes. Installation of temporary base building lighting and existing sprinkler heads to be reverted to base building condition. Electrical, plumbing and sprinkler work. * Separate permit(s) and Energy Upgrade required for future tenant improvements to this space. Unit number for the 2nd floor to be assigned at that time. Letters of Assurance submitted: Architectural Schedule A&B by Peter J. Mallen, Architect - AIBC. Ph#604-484-8285. E2 Upgrade Exempt: Interior demolition | Gisborne Industrial Construction Ltd
EP-2022-10334 | 2022-12-08 | 111 E 5TH AVENUE, Vancouver, BC V5T 4L1 | Electrical Permit | Commercial | NULL | Expired | Annual / Operating - ***Annual Operating Permit*** Valid from: November 30, 2022 to November 29, 2023 Expired Permit: EP-2021-09274 | Corporate Electric Limited
PP-2022-04535 | 2023-01-03 | 111 E 5TH AVENUE, Vancouver, BC V5T 4L1 | Plumbing Permit | Commercial | Renovation | Completed | Commercial - We are capping off the drinking fountain | Lionsbay Plumbing & Heating Inc.
EP-2022-10779 | 2023-01-05 | 111 E 5TH AVENUE, Vancouver, BC V5T 4L1 | Electrical Permit | Commercial | Tenant Improvement | Completed | Installation / Repair - Commercial - The Demolition of of the Floor. all lights and receptacles in a dimisig wall will be removed #150 - 2nd floor Interior alterations to demolish non load bearing partition walls to return to shell in this existing vacant office space on the 2nd floor (#150) in this existing commercial building. Scope of work to 2nd floor only: remove partition walls, floor, T-Bar ceiling, floor finishes. Installation of temporary base building lighting and existing sprinkler heads to be reverted to base building condition. Electrical, plumbing and sprinkler work. | Torr Electric
EP-2022-06735 | 2022-08-11 | 111 E 5TH AVENUE, Vancouver, BC V5T 4L1 | Electrical Permit | Commercial | Tenant Improvement | Completed | Installation / Repair - Commercial - Demo wiring to old chiller, extend existing feed to new chiller & run control wiring for new chiller. *Mar 22, 2023 Amendment: Conduit & Wire to new 75 HP pump, via a VFD fed from existing transfer switch | Steele Electric (2001) Ltd
NULL | NULL | 111 E 5TH AVENUE, Vancouver, BC V5T 4L1 | Mechanical Permit | NULL | NULL | Draft | NULL | Division 15 Mechanical Ltd
EP-2023-10684 | 2023-11-28 | 111 E 5TH AVENUE, Vancouver, BC V5T 4L1 | Electrical Permit | Commercial | NULL | Issued | Annual / Operating - ***Annual Operating Permit*** -renewal of EP-2022-10334 -Valid: Nov. 30, 2023 - Nov. 29, 2024 | Corporate Electric Limited
EP-2024-00015 | 2024-01-05 | 285 E 5TH AVENUE, Vancouver, BC V5T 1H2 | Electrical Permit | Commercial | Addition | Issued | Installation / Repair - Commercial - Upgrade existing service to 400 A single phase 120/240 V, overhead service to commercial building. For the purpose of future load growth (possible upgrade in future to electric heat and / or EV Chargers. Estimated 57.6 KW.) | Troico Home Solutions & Manufacturing Inc
EP-2023-02314 | 2023-03-17 | 285 E 5TH AVENUE, Vancouver, BC V5T 1H2 | Electrical Permit | Commercial | Renovation | Completed | Installation / Repair - Commercial - Repairing service feeders. Put through as an emergency service repair. E/C said Overhead service conductors were hit by a truck in the back lane. OK to place point of attachment above Weather head. | Just Mechanical Ltd
GP-2023-00530 | 2023-02-15 | 773 E 59TH AVENUE, Vancouver, BC V5X 1Y5 | Gas Permit | Residential | Renovation | Completed | Residential - Replace old boiler with high efficient boiler. | 1380102 BC Ltd
EP-2023-07341 | 2023-08-24 | 780 E 59TH AVENUE, Vancouver, BC V5X 1Y4 | Electrical Permit | Residential | Renovation | Completed | Installation / Repair - Residential - wire in a heat pump MP-2023-01546 | Thomson Industries Ltd
MP-2023-01546 | 2023-08-23 | 780 E 59TH AVENUE, Vancouver, BC V5X 1Y4 | Mechanical Permit | NULL | NULL | Issued | NULL | Thomson Industries Ltd
GP-2022-02059 | 2022-07-12 | 794 E 59TH AVENUE, Vancouver, BC V5X 1Y4 | Gas Permit | Residential | Renovation | Completed | Residential - changed furnace | Avion Mechanical Ltd
GP-2022-00355 | 2022-02-03 | 1356 E 62ND AVENUE, Vancouver, BC V5X 2H5 | Gas Permit | Residential | Renovation - Dwelling Unit(s) only | Completed | Residential - BOILER REPLACEMENT | CoStar Home Energy Ltd
EP-2022-00196 | 2022-01-12 | 1453 E 60TH AVENUE, Vancouver, BC V5P 2H4 | Electrical Permit | Residential | New | Expired | Temporary Power - Residential - To provide temporary power. | AECOM ELECTRIC LTD
PP-2022-00979 | 2022-03-23 | 1453 E 60TH AVENUE, Vancouver, BC V5P 2H4 | Plumbing Permit | Residential | New | Completed | Residential - Installation of one sump without pump | Mainline Excavation Ltd
PP-2022-01464 | 2022-05-02 | 1453 E 60TH AVENUE, Vancouver, BC V5P 2H4 | Plumbing Permit | Residential | New | Completed | Residential - 2FD+2LO's - WEST SIDE - 1453 E 60TH AV - #1 & #2 EAST SIDE - 1455 E 60TH AV - #1 & #2 Plumbing To construct a 2 storey two-family dwelling with a/(2) lock off (s) located in the Basement/Cellar with a detached accessory building (garage) and 1 open parking at the rear providing 3 parking spaces, having vehicular access from the lane. 1. Covenant registered at the Land Title Office under CA9816373 2. A/C Unit proposed located in rear and upper floor | Lally Plumbing & Heating Ltd
EP-2022-03805 | 2022-05-12 | 1453 E 60TH AVENUE, Vancouver, BC V5P 2H4 | Electrical Permit | Residential | New | Completed | Installation / Repair - Residential - 2FD+2LO UNITS - 1453 E 60TH AV - #1 & #2 1455 E 60TH AV - #1 & #2 200 amp service connection , 125 amp service goes to each unit of Duplex, New installation To construct a 2 storey two-family dwelling with a/(2) lock off (s) located in the Basement/Cellar with a detached accessory building (garage) and 1 open parking at the rear providing 3 parking spaces, having vehicular access from the lane. 1. Covenant registered at the Land Title Office under CA9816373 2. A/C Unit proposed located in rear and upper floor | AECOM ELECTRIC LTD
GP-2022-01432 | 2022-05-11 | 1453 E 60TH AVENUE, Vancouver, BC V5P 2H4 | Gas Permit | Residential | New | Completed | Residential - Gas BBQ piping only | Lally Plumbing & Heating Ltd
SP-2022-01029 | 2022-06-23 | 1453 E 60TH AVENUE, Vancouver, BC V5P 2H4 | Sprinkler Permit | Residential | New | Completed | Residential - Sprinkler head installed 2FD+2LO ** Amend 07/11/2022** Updated engineer letter and Sprinkler Calculation ***March 6/23-AMEND*** Updated Schedule C ** Amend 07/12/2022* - Engineer Letter and Engineering Drawing and Calculation To construct a 2 storey two-family dwelling with a/(2) lock off (s) located in the Basement/Cellar with a detached accessory building (garage) and 1 open parking at the rear providing 3 parking spaces, having vehicular access from the lane. 1. Covenant registered at the Land Title Office under CA9816373 2. A/C Unit proposed located in rear and upper floor 3. Schedule B: (Md Shahidul Alam) P.Eng (604-653-7475) Structural and Geotechnical 7. HPO: Residential Builder- Khera Homes Ltd. AMEND: FEB 17/2023 UPLOADED: Schedule C-B Amend: Mar 10th, 2023 Floor Test Letter | RAHELU PLUMBING & HEATING LTD.
EP-2023-02011 | 2023-03-09 | 1453 E 60TH AVENUE, Vancouver, BC V5P 2H4 | Electrical Permit | Residential | New | Completed | Installation / Repair - Residential - Security alarm finishing only. >BP: To construct a 2 storey two-family dwelling with a/(2) lock off (s) located in the Basement/Cellar with a detached accessory building (garage) and 1 open parking at the rear providing 3 parking spaces, having vehicular access from the lane. 1. Covenant registered at the Land Title Office under CA9816373 2. A/C Unit proposed located in rear and upper floor 3. Schedule B: (Md Shahidul Alam) P.Eng (604-653-7475) Structural and Geotechnical 7. HPO: Residential Builder- Khera Homes Ltd. | Karma Communications Ltd.
EP-2022-02299 | 2022-03-22 | 1550 E 60TH AVENUE, Vancouver, BC V5P 2H3 | Electrical Permit | Residential | New | Expired | Temporary Power - Residential - To provide temporary power. | G G S ELECTRICAL LTD
MP-2023-00280 | 2023-03-01 | 1550 E 60TH AVENUE, Vancouver, BC V5P 2H3 | Mechanical Permit | NULL | NULL | Completed | NULL | Lally Plumbing & Heating Ltd
PP-2023-00492 | 2023-02-13 | 1550 E 60TH AVENUE, Vancouver, BC V5P 2H3 | Plumbing Permit | Residential | New | Completed | Residential - Plumbing >BP: To construct a 2 storey two-family dwelling with 2 secondary suites located in the Basement with a detached accessory building (garage) and 2 open parking spaces at the rear providing a total of 4 parking spaces, having vehicular access from the lane. 1. Covenant registered at the Land Title Office under CB291982 2. A/C proposed – Exterior component located in rear yard, Interior component located in basement 3. Bar sink not proposed. 4. Schedule B: (JASON HUI, P.Eng. 778-319-3403.) Structural 5. Schedule B: (ZHAO GUAN, P.Eng. 778-868-5635.) Geotechnical 6. HPO: Residential Builder- (ATHOULA MANAGEMENT LTD.) | Lally Plumbing & Heating Ltd
GP-2023-01209 | 2023-04-13 | 1550 E 60TH AVENUE, Vancouver, BC V5P 2H3 | Gas Permit | Residential | New | Completed | Residential - 2FD+2SS - WEST - 1550 E 60TH AV - #1 & #2 EAST - 1552 E 60TH AV - #1 & #2 Gas BBQ piping only The entire building, to be sprinklered to 2 x NFPA 13D >DB: To construct a 2 storey two-family dwelling with 2 secondary suites located in the Basement with a detached accessory building (garage) and 2 open parking spaces at the rear providing a total of 4 parking spaces, having vehicular access from the lane. 1. Covenant registered at the Land Title Office under CB291982 2. A/C proposed – Exterior component located in rear yard, Interior component located in basement 3. Bar sink not proposed. | Lally Plumbing & Heating Ltd
EP-2023-03537 | 2023-04-28 | 1550 E 60TH AVENUE, Vancouver, BC V5P 2H3 | Electrical Permit | Residential | New | Completed | Installation / Repair - Residential - DUPLEX ROUGH WIRING , SERVICE AND FINISHING *An approved mechanical permit is required for the installation of air conditioning or heat pump unit at the time of installation before an electrical inspection will be performed >BP: To construct a 2 storey two-family dwelling with 2 secondary suites located in the Basement ($903,000.00) with a detached accessory building (garage) and 2 open parking spaces at the rear providing a total of 4 parking spaces, having vehicular access from the lane. 1. Covenant registered at the Land Title Office under CB291982 2. A/C proposed – Exterior component located in rear yard, Interior component located in basement 3. Bar sink not proposed. 4. Schedule B: (JASON HUI, P.Eng. 778-319-3403.) Structural 5. Schedule B: (ZHAO GUAN, P.Eng. 778-868-5635.) Geotechnical 6. HPO: Residential Builder- (ATHOULA MANAGEMENT LTD.) Note: This is a 2 storey building pursuant to the Zoning and Development By-Law **THIS PERMIT HAS BEEN ISSUED UNDER THE REQUIREMENTS OF VBBL #12511 (2019) ** | G G S ELECTRICAL LTD
EP-2023-03539 | 2023-04-24 | 1550 E 60TH AVENUE, Vancouver, BC V5P 2H3 | Electrical Permit | Residential | New | Issued | Temporary Power - Residential - To provide temporary power. | G G S ELECTRICAL LTD
EP-2023-03895 | 2023-05-05 | 1550 E 60TH AVENUE, Vancouver, BC V5P 2H3 | Electrical Permit | Residential | New | Completed | Installation / Repair - Residential - Extra Low Voltage Pre-wire & Finishing for TV, Tel, Data, CCTV & Security Alarm System. >BP: To construct a 2 storey two-family dwelling with 2 secondary suites located in the Basement ($903,000.00) with a detached accessory building (garage) and 2 open parking spaces at the rear providing a total of 4 parking spaces, having vehicular access from the lane. | Secure Worx AV & Automation Inc
PP-2022-04074 | 2022-11-14 | 1550 E 60TH AVENUE, Vancouver, BC V5P 2H3 | Plumbing Permit | Residential | New | Completed | Residential - Two Sump No Pump. | Canadian Excavating Ltd
NULL | NULL | 1550 E 60TH AVENUE, Vancouver, BC V5P 2H3 | Plumbing Permit | Residential | New | Draft | Residential - Two Sump No Pump | Canadian Excavating Ltd
GP-2023-03253 | 2023-10-26 | 1695 E 60TH AVENUE, Vancouver, BC V5P 2H5 | Gas Permit | Residential | Renovation | Completed | Residential - Hot Water Tank and Furnace Re/Re **Amendment - to add 2nd appliance as only 1 on permit | Hillcrest Plumbing & Heating (1991) Ltd
EP-2023-10778 | 2023-11-30 | 395 E 55TH AVENUE, Vancouver, BC V5X 1N2 | Electrical Permit | Residential | New | Issued | Temporary Power - Residential - To provide temporary power. | Power Can Electrical Corp
EP-2023-10939 | 2024-01-18 | 395 E 55TH AVENUE, Vancouver, BC V5X 1N2 | Electrical Permit | Residential | Addition | Issued | Installation / Repair - Residential - ¦ 1FD- 100A DISCONNECT/RECONNECT ¦ installing new service for the house on LWH structure. new 100 amp over head service. | Power Can Electrical Corp
GP-2022-03933 | 2022-12-09 | 408 E 55TH AVENUE, Vancouver, BC V5X 1N4 | Gas Permit | Residential | Addition | Completed | Residential - This is a old house getting a boiler replaced | AKAL Plumbing & Heating Ltd
GP-2021-02832 | 2022-01-28 | 426 E 55TH AVENUE, Vancouver, BC V5X 1N4 | Gas Permit | Residential | Addition | Completed | Residential - 426 E 55TH AV - #1 & #2 - Gas fireplace installation To construct a 2 storey + basement one-family dwelling with a secondary suite located in the basement. Note: Parking provided under lwh permit DB-2020-03290 Note: This is a 2 storey building pursuant to the Zoning and Development By-Law 1- Covenant must be registered at the Land Title Office prior to the sheathing inspection 2- No strata titling permitted 3- No proposed bar sink 4- A/C unit proposed in rear yard | Vaglio Fireplace LTD
GP-2023-00486 | 2023-02-09 | 2326 E 53RD AVENUE, Vancouver, BC V5S 1V8 | Gas Permit | Residential | Tenant Improvement | Completed | Residential - Replacing HWT with Navien Tankless water heater | 0994152 BC Ltd
EP-2023-00768 | 2023-02-07 | 2326 E 53RD AVENUE, Vancouver, BC V5S 1V8 | Electrical Permit | Residential | Tenant Improvement | Completed | Installation / Repair - Residential - Electrical to heat pump unit related: MP-2023-00121 To construct a 2 storey laneway house building with an open parking pad providing 1 parking space having vehicular access from the lane Note: This is a 1 ½ storey building pursuant to the Zoning & Development By-law 1. No A/C unit proposed 2. Schedule B: Shamsul Alam Shikder, P.Eng (604.255.3740) Structural & Geotechnical 3. HPO: Residential Builder- TVK Construction Ltd | 0994152 BC Ltd
MP-2023-00121 | 2023-01-30 | 2326 E 53RD AVENUE, Vancouver, BC V5S 1V8 | Mechanical Permit | NULL | NULL | Completed | NULL | 0994152 BC Ltd
EP-2023-10579 | 2023-11-23 | 2326 E 53RD AVENUE, Vancouver, BC V5S 1V8 | Electrical Permit | Residential | Renovation | Issued | Installation / Repair - Residential - ¦ 1FD- 125A SERVICE DISCONNECT/ RE-CONNECT ¦ meter relocation for main house | CSM Electric Ltd
PP-2024-00004 | 2024-01-03 | 2450 E 53RD AVENUE, Vancouver, BC V5S 1V8 | Plumbing Permit | Residential | New | Issued | Residential - This is a new house with 36 fixtures. >BP: To construct a 2 storey Single Detached House with one secondary suite located in the Basement with an open parking pad, providing 1 parking space, having vehicular access from the rear 20' Lane. 1. Covenant registered at the Land Title Office under CB430540 2. A/C proposed – Exterior component located in rear yard, Interior component located in second floor 3. Bar sink located in basement 4. Schedule B: (Antony Wang) P.Eng (604.618.6236) Struct. & Geo. 5. HPO: Residential Builder- Cam Frank Construction Ltd - #30267 | AKAL Plumbing & Heating Ltd
MP-2024-00026 | 2024-01-08 | 2450 E 53RD AVENUE, Vancouver, BC V5S 1V8 | Mechanical Permit | NULL | NULL | Issued | NULL | AKAL Plumbing & Heating Ltd
PP-2023-03775 | 2023-10-26 | 2450 E 53RD AVENUE, Vancouver, BC V5S 1V8 | Plumbing Permit | Residential | New | Issued | Residential - 1FD+SS - To install 1 gravity sump | Trust Excavation & Demolition Ltd
EP-2023-03645 | 2023-04-26 | 2450 E 53RD AVENUE, Vancouver, BC V5S 1V8 | Electrical Permit | Residential | New | Issued | Temporary Power - Residential - To provide temporary power. | Simon Electric Ltd
EP-2023-09315 | 2023-10-16 | 1748 E 55TH AVENUE, Vancouver, BC V5P 1Z6 | Electrical Permit | Residential | Renovation | Issued | Installation / Repair - Residential - New installation of lights, receptacles bathroom fan; for two bathrooms. >BP: Interior alterations to this existing one family dwelling on this site. Scope of work includes: 1) Addition of a 3 piece bathroom on the main floor. 2) Addition of a 3 piece bathroom on the second floor. Ok for Field Review as per Manuel Meier. Note to applicant: The services of a structural engineer may be required, based upon site inspection by the District Building Inspector. Energy checklist is currently no longer required with your Building Permit (BP) application. Some supporting documents are still required at BP stage, specifically Envelope and HVAC, if applicable. Service Water Heating and Lighting supporting documents, if applicable, must be submitted with your related Trades permits (e.g. electrical and plumbing | Xian Zhao
PP-2023-04062 | 2023-11-20 | 1748 E 55TH AVENUE, Vancouver, BC V5P 1Z6 | Plumbing Permit | Residential | Addition | Issued | Residential - addition of a 3 piece bathroom on the main floor addition of a 4 piece bathroom on the second floor >BP: 1748 E 55th Avenue Interior alterations to this existing one family dwelling on this site. Scope of work includes: 1) Addition of a 3 piece bathroom on the main floor. 2) Addition of a 3 piece bathroom on the second floor. | H W PLUMBING & HEATING
NULL | NULL | 1748 E 55TH AVENUE, Vancouver, BC V5P 1Z6 | Plumbing Permit | Residential | Addition | Draft | Residential - addition of a 3 piece bathroom on the main floor addition of a 4 piecebathroom on the second floor | H W PLUMBING & HEATING
MP-2023-02252 | 2023-12-18 | 759 E 57TH AVENUE, Vancouver, BC V5X 1T3 | Mechanical Permit | NULL | NULL | Completed | NULL | Ultimate Choice Air Conditioning & Renovations Ltd
MP-2023-02154 | NULL | 759 E 57TH AVENUE, Vancouver, BC V5X 1T3 | Mechanical Permit | NULL | NULL | Application Incomplete | NULL | Samra Heating & Cooling Ltd
GP-2023-01208 | 2023-04-13 | 759 E 57TH AVENUE, Vancouver, BC V5X 1T3 | Gas Permit | Residential | New | Completed | Residential - 1FD+SS - #1 & #2 - Gas BBQ piping only >DB: To construct a 2 storey + basement one-family dwelling with a secondary suite with 1 rear surface parking space, having vehicular access from the lane. Note: This is a 2 storey building pursuant to the Zoning and Development By-Law 1- Covenant registered at the Land Title Office under CA9981060 2- No strata titling permitted 3- Bar sink proposed in the basement 4- A/C unit proposed in the rear yard 7- The entire building, INCLUDING THE ATTACHED GARAGE (if applicable), to be sprinklered to NFPA 13D. | Lally Plumbing & Heating Ltd
MP-2023-00451 | 2023-03-22 | 759 E 57TH AVENUE, Vancouver, BC V5X 1T3 | Mechanical Permit | NULL | NULL | Completed | NULL | Lally Plumbing & Heating Ltd
EP-2023-02398 | 2023-04-27 | 759 E 57TH AVENUE, Vancouver, BC V5X 1T3 | Electrical Permit | Residential | New | Completed | Installation / Repair - Residential - 200 amp service connection 125 amp goes to house , 100 amp goes to Lwh , New installation >BP: To construct a 2 storey + basement one-family dwelling with a secondary suite ($719,960.00) with 1 rear surface parking space, having vehicular access from the lane. Note: This Building Permit will remain in a suspended status until the associated (green) Demolition Permit BP-2022-02642 is completed. Note: This is a 2 storey building pursuant to the Zoning and Development By-Law 1- Covenant registered at the Land Title Office under CA9981060 2- No strata titling permitted 3- Bar sink proposed in the basement 4- A/C unit proposed in the rear yard 5- Schedule B: Shambhu N. Biswas, P.Eng (604-250-8666) Structural & Geotechnical 6- HPO: Residential Builder – Alpha Edge Construction Ltd. 7- The entire building, INCLUDING THE ATTACHED GARAGE (if applicable), to be sprinklered to NFPA 13D. ******THIS PERMIT HAS BEEN ISSUED UNDER THE REQUIREMENTS OF VBBL #12511 (2019)****** | AECOM ELECTRIC LTD
PP-2023-00307 | 2023-01-30 | 759 E 57TH AVENUE, Vancouver, BC V5X 1T3 | Plumbing Permit | Residential | New | Completed | Residential - Sumps >BP: To construct a 2 storey + basement one-family dwelling with a secondary suite ($719,960.00) with 1 rear surface parking space, having vehicular access from the lane. | Bhullar Excavating and Demolition
SP-2023-00216 | 2023-02-06 | 759 E 57TH AVENUE, Vancouver, BC V5X 1T3 | Sprinkler Permit | Residential | New | Completed | Residential - Install Sprinkler Heads >BP: To construct a 2 storey + basement one-family dwelling with a secondary suite with 1 rear surface parking space, having vehicular access from the lane. Note: This is a 2 storey building pursuant to the Zoning and Development By-Law 1- Covenant registered at the Land Title Office under CA9981060 2- No strata titling permitted 3- Bar sink proposed in the basement 4- A/C unit proposed in the rear yard 5- Schedule B: Shambhu N. Biswas, P.Eng (604-250-8666) Structural & Geotechnical 6- HPO: Residential Builder – Alpha Edge Construction Ltd. 7- The entire building, INCLUDING THE ATTACHED GARAGE (if applicable), to be sprinklered to NFPA 13D. Dec 20/2023-AMEND Flow test report provided | RAHELU PLUMBING & HEATING LTD.
PP-2023-00766 | 2023-03-07 | 759 E 57TH AVENUE, Vancouver, BC V5X 1T3 | Plumbing Permit | Residential | New | Completed | Residential - 1FD+SS - Plumbing >DB: To construct a 2 storey + basement one-family dwelling with a secondary suite with 1 rear surface parking space, having vehicular access from the lane. Note: This is a 2 storey building pursuant to the Zoning and Development By-Law 1- Covenant registered at the Land Title Office under CA9981060 2- No strata titling permitted 3- Bar sink proposed in the basement 4- A/C unit proposed in the rear yard 7- The entire building, INCLUDING THE ATTACHED GARAGE (if applicable), to be sprinklered to NFPA 13D. >>>>>>> Amend: Aug. 18th, 2023 Note: adding 2 outside sumps re: TAKING SUMP PERMIT over from another contractor: PP-2023-00307 -change of contractor letter uploaded | Lally Plumbing & Heating Ltd
EP-2022-09830 | 2022-11-21 | 60 E 59TH AVENUE, Vancouver, BC V5X 1X6 | Electrical Permit | Residential | Addition | Completed | Installation / Repair - Residential - Upgrade and relocate existing service to 200A duplex meter base 125A - Laneway main switch 150A - Main house switch Upgrade new underground service feeder | AMTEK Electric Ltd
EP-2022-02328 | 2022-03-30 | 60 E 59TH AVENUE, Vancouver, BC V5X 1X6 | Electrical Permit | Residential | New | Expired | Temporary Power - Residential - To provide temporary power. | AMTEK Electric Ltd
EP-2022-02176 | 2022-03-17 | 60 E 59TH AVENUE, Vancouver, BC V5X 1X6 | Electrical Permit | Residential | New | Expired | Temporary Power - Residential - To provide temporary power. | AMTEK Electric Ltd
EP-2022-10068 | 2022-11-29 | 66 E 59TH AVENUE, Vancouver, BC V5X 1X6 | Electrical Permit | Residential | New | Issued | Installation / Repair - Residential - IFD - #1 - Rough in Wiring, Finish Wiring, New Service installation for Single Family Dwelling with 200 A main service, Main Switch for House 125 A >DB: To construct a 2 storey + cellar one-family dwelling with 2 parking spaces, having vehicular access from the lane. Note: This is a 2 storey building pursuant to the Zoning and Development By-Law 1- Bar/Sink proposed in the cellar 2- A/C unit proposed the rear yard 5- The entire building, INCLUDING THE ATTACHED GARAGE (if applicable), to be sprinklered to NFPA 13D. | AMTEK Electric Ltd
EP-2022-10026 | 2022-11-28 | 66 E 59TH AVENUE, Vancouver, BC V5X 1X6 | Electrical Permit | Residential | New | Issued | Installation / Repair - Residential - Low voltage & security alarm completion >BP: To construct a 2 storey + cellar one-family dwelling ($703,397.50) with 2 parking spaces, having vehicular access from the lane. Note: This is a 2 storey building pursuant to the Zoning and Development By-Law 1- Bar/Sink proposed in the cellar 2- A/C unit proposed the rear yard 3- Schedule B: Maninder Hundal, P.Eng. (604-825-4378) Structural; Tegbir Bajwa, P.Eng. (778-995-2404) Geotechnical 4- HPO: Residential Builder – Best Unique Homes Ltd. 5- The entire building, INCLUDING THE ATTACHED GARAGE (if applicable), to be sprinklered to NFPA 13D. ******THIS PERMIT HAS BEEN ISSUED UNDER THE REQUIREMENTS OF VBBL #12511 (2019)****** | Xon Automation Ltd
GP-2023-00027 | 2023-01-05 | 66 E 59TH AVENUE, Vancouver, BC V5X 1X6 | Gas Permit | Residential | New | Completed | Residential - This is a new house with 6 fixtures >BP: To construct a 2 story + cellar one-family dwelling with 2 parking spaces, having vehicular access from the lane. Note: This is a 2 storey building pursuant to the Zoning and Development By-Law 1- Bar/Sink proposed in the cellar 2- A/C unit proposed the rear yard 3- Schedule B: Maninder Hundal, P.Eng. (604-825-4378) Structural; Tegbir Bajwa, P.Eng. (778-995-2404) Geotechnical 4- HPO: Residential Builder – Best Unique Homes Ltd. 5- The entire building, INCLUDING THE ATTACHED GARAGE (if applicable), to be sprinklered to NFPA 13D. | AKAL Plumbing & Heating Ltd
NULL | NULL | 66 E 59TH AVENUE, Vancouver, BC V5X 1X6 | Gas Permit | Residential | New | Draft | Residential - Install one gas fireplace | JOT MECHANICAL LTD
GP-2023-00115 | 2023-01-12 | 66 E 59TH AVENUE, Vancouver, BC V5X 1X6 | Gas Permit | Residential | New | Issued | Residential - Install fireplace only >BP: To construct a 2 story + cellar one-family dwelling with 2 parking spaces, having vehicular access from the lane. Note: This is a 2 storey building pursuant to the Zoning and Development By-Law 1- Bar/Sink proposed in the cellar 2- A/C unit proposed the rear yard 3- Schedule B: Maninder Hundal, P.Eng. (604-825-4378) Structural; Tegbir Bajwa, P.Eng. (778-995-2404) Geotechnical 4- HPO: Residential Builder – Best Unique Homes Ltd. 5- The entire building, INCLUDING THE ATTACHED GARAGE (if applicable), to be sprinklered to NFPA 13D. | JOT MECHANICAL LTD
PP-2022-02249 | 2022-06-27 | 66 E 59TH AVENUE, Vancouver, BC V5X 1X6 | Plumbing Permit | Residential | New | Issued | Residential - Outside sump | Power Excavating Ltd
PP-2022-02323 | 2022-07-04 | 66 E 59TH AVENUE, Vancouver, BC V5X 1X6 | Plumbing Permit | Residential | New | Completed | Residential - New House with 26 Fixtures total >To construct a 2 storey + cellar one-family dwelling ($703,397.50) with 2 parking spaces, having vehicular access from the lane. Note: This is a 2 storey building pursuant to the Zoning and Development By-Law 1- Bar/Sink proposed in the cellar 2- A/C unit proposed the rear yard 3- Schedule B: Maninder Hundal, P.Eng. (604-825-4378) Structural; Tegbir Bajwa, P.Eng. (778-995-2404) Geotechnical 4- HPO: Residential Builder – Best Unique Homes Ltd. 5- The entire building, INCLUDING THE ATTACHED GARAGE (if applicable), to be sprinklered to NFPA 13D. Addressing Note: BUILDNG 1 #1-66 E 59th Av - One Family Dwelling (1st & 2nd floor, basement) Address and suite number assigned as per approved plans for Fire and Emergency response. The address number is to be posted to the building to be visible from the street and the suite number is to be posted at the suite entry in accordance with the Building By-law prior to final inspection. ******THIS PERMIT HAS BEEN ISSUED UNDER THE REQUIREMENTS OF VBBL #12511 (2019)****** | AKAL Plumbing & Heating Ltd
SP-2022-01418 | 2022-09-02 | 66 E 59TH AVENUE, Vancouver, BC V5X 1X6 | Sprinkler Permit | Residential | New | Issued | Residential - Install sprinklers in sfd >To construct a 2 storey + cellar one-family dwelling ($703,397.50) with 2 parking spaces, having vehicular access from the lane. Note: This is a 2 storey building pursuant to the Zoning and Development By-Law 1- Bar/Sink proposed in the cellar 2- A/C unit proposed the rear yard 3- Schedule B: Maninder Hundal, P.Eng. (604-825-4378) Structural; Tegbir Bajwa, P.Eng. (778-995-2404) Geotechnical 4- HPO: Residential Builder – Best Unique Homes Ltd. 5- The entire building, INCLUDING THE ATTACHED GARAGE (if applicable), to be sprinklered to NFPA 13D. Addressing Note: BUILDNG 1 #1-66 E 59th Av - One Family Dwelling (1st & 2nd floor, basement) Address and suite number assigned as per approved plans for Fire and Emergency response. The address number is to be posted to the building to be visible from the street and the suite number is to be posted at the suite entry in accordance with the Building By-law prior to final inspection. ******THIS PERMIT HAS BEEN ISSUED UNDER THE REQUIREMENTS OF VBBL #12511 (2019)****** | Gold Key Fire Protection Ltd
MP-2022-00117 | 2022-08-17 | 66 E 59TH AVENUE, Vancouver, BC V5X 1X6 | Mechanical Permit | NULL | NULL | Completed | NULL | AKAL Plumbing & Heating Ltd
PP-2023-02977 | 2023-08-22 | 66 E 59TH AVENUE, Vancouver, BC V5X 1X6 | Plumbing Permit | Residential | New | Completed | Residential - 1FD - #1 - backflow preventor for lawn irrigation | Oriental Landscaping & Home Improvement ltd
GP-2023-02952 | 2023-10-05 | 82 E 59TH AVENUE, Vancouver, BC V5X 1X6 | Gas Permit | Residential | Renovation - Dwelling Unit(s) only | Completed | Residential - furnace replacement | Central Commercial & Residential Services
GP-2022-03443 | 2022-11-04 | 120 E 59TH AVENUE, Vancouver, BC V5X 1X6 | Gas Permit | Residential | Renovation | Completed | Residential - replaced gas furnace AMEND: Nov- 16/22 Add Installation of replacement hot water tank | BNA Systems Inc and/or Kirkland Metal Shop Ltd
GP-2022-02597 | 2022-08-30 | 871 E 58TH AVENUE, Vancouver, BC V5X 1W6 | Gas Permit | Residential | Renovation | Completed | Residential - Boiler Replacement | Westmount Heating Ltd
PP-2022-04092 | 2022-11-15 | 925 E 58TH AVENUE, Vancouver, BC V5X 1W6 | Plumbing Permit | Residential | New | Completed | Residential - Sump >>Amend: January 18th -2 sumps no pump | PTL Contracting Ltd
EP-2023-00218 | 2023-01-12 | 925 E 58TH AVENUE, Vancouver, BC V5X 1W6 | Electrical Permit | Residential | New | Completed | Installation / Repair - Residential - NEW ELECTRICAL FOR SINGLE FAMILY WITH BASEMENT SUITE >BP: To construct a 2 storey one-family dwelling with a secondary suite located in the Basement ($670,250) with an open parking pad, providing 1 parking space, having vehicular access from the 20' Lane. Note: The entire building, INCLUDING THE ATTACHED GARAGE (if applicable), to be sprinklered to NFPA 13D 1. Covenant registered at the Land Title Office under CB183081 2. A/C proposed – Exterior component located in Rear Interior component located in Upper Floor. 3. Bar sink located in basement. 4. Schedule B: (A.D.A Prahalad) P.Eng (604.831.1431) Structural & Geotechnical 5. HPO: Residential Builder- Senator Homes Ltd Note: This is a 2 storey building pursuant to the Zoning and Development By-Law | Indy Electrical Ltd
MP-2023-00031 | 2023-01-05 | 925 E 58TH AVENUE, Vancouver, BC V5X 1W6 | Mechanical Permit | NULL | NULL | Completed | NULL | Dynasty Developments Ltd
PP-2022-04399 | 2022-12-12 | 925 E 58TH AVENUE, Vancouver, BC V5X 1W6 | Plumbing Permit | Residential | New | Completed | Residential - Rough in and water lines >BP: To construct a 2 storey one-family dwelling with a secondary suite located in the Basement with an open parking pad, providing 1 parking space, having vehicular access from the 20' Lane. Note: The entire building, INCLUDING THE ATTACHED GARAGE (if applicable), to be sprinklered to NFPA 13D 1. Covenant registered at the Land Title Office under CB183081 2. A/C proposed – Exterior component located in Rear Interior component located in Upper Floor. 3. Bar sink located in basement. 4. Schedule B: (A.D.A Prahalad) P.Eng (604.831.1431) Structural & Geotechnical 5. HPO: Residential Builder- Senator Homes Ltd | Dynasty Developments Ltd
GP-2022-03949 | 2022-12-12 | 925 E 58TH AVENUE, Vancouver, BC V5X 1W6 | Gas Permit | Residential | New | Completed | Residential - Install boiler and gas range piping for fireplace and bbq Jan 24/23 - AMEND add 1 more BBQ 45000 btu >BP: To construct a 2 story one-family dwelling with a secondary suite located in the Basement with an open parking pad, providing 1 parking space, having vehicular access from the 20' Lane. | JOT MECHANICAL LTD
EP-2023-01049 | 2023-02-08 | 925 E 58TH AVENUE, Vancouver, BC V5X 1W6 | Electrical Permit | Residential | New | Completed | Installation / Repair - Residential - low voltage wiring , complete alarm system ,network wiring , ceiling speakers and video cameras. >BP: To construct a 2 storey one-family dwelling with a secondary suite located in the Basement ($670,250) with an open parking pad, providing 1 parking space, having vehicular access from the 20' Lane. Note: The entire building, INCLUDING THE ATTACHED GARAGE (if applicable), to be sprinklered to NFPA 13D 1. Covenant registered at the Land Title Office under CB183081 2. A/C proposed – Exterior component located in Rear Interior component located in Upper Floor. 3. Bar sink located in basement. 4. Schedule B: (A.D.A Prahalad) P.Eng (604.831.1431) Structural & Geotechnical 5. HPO: Residential Builder- Senator Homes Ltd Note: This is a 2 storey building pursuant to the Zoning and Development By-Law **THIS PERMIT HAS BEEN ISSUED UNDER THE REQUIREMENTS OF VBBL #12511 (2019) ** | Tutronic Security Sytem Co Ltd
SP-2023-00187 | 2023-02-01 | 925 E 58TH AVENUE, Vancouver, BC V5X 1W6 | Sprinkler Permit | Residential | New | Completed | Residential - 1FD+SS - #1 & #2 - Install sprinklers in sfd >DB: To construct a 2 storey one-family dwelling with a secondary suite located in the Basement with an open parking pad, providing 1 parking space, having vehicular access from the 20' Lane. Note: The entire building, INCLUDING THE ATTACHED GARAGE (if applicable), to be sprinklered to NFPA 13D 1. Covenant registered at the Land Title Office under CB183081 2. A/C proposed – Exterior component located in Rear Interior component located in Upper Floor. 3. Bar sink located in basement | Gold Key Fire Protection Ltd
GP-2023-00387 | 2023-02-08 | 925 E 58TH AVENUE, Vancouver, BC V5X 1W6 | Gas Permit | Residential | New | Completed | Residential - Main house fireplace >BP: To construct a 2 storey one-family dwelling with a secondary suite located in the Basement ($670,250) with an open parking pad, providing 1 parking space, having vehicular access from the 20' Lane. | Canadian Fireplace Ltd
EP-2022-03641 | 2022-05-04 | 925 E 58TH AVENUE, Vancouver, BC V5X 1W6 | Electrical Permit | Residential | New | Expired | Temporary Power - Residential - To provide temporary power. | Indy Electrical Ltd
GP-2023-01342 | 2023-04-25 | 1368 E 62ND AVENUE, Vancouver, BC V5X 2H5 | Gas Permit | Residential | Renovation | Completed | Residential - HWT re&re | Ferenc Nagy
GP-2023-02832 | 2023-09-27 | 1379 E 62ND AVENUE, Vancouver, BC V5X 2H4 | Gas Permit | Residential | Renovation | Issued | Residential - Installation of new Navien NHB-110H condensing boiler | Pioneer Plumbing & Heating Inc
GP-2023-03476 | 2023-11-09 | 1392 E 62ND AVENUE, Vancouver, BC V5X 2H5 | Gas Permit | Residential | Renovation - Dwelling Unit(s) only | Completed | Residential - tankless water heater replacement | Central Commercial & Residential Services
MP-2023-02014 | 2023-11-09 | 1392 E 62ND AVENUE, Vancouver, BC V5X 2H5 | Mechanical Permit | NULL | NULL | Completed | NULL | Central Commercial & Residential Services
EP-2023-10067 | 2023-11-15 | 1392 E 62ND AVENUE, Vancouver, BC V5X 2H5 | Electrical Permit | Residential | Addition | Completed | Installation / Repair - Residential - New 200A overhead service upgrade, BC Hydro #4961407. Dedicated circuit for new 240V MOCP 35A heat pump + 240V 30A electric duct heater | KOVAC ELECTRICAL GROUP LTD.
EP-2023-03115 | 2023-04-28 | 1421 E 62ND AVENUE, Vancouver, BC V5P 2K6 | Electrical Permit | Residential | New | Completed | Installation / Repair - Residential - New construction *An approved mechanical permit is required for the installation of air conditioning or heat pump unit at the time of installation before an electrical inspection will be performed >BP: To construct a 2 storey two-family dwelling ($824,600) with a detached accessory building (garage) at the rear providing 2 parking spaces, having vehicular access from the lane. Note: The entire building, INCLUDING THE ATTACHED GARAGE (if applicable), to be sprinklered to 2 x NFPA 13D 1. A/C proposed – Exterior component located in Rear, Interior component located in Upper 2. No Bar sink 3. Schedule B: (B.S. Sidhu) P.Eng (604.339-0034) Structural & Geotechnical 4. HPO: Residential Builder- Gurjiwan Singh Gill Note: This is a 2 storey building pursuant to the Zoning and Development By-Law **THIS PERMIT HAS BEEN ISSUED UNDER THE REQUIREMENTS OF VBBL #12511 (2019)** | Sandhu Electric Ltd
PP-2023-00737 | 2023-03-06 | 1421 E 62ND AVENUE, Vancouver, BC V5P 2K6 | Plumbing Permit | Residential | New | Completed | Residential - 2FD - FRONT - 1421 E 62ND AV BACK - 1423 E 62ND AV installation of the plumbing system in 2 duplex units >DB: To construct a 2 storey two-family dwelling with a detached accessory building (garage) at the rear providing 2 parking spaces, having vehicular access from the lane. Note: The entire building, INCLUDING THE ATTACHED GARAGE (if applicable), to be sprinklered to 2 x NFPA 13D 1. A/C proposed – Exterior component located in Rear, Interior component located in Upper 2. No Bar sink | Axis Mechanical Ltd
MP-2023-00328 | 2023-03-09 | 1421 E 62ND AVENUE, Vancouver, BC V5P 2K6 | Mechanical Permit | NULL | NULL | Completed | NULL | Axis Mechanical Ltd
EP-2023-04009 | 2023-05-08 | 1421 E 62ND AVENUE, Vancouver, BC V5P 2K6 | Electrical Permit | Residential | New | Completed | Installation / Repair - Residential - Low Voltage - Data, Tel, cameras, vacuum, and alarm rough in only. >BP: To construct a 2 storey two-family dwelling ($824,600) with a detached accessory building (garage) at the rear providing 2 parking spaces, having vehicular access from the lane. Note: The entire building, INCLUDING THE ATTACHED GARAGE (if applicable), to be sprinklered to 2 x NFPA 13D 1. A/C proposed – Exterior component located in Rear, Interior component located in Upper 2. No Bar sink 3. Schedule B: (B.S. Sidhu) P.Eng (604.339-0034) Structural & Geotechnical 4. HPO: Residential Builder- Gurjiwan Singh Gill Note: This is a 2 storey building pursuant to the Zoning and Development By-Law **THIS PERMIT HAS BEEN ISSUED UNDER THE REQUIREMENTS OF VBBL #12511 (2019)** | GS Security System Ltd
SP-2023-00889 | 2023-05-18 | 1421 E 62ND AVENUE, Vancouver, BC V5P 2K6 | Sprinkler Permit | Residential | New | Completed | Residential - 2FD - WEST - 1421 E 62ND AV EAST - 1423 E 62ND AV New sprinkler system >DB: To construct a 2 storey two-family dwelling with a detached accessory building (garage) at the rear providing 2 parking spaces, having vehicular access from the lane. Note: The entire building, INCLUDING THE ATTACHED GARAGE (if applicable), to be sprinklered to 2 x NFPA 13D 1. A/C proposed – Exterior component located in Rear, Interior component located in Upper 2. No Bar sink | Haven Fire Protection Ltd
GP-2023-01590 | 2023-05-19 | 1421 E 62ND AVENUE, Vancouver, BC V5P 2K6 | Gas Permit | Residential | New | Completed | Residential - 2FD - WEST - 1421 E 62ND AV EAST - 1423 E 62ND AV installation of new gas system and appliance in the duplexes >DB: To construct a 2 storey two-family dwelling with a detached accessory building (garage) at the rear providing 2 parking spaces, having vehicular access from the lane. Note: The entire building, INCLUDING THE ATTACHED GARAGE (if applicable), to be sprinklered to 2 x NFPA 13D 1. A/C proposed – Exterior component located in Rear, Interior component located in Upper 2. No Bar sink | Axis Mechanical Ltd
PP-2023-00118 | 2023-01-12 | 1421 E 62ND AVENUE, Vancouver, BC V5P 2K6 | Plumbing Permit | Residential | New | Completed | Residential - Sump | Jewel Mini Excavating Ltd
EP-2022-09000 | 2022-10-24 | 1421 E 62ND AVENUE, Vancouver, BC V5P 2K6 | Electrical Permit | Residential | New | Expired | Temporary Power - Residential - TEMPORARY POWER POLE VALID: OCT 21/2022 TO OCT 20/2023 To provide temporary power. | MSD Electrical Ltd.
EP-2022-08490 | 2022-10-07 | 625 E 60TH AVENUE, Vancouver, BC V5X 2A2 | Electrical Permit | Residential | Renovation | Completed | Installation / Repair - Residential - Upgrade service from 125A to 200A,new service mast at the garage,and feed 125A to existing of the house. | PANG'S ELECTRIC LTD
EP-2022-08178 | 2022-09-26 | 636 E 60TH AVENUE, Vancouver, BC V5X 2A3 | Electrical Permit | Residential | New | Expired | Temporary Power - Residential - To provide temporary power. Amended - Sept 27th,2022 Changed address to 636 E 60th. Ave | Elixir Electric Ltd
EP-2022-08179 | 2023-03-22 | 636 E 60TH AVENUE, Vancouver, BC V5X 2A3 | Electrical Permit | Residential | New | Completed | Installation / Repair - Residential - 1FD+SS - #1 & #2 - New Installation *An approved mechanical permit is required for the installation of air conditioning or heat pump unit at the time of installation before an electrical inspection will be performed >DB: To construct a 2 storey one-family dwelling with a secondary suite located in the Basement with an open parking pad, providing 1 parking space, having vehicular access from the 20' Lane. 1. Covenant registered at the Land Title Office under CA9990958 2. A/C proposed – Exterior component located in Rear, Interior component located in Second Floor 3. Bar sink located in basement. Note: The entire building, INCLUDING THE ATTACHED GARAGE (if applicable), to be sprinklered to NFPA 13D Amend May 18, 2023 -"Change house service from 100amp to 125amp" | Elixir Electric Ltd
GP-2023-01497 | 2023-05-09 | 636 E 60TH AVENUE, Vancouver, BC V5X 2A3 | Gas Permit | Residential | New | Completed | Residential - 1 boiler. 1 range, 1 BBQ & 1fireplace There is pipping for fireplace >BP: To construct a 2 storey one-family dwelling with a secondary suite *Amendment - November 28, 2023 - changed BBQ from piping to complete | JOT MECHANICAL LTD
EP-2023-04047 | 2023-05-09 | 636 E 60TH AVENUE, Vancouver, BC V5X 2A3 | Electrical Permit | Residential | New | Completed | Installation / Repair - Residential - Low voltage cabling & security alarm completion. >BP: To construct a 2 storey one-family dwelling with a secondary suite located in the Basement ($638,250) with an open parking pad, providing 1 parking space, having vehicular access from the 20' Lane. 1. Covenant registered at the Land Title Office under CA9990958 2. A/C proposed – Exterior component located in Rear, Interior component located in Second Floor 3. Bar sink located in basement. 4. Schedule B: (T.K. Sharma) P.Eng (778.863.7076) Structural & Geotechnical 5. HPO: Residential Builder-Crown Pacific Development Ltd Note: The entire building, INCLUDING THE ATTACHED GARAGE (if applicable), to be sprinklered to NFPA 13D Note: This is a 2 storey building pursuant to the Zoning and Development By-Law **THIS PERMIT HAS BEEN ISSUED UNDER THE REQUIREMENTS OF VBBL #12511 (2019) ** | Xon Automation Ltd
MP-2023-00738 | 2023-04-30 | 636 E 60TH AVENUE, Vancouver, BC V5X 2A3 | Mechanical Permit | NULL | NULL | Completed | NULL | FAST ROUTE PLUMBING & REFRIGERATION MECHANICAL LTD
SP-2023-00813 | 2023-05-10 | 636 E 60TH AVENUE, Vancouver, BC V5X 2A3 | Sprinkler Permit | Residential | New | Completed | Residential - New sprinkler system >BP; To construct a 2 storey one-family dwelling with a secondary suite located in the Basement with an open parking pad, providing 1 parking space, having vehicular access from the 20' Lane. 1. Covenant registered at the Land Title Office under CA9990958 2. A/C proposed – Exterior component located in Rear, Interior component located in Second Floor 3. Bar sink located in basement. 4. Schedule B: (T.K. Sharma) P.Eng (778.863.7076) Structural & Geotechnical 5. HPO: Residential Builder-Crown Pacific Development Ltd Note: The entire building, INCLUDING THE ATTACHED GARAGE (if applicable), to be sprinklered to NFPA 13D Note: This is a 2 storey building pursuant to the Zoning and Development By-Law | Haven Fire Protection Ltd
PP-2023-00928 | 2023-03-20 | 636 E 60TH AVENUE, Vancouver, BC V5X 2A3 | Plumbing Permit | Residential | New | Completed | Residential - 1FD+SS - #1 & #2 - Installation of plumbing pipes and fixtures >DB: To construct a 2 storey one-family dwelling with a secondary suite located in the Basement with an open parking pad, providing 1 parking space, having vehicular access from the 20' Lane. 1. Covenant registered at the Land Title Office under CA9990958 2. A/C proposed – Exterior component located in Rear, Interior component located in Second Floor 3. Bar sink located in basement. Note: The entire building, INCLUDING THE ATTACHED GARAGE (if applicable), to be sprinklered to NFPA 13D | BRAR PLUMBING & HEATING LTD
MP-2023-00494 | 2023-03-26 | 636 E 60TH AVENUE, Vancouver, BC V5X 2A3 | Mechanical Permit | NULL | NULL | Completed | NULL | BRAR PLUMBING & HEATING LTD
EP-2023-06141 | 2023-07-20 | 645 E 60TH AVENUE, Vancouver, BC V5X 2A2 | Electrical Permit | Residential | Renovation | Completed | Installation / Repair - Residential - Service upgrade from 100amp to 200amp and connection to a heat pump >Permit Amendment Aug 29, 2023 -"Updated calculation for inspectors reference" *Document(s) uploaded to "Application Documents" tab for Electrical Inspector review. Documents are at pending status at time of permit amendment approval. | Milani Electric Limited
MP-2023-01330 | 2023-07-20 | 645 E 60TH AVENUE, Vancouver, BC V5X 2A2 | Mechanical Permit | NULL | NULL | Completed | NULL | Milani Plumbing Heating & Air Conditioning Ltd
EP-2023-08875 | 2023-12-19 | 646 E 60TH AVENUE, Vancouver, BC V5X 2A3 | Electrical Permit | Residential | New | Issued | Installation / Repair - Residential - ¦ 1FD + 1SS- 200A ¦ perform electrical work for a new house with garage -It is a 200Amp double meter base *An approved mechanical permit is required for the installation of air conditioning or heat pump unit at the time of installation before a final electrical inspection will be performed >BP: To construct a 2 storey one-family dwelling with a secondary suite located in the Basement ($645,250) with a detached accessory building (garage) and 1 open parking at the rear providing 3 parking spaces, having vehicular access from the rear lane. 1. Covenant registered at the Land Title Office under CB266849 2. No Strata Titling permitted 3. A/C proposed – Exterior component located in rear yard 4. Schedule B: (Ke Jian, Ma) P.Eng (604.599.8890) Structural 5. Schedule B: (Jian Zhong Jin) P.Eng (604.362.7021) Geotechnical 6. HPO: Owner Builder - Cheung, Pak Sum #1057768 Note: This is a 2 storey building pursuant to the Zoning and Development By-Law ***This permit is issued under the VBBL 2019, with updated energy requirements as per bylaw # 12997 effective Jan 01, 2022.***. | Cong Electric Ltd
PP-2023-03479 | 2023-10-03 | 646 E 60TH AVENUE, Vancouver, BC V5X 2A3 | Plumbing Permit | Residential | New | Issued | Residential - 1FD+SS- #1 & #2 - New house plumbing >DB: To construct a 2 storey one-family dwelling with a secondary suite located in the Basement with a detached accessory building (garage) and 1 open parking at the rear providing 3 parking spaces, having vehicular access from the rear lane. 1. Covenant registered at the Land Title Office under CB266849 2. No Strata Titling permitted 3. A/C proposed – Exterior component located in rear yard ***This permit is issued under the VBBL 2019, with updated energy requirements as per bylaw # 12997 effective Jan 01, 2022.***. | Deep Water Plumbing Heating & Gas Services Limited
PP-2023-03679 | 2023-10-19 | 646 E 60TH AVENUE, Vancouver, BC V5X 2A3 | Plumbing Permit | Residential | New | Issued | Residential - 2 sump with pump and sump on gravity Total 3 sump NOTE: Engineering Assurance letter will be submitted to the Plumbing Inspector on the site. Letter shall conform to the requirements of Vancouver Bulletin 2000-008-EL/PL. | East West Excavating 2022 ltd
EP-2023-08420 | 2023-09-18 | 646 E 60TH AVENUE, Vancouver, BC V5X 2A3 | Electrical Permit | Residential | New | Issued | Temporary Power - Residential - To provide temporary power. | Cong Electric Ltd
MP-2023-02117 | 2023-11-29 | 646 E 60TH AVENUE, Vancouver, BC V5X 2A3 | Mechanical Permit | NULL | NULL | Issued | NULL | Deep Water Plumbing Heating & Gas Services Limited
EP-2023-02285 | 2023-03-17 | 705 E 60TH AVENUE, Vancouver, BC V5X 2A5 | Electrical Permit | Residential | Addition | Completed | Installation / Repair - Residential - Upgrade electrical service from 100A to 200A. | SECUTECH DEVELOPMENT LTD.
GP-2023-02539 | 2023-08-31 | 732 E 60TH AVENUE, Vancouver, BC V5X 2A4 | Gas Permit | Residential | Renovation | Issued | Residential - Replace gas furnace | BNA Systems Inc and/or Kirkland Metal Shop Ltd
EP-2024-00428 | 2024-01-19 | 753 E 60TH AVENUE, Vancouver, BC V5X 2A5 | Electrical Permit | Residential | Addition | Issued | Installation / Repair - Residential - service disconnect and re-connect exisitng service to new laneway. | Kraftsman Electric Ltd
GP-2023-02520 | 2023-08-30 | 2759 E 54TH AVENUE, Vancouver, BC V5S 1X7 | Gas Permit | Residential | Renovation | Issued | Residential - Decommission and remove old furnace and install new high efficient furnace | Ashton Service Group/Ashton Mechanical Ltd.
GP-2022-02807 | 2022-09-19 | 1380 E 54TH AVENUE, Vancouver, BC V5X 1M4 | Gas Permit | Residential | Renovation | Completed | Residential - To Replace 1 Furnace RE/Re | ALL TIME HEATING PLUMBING & AIR CONDITIONING
GP-2022-02386 | 2022-08-15 | 1410 E 54TH AVENUE, Vancouver, BC V5P 1Y1 | Gas Permit | Residential | New | Completed | Residential - To install 2 boiler 2 range 2 BBQ There is pipping for 2 BBQ >To construct a two-storey two-family dwelling with two secondary suites ($906,557.50) located in the basement, with one parking pad and a detached accessory building (garage) at the rear providing total 3 parking spaces, having vehicular access from the lane. Covenant to be registered prior to sheathing inspection. Note: This is a 2 storey building pursuant to the Zoning and Development By-Law 1. No strata titling permitted 2. A/C units proposed in rear yard 3. No Bar sinks proposed 4. Schedule B: Jason Hui, P.Eng Structural & Geotechnical 5. HPO: Residential Builder - Bahia Construction Ltd An underground storage tank was removed from the property and the closure report shows that residual contamination remains in the soils. For this reason, a report will need to be submitted by a Qualified Professional showing that the soil meets the residential CSR standards prior to forms inspection. Address Note: WEST UNIT #1-1410 E 54th Av - One Family Dwelling (1st-2nd floor) #2-1410 E 54th Av - Secondary Suite (basement) EAST UNIT #1-1412 E 54th Av - One Family Dwelling (1st-2nd floor) #2-1412 E 54th Av - Secondary Suite (basement) Address and suite numbers assigned as per approved plans for Fire and Emergency response. The address numbers are to be posted to the building to be visible from the street and the suite numbers are to be posted at the suite entries in accordance with the Building By-law prior to final inspection. ******THIS PERMIT HAS BEEN ISSUED UNDER THE REQUIREMENTS OF VBBL #12511 (2019)****** | JOT MECHANICAL LTD
EP-2022-06877 | 2022-08-17 | 1410 E 54TH AVENUE, Vancouver, BC V5P 1Y1 | Electrical Permit | Residential | New | Completed | Installation / Repair - Residential - 200 amp main consumer's service 125 amp service for each unit Full Electrical work for: >BP: To construct a two-storey two-family dwelling with two secondary suites ($906,557.50) located in the basement, with one parking pad and a detached accessory building (garage) at the rear providing total 3 parking spaces, having vehicular access from the lane. Covenant to be registered prior to sheathing inspection. Note: This is a 2 storey building pursuant to the Zoning and Development By-Law 1. No strata titling permitted 2. A/C units proposed in rear yard 3. No Bar sinks proposed 4. Schedule B: Jason Hui, P.Eng Structural & Geotechnical 5. HPO: Residential Builder - Bahia Construction Ltd | H.L. ELECTRICAL LTD
SP-2022-01109 | 2022-07-11 | 1410 E 54TH AVENUE, Vancouver, BC V5P 1Y1 | Sprinkler Permit | Residential | New | Completed | Residential - duplex with new sprinklers To construct a two-storey two-family dwelling with two secondary suites located in the basement, with one parking pad and a detached accessory building (garage) at the rear providing total 3 parking spaces, having vehicular access from the lane. Covenant to be registered prior to sheathing inspection. Note: This is a 2 storey building pursuant to the Zoning and Development By-Law 1. No strata titling permitted 2. A/C units proposed in rear yard 3. No Bar sinks proposed 4. Schedule B: Jason Hui, P.Eng Structural & Geotechnical 5. HPO: Residential Builder - Bahia Construction Ltd ** Amend 01/06/2023** attached amended drawings | BC Fire Sprinklers Ltd
PP-2022-02150 | 2022-06-20 | 1410 E 54TH AVENUE, Vancouver, BC V5P 1Y1 | Plumbing Permit | Residential | New | Completed | Residential - Plumbing and radiant heating To construct a two-storey two-family dwelling with two secondary suites located in the basement, with one parking pad and a detached accessory building (garage) at the rear providing total 3 parking spaces, having vehicular access from the lane. Note: This is a 2 storey building pursuant to the Zoning and Development By-Law 1. No strata titling permitted 2. A/C units proposed in rear yard 3. No Bar sinks proposed 4. Schedule B: Jason Hui, P.Eng Structural & Geotechnical 5. HPO: Residential Builder - Bahia Construction Ltd | Young Boys Mechanical Ltd
EP-2022-06703 | 2022-08-10 | 1410 E 54TH AVENUE, Vancouver, BC V5P 1Y1 | Electrical Permit | Residential | New | Completed | Installation / Repair - Residential - Security alarm, tv cables, telephone and door chime -Complete security alarm install >BP: To construct a two-storey two-family dwelling with two secondary suites ($906,557.50) located in the basement, with one parking pad and a detached accessory building (garage) at the rear providing total 3 parking spaces, having vehicular access from the lane. Covenant to be registered prior to sheathing inspection. Note: This is a 2 storey building pursuant to the Zoning and Development By-Law 1. No strata titling permitted 2. A/C units proposed in rear yard 3. No Bar sinks proposed 4. Schedule B: Jason Hui, P.Eng Structural & Geotechnical 5. HPO: Residential Builder - Bahia Construction Ltd An underground storage tank was removed from the property and the closure report shows that residual contamination remains in the soils. For this reason, a report will need to be submitted by a Qualified Professional showing that the soil meets the residential CSR standards prior to forms inspection. ******THIS PERMIT HAS BEEN ISSUED UNDER THE REQUIREMENTS OF VBBL #12511 (2019)****** | A B L SECURITY SYSTEMS LTD.
PP-2022-01539 | 2022-05-05 | 1410 E 54TH AVENUE, Vancouver, BC V5P 1Y1 | Plumbing Permit | Residential | New | Completed | Residential - Sump >BP: To construct a two-storey two-family dwelling with two secondary suites ($906,557.50) located in the basement, with one parking pad and a detached accessory building (garage) at the rear providing total 3 parking spaces, having vehicular access from the lane. Covenant to be registered prior to sheathing inspection. Note: This is a 2 storey building pursuant to the Zoning and Development By-Law 1. No strata titling permitted 2. A/C units proposed in rear yard 3. No Bar sinks proposed 4. Schedule B: Jason Hui, P.Eng Structural & Geotechnical 5. HPO: Residential Builder - Bahia Construction Ltd An underground storage tank was removed from the property and the closure report shows that residual contamination remains in the soils. For this reason, a report will need to be submitted by a Qualified Professional showing that the soil meets the residential CSR standards prior to forms inspection. Address Note: WEST UNIT #1-1410 E 54th Av - One Family Dwelling (1st-2nd floor) #2-1410 E 54th Av - Secondary Suite (basement) EAST UNIT #1-1412 E 54th Av - One Family Dwelling (1st-2nd floor) #2-1412 E 54th Av - Secondary Suite (basement) Address and suite numbers assigned as per approved plans for Fire and Emergency response. The address numbers are to be posted to the building to be visible from the street and the suite numbers are to be posted at the suite entries in accordance with the Building By-law prior to final inspection. ******THIS PERMIT HAS BEEN ISSUED UNDER THE REQUIREMENTS OF VBBL #12511 (2019)****** | GNA Contracting Ltd
EP-2022-03781 | 2022-05-09 | 1410 E 54TH AVENUE, Vancouver, BC V5P 1Y1 | Electrical Permit | Residential | New | Expired | Temporary Power - Residential - To provide temporary power. | H.L. ELECTRICAL LTD
PP-2022-01670 | NULL | 1410 E 54TH AVENUE, Vancouver, BC V5P 1Y1 | Plumbing Permit | Residential | New | Withdrawn | Residential - sump >BP: To construct a two-storey two-family dwelling with two secondary suites located in the basement, with one parking pad and a detached accessory building (garage) at the rear providing total 3 parking spaces, having vehicular access from the lane. Covenant to be registered prior to sheathing inspection. Note: This is a 2 storey building pursuant to the Zoning and Development By-Law 1. No strata titling permitted 2. A/C units proposed in rear yard 3. No Bar sinks proposed 4. Schedule B: Jason Hui, P.Eng Structural & Geotechnical 5. HPO: Residential Builder - Bahia Construction Ltd An underground storage tank was removed from the property and the closure report shows that residual contamination remains in the soils. For this reason, a report will need to be submitted by a Qualified Professional showing that the soil meets the residential CSR standards prior to forms inspection. Address Note: WEST UNIT #1-1410 E 54th Av - One Family Dwelling (1st-2nd floor) #2-1410 E 54th Av - Secondary Suite (basement) EAST UNIT #1-1412 E 54th Av - One Family Dwelling (1st-2nd floor) #2-1412 E 54th Av - Secondary Suite (basement) Address and suite numbers assigned as per approved plans for Fire and Emergency response. The address numbers are to be posted to the building to be visible from the street and the suite numbers are to be posted at the suite entries in accordance with the Building By-law prior to final inspection. ******THIS PERMIT HAS BEEN ISSUED UNDER THE REQUIREMENTS OF VBBL #12511 (2019)****** | GNA Contracting Ltd
EP-2023-05071 | 2023-06-16 | 1434 E 54TH AVENUE, Vancouver, BC V5P 1Y1 | Electrical Permit | Residential | Addition | Completed | Installation / Repair - Residential - addition new service install at laneway disconnect from house and install at laneway and reconnect | Kraftsman Electric Ltd
EP-2023-03928 | 2023-06-09 | 464 E 54TH AVENUE, Vancouver, BC V5X 1L4 | Electrical Permit | Residential | New | Completed | Installation / Repair - Residential - New Electrical wiring for: Construction of new house No AC/ Heat pump in single family or laneway Gas dryer in single family dwelling DCC12: 7680W EV in laneway *An approved mechanical permit is required for the installation of air conditioning or heat pump unit at the time of installation before an electrical inspection will be performed >BP: To construct a 2 storey + basement one-family dwelling with a secondary suite ($702,750) located in the basement. Note: Parking for the site has been provided under DB-2022-02545 (Laneway House) The entire building to be sprinklered to NFPA 13D. 1- Covenant registered at the Land Title Office under CB142216 2- No strata titling permitted 3- No Bar sink proposed 4- No A/C unit proposed 5- Schedule B: Youhai Wang, P.Eng. P.Eng (604-868-5638) Structural 6- Schedule B: Troy Issigonis, P.Eng. P.Eng (604-770-0355) Geotechnical 7- HPO: Residential Builder - Oak West Development Corp. | Coast to Coast Electric Ltd
GP-2023-01433 | 2023-05-04 | 464 E 54TH AVENUE, Vancouver, BC V5X 1L4 | Gas Permit | Residential | New | Issued | Residential - Fire place, range , bbq , boiler and hot water tank - Just piping only. >BP: To construct a 2 storey + basement one-family dwelling with a secondary suite located in the basement. May 5/2023-AMEND 3 more meter add in piping. June 8/2023-AMEND -To add 1 dryer 40,000 btu and 1 wall oven 70,000 btu. Both is Piping only no installations. -5 new appliances from original application was added to permit and is for piping only | MSN Gas & Heating Ltd
SP-2023-00478 | 2023-03-21 | 464 E 54TH AVENUE, Vancouver, BC V5X 1L4 | Sprinkler Permit | Residential | New | Completed | Residential - New sprinkler system The entire building to be sprinklered to NFPA 13D. >BP: To construct a 2 storey + basement one-family dwelling with a secondary suite ($702,750) located in the basement. Note: Parking for the site has been provided under DB-2022-02545 (Laneway House) Note: This is a 2 storey building pursuant to the Zoning and Development By-Law 1- Covenant registered at the Land Title Office under CB142216 2- No strata titling permitted 3- No Bar sink proposed 4- No A/C unit proposed 5- Schedule B: Youhai Wang, P.Eng. P.Eng (604-868-5638) Structural 6- Schedule B: Troy Issigonis, P.Eng. P.Eng (604-770-0355) Geotechnical 7- HPO: Residential Builder - Oak West Development Corp. ***This permit is issued under the VBBL 2019, with updated energy requirements as per bylaw # 12997 effective Jan 01, 2022.*** | Haven Fire Protection Ltd
EP-2023-03076 | 2023-04-07 | 464 E 54TH AVENUE, Vancouver, BC V5X 1L4 | Electrical Permit | Residential | New | Issued | Temporary Power - Residential - To provide temporary power. | Coast to Coast Electric Ltd
EP-2023-01829 | 2023-03-06 | 464 E 54TH AVENUE, Vancouver, BC V5X 1L4 | Electrical Permit | Residential | New | Completed | Installation / Repair - Residential - Alarm, Structured Wiring, Cameras, Video Intercom, Home Theatre, Audio & Vacuum >BP: To construct a 2 storey + basement one-family dwelling with a secondary suite located in the basement. Note: Parking for the site has been provided under DB-2022-02545 (Laneway House) Note: This is a 2 storey building pursuant to the Zoning and Development By-Law The entire building to be sprinklered to NFPA 13D. 1- Covenant registered at the Land Title Office under CB142216 2- No strata titling permitted 3- No Bar sink proposed 4- No A/C unit proposed 5- Schedule B: Youhai Wang, P.Eng. P.Eng (604-868-5638) Structural 6- Schedule B: Troy Issigonis, P.Eng. P.Eng (604-770-0355) Geotechnical 7- HPO: Residential Builder - Oak West Development Corp. | Prism Security Systems Ltd
MP-2023-00111 | 2023-01-27 | 464 E 54TH AVENUE, Vancouver, BC V5X 1L4 | Mechanical Permit | NULL | NULL | Completed | NULL | WHITE HILL PLUMBING & HEATING LTD
PP-2022-03791 | 2022-12-02 | 464 E 54TH AVENUE, Vancouver, BC V5X 1L4 | Plumbing Permit | Residential | New | Issued | Residential - 2 outside sumps with pump & 1 outside Sump without pump | ON TIME EXCAVATING & DEMOLITION LTD
PP-2023-00198 | 2023-01-19 | 464 E 54TH AVENUE, Vancouver, BC V5X 1L4 | Plumbing Permit | Residential | New | Completed | Residential - Plumbing Jan 26/23 - AMEND provided heating design document >BP: To construct a 2 storey + basement one-family dwelling with a secondary suitelocated in the basement. Note: Parking for the site has been provided under DB-2022-02545 (Laneway House) Note: This is a 2 storey building pursuant to the Zoning and Development By-Law The entire building to be sprinklered to NFPA 13D. 1- Covenant registered at the Land Title Office under CB142216 2- No strata titling permitted 3- No Bar sink proposed 4- Heat Pump proposed rear yard South elevation. - To be compliant to City of Vancouver Noise Bylaw #6555 at all times. 5- Schedule B: Youhai Wang, P.Eng. P.Eng (604-868-5638) Structural 6- Schedule B: Troy Issigonis, P.Eng. P.Eng (604-770-0355) Geotechnical 7- HPO: Residential Builder - Oak West Development Corp. | WHITE HILL PLUMBING & HEATING LTD
EP-2024-00558 | 2024-02-01 | 465 E 54TH AVENUE, Vancouver, BC V5X 1L3 | Electrical Permit | Residential | Tenant Improvement | Issued | Installation / Repair - Residential - Upgrade 100Amp main service to 200 Amp single phase main service , new heat pimp system for heating , level 2 car charger -Added 7250W BB heaters for bathroom , store room and main entrance -2 heat pump will install one MCA 32.5 = 7800W and one MCA 17.1 = 4104W Total heat pump load = 11904W -EV charger 20 AMP = 3840W -old in law suite one electric range ,and one Gas range for main house , 200 AMP main service one meter , main service conductor RW90 AL 250MCM and #6 bare copper wire for grounding *An approved mechanical permit is required for the installation of air conditioning or heat pump unit before a final electrical inspection will be performed | G Chu Electric Ltd
EP-2023-03049 | 2023-04-17 | 482 E 54TH AVENUE, Vancouver, BC V5X 1L4 | Electrical Permit | Residential | Addition | Completed | Installation / Repair - Residential - Service change for main house. New laneway house build so main house service change to underground teck wire run. | Uppal Electrical Ltd
EP-2023-03841 | 2023-05-02 | 445 E 57TH AVENUE, Vancouver, BC V5X 1S8 | Electrical Permit | Residential | New | Issued | Temporary Power - Residential - To provide temporary power. | ALPHA TECH ELECTRICAL LTD
GP-2023-03704 | 2023-11-24 | 445 E 57TH AVENUE, Vancouver, BC V5X 1S8 | Gas Permit | Residential | New | Issued | Residential - 2 Dryers & 2 Ranges >BP: To construct a 2-storey duplex with a detached accessory building (garage) at the rear providing 2 parking spaces, having vehicular access from the lane. | East West Plumbing (2007) Ltd
SP-2023-02142 | 2023-11-24 | 445 E 57TH AVENUE, Vancouver, BC V5X 1S8 | Sprinkler Permit | Residential | New | Issued | Residential - fixutres >BP: To construct a 2-storey duplex with a detached accessory building (garage) at the rear providing 2 parking spaces, having vehicular access from the lane. Note: This is a 2 storey building pursuant to the Zoning and Development By-Law ******THIS PERMIT HAS BEEN ISSUED UNDER THE REQUIREMENTS OF VBBL 2019****** This permit is issued under the VBBL 2019, with updated energy requirements as per bylaw # 12997 effective Jan 01, 2022. The entire building to be sprinklered to 2x NFPA 13D. NOTE: To achieve the required FSR a floor space exclusion of 2% has been applied to this application as per section 10.15.1 of the district schedule, to accommodate improved building performance. 1. External mechanical unit proposed in rear yard 2. Bar sink located in rec rooms 3. Schedule B Jason Hui P.Eng (778-319-3403) Structural 4. Schedule B Read Fenton P.Eng (604-385-4244) Geotechnical 5. BC Housing Smartech Homes Ltd | East West Plumbing (2007) Ltd
PP-2023-02944 | 2023-08-21 | 445 E 57TH AVENUE, Vancouver, BC V5X 1S8 | Plumbing Permit | Residential | New | Issued | Residential - sump | GNA Contracting Ltd
PP-2023-03649 | 2023-10-17 | 445 E 57TH AVENUE, Vancouver, BC V5X 1S8 | Plumbing Permit | Residential | New | Issued | Residential - fixtures >BP: To construct a 2-storey duplex with a detached accessory building (garage) at the rear providing 2 parking spaces, having vehicular access from the lane. Note: This is a 2 storey building pursuant to the Zoning and Development By-Law ******THIS PERMIT HAS BEEN ISSUED UNDER THE REQUIREMENTS OF VBBL 2019****** This permit is issued under the VBBL 2019, with updated energy requirements as per bylaw # 12997 effective Jan 01, 2022. The entire building to be sprinklered to 2x NFPA 13D. NOTE: To achieve the required FSR a floor space exclusion of 2% has been applied to this application as per section 10.15.1 of the district schedule, to accommodate improved building performance. 1. External mechanical unit proposed in rear yard 2. Bar sink located in rec rooms 3. Schedule B Jason Hui P.Eng (778-319-3403) Structural 4. Schedule B Read Fenton P.Eng (604-385-4244) Geotechnical 5. BC Housing Smartech Homes Ltd | East West Plumbing (2007) Ltd
MP-2023-01887 | 2023-10-20 | 445 E 57TH AVENUE, Vancouver, BC V5X 1S8 | Mechanical Permit | NULL | NULL | Issued | NULL | East West Plumbing (2007) Ltd
EP-2023-09925 | 2023-12-01 | 445 E 57TH AVENUE, Vancouver, BC V5X 1S8 | Electrical Permit | Residential | New | Issued | Installation / Repair - Residential - Duplex wiring service and finishing >BP: To construct a 2-storey duplex with a detached accessory building (garage) at the rear providing 2 parking spaces, having vehicular access from the lane. Note: This is a 2 storey building pursuant to the Zoning and Development By-Law ******THIS PERMIT HAS BEEN ISSUED UNDER THE REQUIREMENTS OF VBBL 2019****** This permit is issued under the VBBL 2019, with updated energy requirements as per bylaw # 12997 effective Jan 01, 2022. The entire building to be sprinklered to 2x NFPA 13D. NOTE: To achieve the required FSR a floor space exclusion of 2% has been applied to this application as per section 10.15.1 of the district schedule, to accommodate improved building performance. 1. External mechanical unit proposed in rear yard 2. Bar sink located in rec rooms 3. Schedule B Jason Hui P.Eng (778-319-3403) Structural 4. Schedule B Read Fenton P.Eng (604-385-4244) Geotechnical 5. BC Housing Smartech Homes Ltd All rooms adjacent to East and West exposing building face shall be sprinklered. Combustible projections or roof soffits on an exposing building face shall not project to less than .45m from the property line and shall be in compliance with VBBL 2019 9.10.15.5.(9) | ALPHA TECH ELECTRICAL LTD
GP-2023-02808 | 2023-09-26 | 450 E 57TH AVENUE, Vancouver, BC V5X 1S9 | Gas Permit | Residential | Addition | Completed | Residential - TO INSTALL 1 FURNACE | BC Care Heating Services Ltd
GP-2022-03425 | 2022-11-02 | 453 E 57TH AVENUE, Vancouver, BC V5X 1S8 | Gas Permit | Residential | Renovation - Dwelling Unit(s) only | Completed | Residential - Replace old deficient furnace with a new high efficiency 2 stage variable speed | Maestro Plumbing Heating & Air Conditioning Ltd
EP-2022-10451 | 2022-12-12 | 459 E 57TH AVENUE, Vancouver, BC V5X 1S8 | Electrical Permit | Residential | Tenant Improvement | Completed | Installation / Repair - Residential - remove range and hood fan located basement , cut power for them (CF-2022-001601) | Zhu Chen
EP-2022-03853 | 2022-05-11 | 495 E 57TH AVENUE, Vancouver, BC V5X 1S8 | Electrical Permit | Residential | Addition | Completed | Installation / Repair - Residential - Main house of laneway. Service being redone. Relocating Bc Hydro meter base from main house to laneway. Laneway address 7293 St George street. Amend: June 3, 2022 Safety check as per Paul Lehal’s request. | Nulight Electric Ltd.
GP-2022-01232 | 2022-04-20 | 165 E 59TH AVENUE, Vancouver, BC V5X 1X7 | Gas Permit | Residential | Renovation | Completed | Residential - HWT re&re | Ferenc Nagy
GP-2022-00585 | 2022-02-23 | 219 E 59TH AVENUE, Vancouver, BC V5X 1X8 | Gas Permit | Residential | Renovation | Completed | Residential - gas furnace installation | ROMA Heating Ltd
GP-2023-02108 | 2023-07-14 | 238 E 59TH AVENUE, Vancouver, BC V5X 1X9 | Gas Permit | Residential | Renovation | Completed | Residential - Replacement of high-efficiency tankless | BCRC Plumbing and Heating Ltd
EP-2022-04353 | 2022-05-26 | 293 E 59TH AVENUE, Vancouver, BC V5X 1X8 | Electrical Permit | Residential | Tenant Improvement | Completed | Installation / Repair - Residential - Electrical install of heat pump. BP not required. NO change to electrical service | Moore And Russell Heating And Air Conditioning Ltd
PP-2023-00396 | 2023-02-06 | 1089 E 58TH AVENUE, Vancouver, BC V5X 1W8 | Plumbing Permit | Residential | New | Completed | Residential - 2FD+SS - FRONT - 1089 E 58TH AV - #1 & #2 BACK - 1087 E 58TH AV plumbing and heating >DB: To construct a two-storey two-family dwelling with 1 secondary suite located in the basement, with a 2-car detached accessory building (garage) with 1 surface parking at the rear providing a total of 3 parking spaces, having vehicular access from the lane. Note: This is a 2 storey building pursuant to the Zoning and Development By-Law 1. Covenant registered at the Land Title Office CB312023-312024. 2. A/C units proposed in the front and rear yard. 3. Bar sinks proposed in the recreation room. 6. The entire building to be sprinklered to 2 X NFPA 13D. | Destiny Mechanical Ltd
MP-2023-00194 | 2023-02-12 | 1089 E 58TH AVENUE, Vancouver, BC V5X 1W8 | Mechanical Permit | NULL | NULL | Completed | NULL | Destiny Mechanical Ltd
EP-2023-01763 | 2023-03-14 | 1089 E 58TH AVENUE, Vancouver, BC V5X 1W8 | Electrical Permit | Residential | New | Completed | Installation / Repair - Residential - 200 amp main service 125 amp for each unit -All wiring and finishing of duplex house *An approved mechanical permit is required for the installation of air conditioning or heat pump unit at the time of installation before an electrical inspection will be performed >BP: To construct a two-storey two-family dwelling with 1 secondary suite ($669,375.00) located in the basement, with a 2-car detached accessory building (garage) with 1 surface parking at the rear providing a total of 3 parking spaces, having vehicular access from the lane. Note: This is a 2 storey building pursuant to the Zoning and Development By-Law 1. Covenant registered at the Land Title Office CB312023-312024. 2. A/C units proposed in the front and rear yard. 3. Bar sinks proposed in the recreation room. 4. Schedule B: Gurpreet Singh, P.Eng. (778-861-0444) Structural & Geotechnical 5. HPO: Residential Builder - Vancastle Homes Ltd. 6. The entire building to be sprinklered to 2 X NFPA 13D. | H.L. ELECTRICAL LTD
SP-2023-00386 | 2023-03-07 | 1089 E 58TH AVENUE, Vancouver, BC V5X 1W8 | Sprinkler Permit | Residential | New | Completed | Residential - DUPLEX WITH NEW SPRINKLERS >BP: To construct a two-storey two-family dwelling with 1 secondary suite located in the basement, with a 2-car detached accessory building (garage) with 1 surface parking at the rear providing a total of 3 parking spaces, having vehicular access from the lane. Note: This is a 2 storey building pursuant to the Zoning and Development By-Law 1. Covenant registered at the Land Title Office CB312023-312024. 2. A/C units proposed in the front and rear yard. 3. Bar sinks proposed in the recreation room. 4. Schedule B: Gurpreet Singh, P.Eng. (778-861-0444) Structural & Geotechnical 5. HPO: Residential Builder - Vancastle Homes Ltd. 6. The entire building to be sprinklered to 2 X NFPA 13D. | BC Fire Sprinklers Ltd
EP-2023-02137 | 2023-03-14 | 1089 E 58TH AVENUE, Vancouver, BC V5X 1W8 | Electrical Permit | Residential | New | Completed | Installation / Repair - Residential - Low voltage prewiring and finishing. Tv data & cameras finish. Central vacuum & alarm roughin >BP: To construct a two-storey two-family dwelling with 1 secondary suite ($669,375.00) located in the basement, with a 2-car detached accessory building (garage) with 1 surface parking at the rear providing a total of 3 parking spaces, having vehicular access from the lane. Note: This is a 2 storey building pursuant to the Zoning and Development By-Law 1. Covenant registered at the Land Title Office CB312023-312024. 2. A/C units proposed in the front and rear yard. 3. Bar sinks proposed in the recreation room. 4. Schedule B: Gurpreet Singh, P.Eng. (778-861-0444) Structural & Geotechnical 5. HPO: Residential Builder - Vancastle Homes Ltd. 6. The entire building to be sprinklered to 2 X NFPA 13D. ***This permit has been issued under the VBBL 2019, with updated energy requirements as per bylaw # 12997 effective Jan 01, 2022.*** | Beesla, Navdeep DBA Digital Pro Automation & Security
PP-2022-04229 | 2022-11-24 | 1089 E 58TH AVENUE, Vancouver, BC V5X 1W8 | Plumbing Permit | Residential | New | Issued | Residential - Sump | GNA Contracting Ltd
EP-2022-08715 | 2022-10-13 | 1089 E 58TH AVENUE, Vancouver, BC V5X 1W8 | Electrical Permit | Residential | New | Expired | Temporary Power - Residential - To provide temporary power. | H.L. ELECTRICAL LTD
EP-2022-08934 | 2022-10-20 | 1535 E 58TH AVENUE, Vancouver, BC V5P 2C1 | Electrical Permit | Residential | Tenant Improvement | Completed | Installation / Repair - Residential - Relocating and upgrading electrical service from house to new laneway being built. New service will be 200amps 2 phase | Coast Electric Ltd.
EP-2023-01702 | 2023-03-01 | 1550 E 58TH AVENUE, Vancouver, BC V5P 2C2 | Electrical Permit | Residential | New | Issued | Temporary Power - Residential - To provide temporary power. NOTE: Work authorized by this permit is for placement of a temporary power pole only and does not authorize any site construction and/or excavation. A separate Building Permit will be required prior to commencement of any other work on this site. | GV ELECTRICAL INC
PP-2023-03407 | 2023-09-26 | 1550 E 58TH AVENUE, Vancouver, BC V5P 2C2 | Plumbing Permit | Residential | New | Issued | Residential - Installation of sumps in front yard NOTE: Engineering Assurance letter will be submitted to the Plumbing Inspector on the site. Letter shall conform to the requirements of Vancouver Bulletin 2000-008-EL/PL. | J B Siteworks Inc
GP-2023-02236 | 2023-07-27 | 1636 E 58TH AVENUE, Vancouver, BC V5P 2C2 | Gas Permit | Residential | Renovation | Completed | Residential - hot water tank | Hillcrest Plumbing & Heating (1991) Ltd
NULL | NULL | 414 E 5TH AVENUE, Vancouver, BC V5T 1H7 | Electrical Permit | Commercial | Renovation | Draft | Installation / Repair - Commercial - Installing 25' of heat trace | NULL
EP-2022-04680 | 2022-06-03 | 414 E 5TH AVENUE, Vancouver, BC V5T 1H7 | Electrical Permit | Commercial | New | Completed | Installation / Repair - Commercial - Heat trace cable install on domestic water line in parkade level P1 >BP: To construct on this site a 3 storey multiple dwelling building consisting of 5 dwelling units with a basement parking garage containing 6 parking spaces having vehicular access from East 5th Avenue. Notes: 1. The building permit application is reviewed under the requirements of VBBL 10908, 2014. 2. The permit is issued during 2020 pandemic crisis. Revision-1 April 21, 2022 To replace electrical engineer of the record | Eastern Valley Electrical Ltd
EP-2022-05534 | 2022-06-29 | 414 E 5TH AVENUE, Vancouver, BC V5T 1H7 | Electrical Permit | Commercial | New | Completed | Installation / Repair - Commercial - telephone/data/CATV, prewire/finish Alarm/doorbell/speaker prewire >BP: To construct on this site a 3 storey multiple dwelling building consisting of 5 dwelling units with a basement parking garage containing 6 parking spaces having vehicular access from East 5th Avenue. Notes: 1. The building permit application is reviewed under the requirements of VBBL 10908, 2014. 2. The permit is issued during 2020 pandemic crisis. Revision-1 April 21, 2022 To replace electrical engineer of the record | NexGen Technologies Inc
EP-2023-08302 | 2023-09-14 | 440 E 5TH AVENUE, Vancouver, BC V5T 1N5 | Electrical Permit | Commercial | NULL | Issued | Annual / Operating - Maintenance of existing operating electrical equipment in compliance with the Electrical By-law No. 5563. To perform regular electrical maintenance. | Villa Electric (1980) Ltd
PP-2023-02943 | 2023-08-21 | 758 E 60TH AVENUE, Vancouver, BC V5X 2A4 | Plumbing Permit | Residential | New | Issued | Residential - Sump | GNA Contracting Ltd
MP-2023-01966 | 2023-11-02 | 758 E 60TH AVENUE, Vancouver, BC V5X 2A4 | Mechanical Permit | NULL | NULL | Issued | NULL | Sukhvinder Singh
PP-2023-03726 | 2023-10-23 | 758 E 60TH AVENUE, Vancouver, BC V5X 2A4 | Plumbing Permit | Residential | New | Issued | Residential - 2FD - FRONT - 758 E 60TH AV - #1 BACK - 758 E 60TH AV - #2 plumbing >DB: To construct a two-storey two-family dwelling with an attached garage, providing 2 parking spaces, having vehicular access from East 60 Avenue. Note: This is a 2 storey building pursuant to the Zoning and Development By-Law 1. External mechanical unit proposed in the rear yard 2. Bar sinks proposed in the basement 5. The entire building, INCLUDING THE ATTACHED GARAGE, to be sprinklered to 2XNFPA 13D. ***This permit has been issued under the VBBL 2019, with updated energy requirements as per bylaw # 12997 effective Jan 01, 2022.*** | Sukhvinder Singh
EP-2023-10708 | 2023-11-28 | 758 E 60TH AVENUE, Vancouver, BC V5X 2A4 | Electrical Permit | Residential | New | Issued | Installation / Repair - Residential - tv,telephone,security alarm prewire and complete >BP: To construct a two-storey two-family dwelling ($630,750) with an attached garage, providing 2 parking spaces, having vehicular access from East 60 Avenue. Note: This is a 2 storey building pursuant to the Zoning and Development By-Law 1. External mechanical unit proposed in the rear yard 2. Bar sinks proposed in the basement 3. Schedule B: Jason Hui, P.Eng (778-319-3403) Structural & Geotechnical 4. HPO: Residential Builder - Singh Development Ltd. 5. The entire building, INCLUDING THE ATTACHED GARAGE, to be sprinklered to 2XNFPA 13D. ***This permit has been issued under the VBBL 2019, with updated energy requirements as per bylaw # 12997 effective Jan 01, 2022.*** | Tvisha Technologies Ltd
SP-2023-02256 | 2023-12-15 | 758 E 60TH AVENUE, Vancouver, BC V5X 2A4 | Sprinkler Permit | Residential | New | Issued | Residential - fixtures >BP: To construct a two-storey two-family dwelling with an attached garage, providing 2 parking spaces, having vehicular access from East 60 Avenue. Note: This is a 2 storey building pursuant to the Zoning and Development By-Law 1. External mechanical unit proposed in the rear yard 2. Bar sinks proposed in the basement 3. Schedule B: Jason Hui, P.Eng (778-319-3403) Structural & Geotechnical 4. HPO: Residential Builder - Singh Development Ltd. 5. The entire building, INCLUDING THE ATTACHED GARAGE, to be sprinklered to 2XNFPA 13D. | East West Plumbing (2007) Ltd
GP-2023-04031 | 2023-12-14 | 758 E 60TH AVENUE, Vancouver, BC V5X 2A4 | Gas Permit | Residential | New | Issued | Residential - 3 Ranges >BP: To construct a two-storey two-family dwelling ($630,750) with an attached garage, providing 2 parking spaces, having vehicular access from East 60 Avenue. | East West Plumbing (2007) Ltd
EP-2023-11088 | 2023-12-15 | 758 E 60TH AVENUE, Vancouver, BC V5X 2A4 | Electrical Permit | Residential | New | Issued | Installation / Repair - Residential - Electrical wiring and installation for a new duplex. >DB: To construct a two-storey two-family dwelling ($630,750) with an attached garage, providing 2 parking spaces, having vehicular access from East 60 Avenue. Note: This is a 2 storey building pursuant to the Zoning and Development By-Law 1. External mechanical unit proposed in the rear yard 2. Bar sinks proposed in the basement 3. Schedule B: Jason Hui, P.Eng (778-319-3403) Structural & Geotechnical 4. HPO: Residential Builder - Singh Development Ltd. 5. The entire building, INCLUDING THE ATTACHED GARAGE, to be sprinklered to 2XNFPA 13D. ***This permit has been issued under the VBBL 2019, with updated energy requirements as per bylaw # 12997 effective Jan 01, 2022.*** | MSD Electrical Ltd.
EP-2023-05489 | 2023-06-19 | 758 E 60TH AVENUE, Vancouver, BC V5X 2A4 | Electrical Permit | Residential | New | Issued | Temporary Power - Residential - To provide temporary power. | MSD Electrical Ltd.
EP-2023-06909 | 2023-07-31 | 1829 E 61ST AVENUE, Vancouver, BC V5P 2J9 | Electrical Permit | Residential | Renovation | Completed | Installation / Repair - Residential - Upgrade service to new 200 amp overhead service and panel. | Santec Electric Inc
GP-2023-00422 | 2023-02-08 | 1871 E 61ST AVENUE, Vancouver, BC V5P 2K2 | Gas Permit | Residential | Renovation | Completed | Residential - Boiler Hi-Efficiency | Pro Ace Heating & Air Conditioning Services Ltd
NULL | NULL | 1871 E 61ST AVENUE, Vancouver, BC V5P 2K2 | Gas Permit | Residential | New | Withdrawn | Residential - Heating Boiler Installation | Pro Ace Heating & Air Conditioning Services Ltd
NULL | NULL | 1871 E 61ST AVENUE, Vancouver, BC V5P 2K2 | Gas Permit | Residential | New | Withdrawn | Residential - Boiler Installation | Pro Ace Heating & Air Conditioning Services Ltd
GP-2023-03395 | 2023-11-06 | 1961 E 61ST AVENUE, Vancouver, BC V5P 2K2 | Gas Permit | Residential | Renovation | Completed | Residential - RE&RE hot water tank | Milani Plumbing Heating & Air Conditioning Ltd
GP-2022-01925 | 2022-06-27 | 2046 E 61ST AVENUE, Vancouver, BC V5P 2K3 | Gas Permit | Residential | Tenant Improvement | Completed | Residential - Boiler Replacement | Wah Fai Plumbing & Heating Inc
PP-2022-01538 | 2022-05-05 | 2125 E 61ST AVENUE, Vancouver, BC V5P 2K4 | Plumbing Permit | Residential | New | Completed | Residential - sump >BP: To construct a 2 storey one-family dwelling with a secondary suite located in the Basement ($837,375.00) with an open parking pad, providing 1 parking space, having vehicular access from the 20' Lane. 1. Covenant registered at the Land Title Office under CA9602858 2. No Strata Titling permitted 3. A/C proposed – Exterior component located in rear yard, Interior component located in Second Floor Plan. 4. Bar sink located in Basement. 5. Schedule B: (SHAMBHU N BISWAS) P.Eng (604-250-8666) Structural & Geotechnical 6. HPO: Residential Builder- (ESS & ESS ENTERPRISES LTD.) Note: This is a 2 storey building pursuant to the Zoning and Development By-Law Address Information: Building 1 #1-2125 E 61st Av - One Family Dwelling (1st-2nd floor, east side basement) #2-2125 E 61st Av - Secondary Suite (west side basement) Building 2 #3-2125 E 61st Av - Laneway House Address and suite numbers assigned as per approved plans for Fire and Emergency response. The address number is to be posted to the building to be visible from the street and the suite numbers are to be posted at the suite entries in accordance with the Building By-law prior to final inspection. *LANEWAY HOUSE* Note: See DB-2021-05529 for Bldg 2 on site addressed #3 – 2125 E 61st AV. **THIS PERMIT HAS BEEN ISSUED UNDER THE REQUIREMENTS OF VBBL #12511 (2019) ** | GNA Contracting Ltd
EP-2022-01706 | 2022-03-03 | 2125 E 61ST AVENUE, Vancouver, BC V5P 2K4 | Electrical Permit | Residential | New | Expired | Temporary Power - Residential - To provide temporary power. NOTE: Work authorized by this permit is for placement of a temporary power pole only and does not authorize any site construction and/or excavation. A separate Building Permit will be required prior to commencement of any other work on this site. | A Neil Electrical Ltd
PP-2022-02575 | 2022-07-22 | 2125 E 61ST AVENUE, Vancouver, BC V5P 2K4 | Plumbing Permit | Residential | New | Completed | Residential - Plumbing of a House >BP: To construct a 2 storey one-family dwelling with a secondary suite located in the Basement ($837,375.00) with an open parking pad, providing 1 parking space, having vehicular access from the 20' Lane. 1. Covenant registered at the Land Title Office under CA9602858 2. No Strata Titling permitted 3. A/C proposed – Exterior component located in rear yard, Interior component located in Second Floor Plan. 4. Bar sink located in Basement. 5. Schedule B: (SHAMBHU N BISWAS) P.Eng (604-250-8666) Structural & Geotechnical 6. HPO: Residential Builder- (ESS & ESS ENTERPRISES LTD.) | Karan Plumbing & Heating Ltd
EP-2022-07680 | 2022-09-26 | 2125 E 61ST AVENUE, Vancouver, BC V5P 2K4 | Electrical Permit | Residential | New | Completed | Installation / Repair - Residential - electric installation 2 meters Correct amount for fees is 20,000 4,000 to go towards the Laneway house ( EP-2022-08114 To construct a 2 storey one-family dwelling with a secondary suite located in the Basement with an open parking pad, providing a total of 1 parking space, having vehicular access from the 20' Lane. 1. Covenant registered at the Land Title Office under CA9112688 2. No Strata Titling permitted 3. A/C proposed – Exterior component located in the Rear Yard, Interior component located on the Upper Floor plan. 4. Schedule B: (ALAN PRAHALAD) P.Eng (604.831-1431) Structural 5. Schedule B: (PAULLUS K.F YOUNG) P.Eng (604-841-7748) Geotechnical 6. HPO: Residential Builder- (Alves Construction Ltd) | ORBIT ENERGY CONTROLS LTD
GP-2022-02899 | 2022-09-28 | 2125 E 61ST AVENUE, Vancouver, BC V5P 2K4 | Gas Permit | Residential | New | Completed | Residential - 1FD+SS - Install boiler piping for gas range fireplace and bbq >DB: To construct a 2 storey one-family dwelling with a secondary suite located in the Basement with an open parking pad, providing 1 parking space, having vehicular access from the 20' Lane. 1. Covenant registered at the Land Title Office under CA9602858 2. No Strata Titling permitted 3. A/C proposed – Exterior component located in rear yard, Interior component located in Second Floor Plan. 4. Bar sink located in Basement. | JOT MECHANICAL LTD
SP-2022-01613 | 2022-10-04 | 2125 E 61ST AVENUE, Vancouver, BC V5P 2K4 | Sprinkler Permit | Residential | New | Completed | Residential - New sprinkler system for: >BP: To construct a 2 storey one-family dwelling with a secondary suite located in the Basement ($837,375.00) with an open parking pad, providing 1 parking space, having vehicular access from the 20' Lane. 1. Covenant registered at the Land Title Office under CA9602858 2. No Strata Titling permitted 3. A/C proposed – Exterior component located in rear yard, Interior component located in Second Floor Plan. 4. Bar sink located in Basement. 5. Schedule B: (SHAMBHU N BISWAS) P.Eng (604-250-8666) Structural & Geotechnical 6. HPO: Residential Builder- (ESS & ESS ENTERPRISES LTD.) Note: This is a 2 storey building pursuant to the Zoning and Development By-Law **The entire building to be sprinklered to NFPA 13D ** | Haven Fire Protection Ltd
EP-2022-08615 | 2022-10-21 | 2125 E 61ST AVENUE, Vancouver, BC V5P 2K4 | Electrical Permit | Residential | New | Completed | Installation / Repair - Residential - 1FD+SS - #1 & #2 - Alarm/Tel/TV/CCTV rough in and COMPLETE SECURITY ALARM SYSTEM. >DB>: To construct a 2 storey one-family dwelling with a secondary suite located in the Basement with an open parking pad, providing 1 parking space, having vehicular access from the 20' Lane. 1. Covenant registered at the Land Title Office under CA9602858 2. No Strata Titling permitted 3. A/C proposed – Exterior component located in rear yard, Interior component located in Second Floor Plan. 4. Bar sink located in Basement. | Summit Digital Systems Ltd
NULL | NULL | 2125 E 61ST AVENUE, Vancouver, BC V5P 2K4 | Electrical Permit | Residential | New | Draft | Installation / Repair - Residential - Alarm/Tel/TV/Data/CCTV rough in and complete | Summit Digital Systems Ltd
MP-2023-01139 | 2023-06-21 | 12 E 50TH AVENUE, Vancouver, BC V5X 1A2 | Mechanical Permit | NULL | NULL | Completed | NULL | Milani Plumbing Heating & Air Conditioning Ltd
EP-2023-05263 | 2023-06-13 | 12 E 50TH AVENUE, Vancouver, BC V5X 1A2 | Electrical Permit | Residential | Renovation | Completed | Installation / Repair - Residential - ¦ 1FD/ 200A ¦ Upgrade Service from 100A to 200A *Permit Amendment Jul 05, 2023 -"Add electrical connection for new heat pump being installed by mechanical contractor" -Model No. EL16XP1-030 MCA 16.4A MOP 25A *MP-2023-01139: Issued (Heating and Cooling) | John Scott Wilson DBA JSW Electric
GP-2022-00573 | 2022-02-23 | 26 E 50TH AVENUE, Vancouver, BC V5X 1A2 | Gas Permit | Residential | Tenant Improvement | Completed | Residential - Furnace Replacement | Wah Fai Plumbing & Heating Inc
EP-2023-01278 | 2023-02-27 | 926 E 49TH AVENUE, Vancouver, BC V5W 2H5 | Electrical Permit | Residential | New | Completed | Installation / Repair - Residential - New duplex house Main service:200 amp Phase: single phase 3 wire Volt:120/240 Each unit panel :125 amp *An approved mechanical permit is required for the installation of air conditioning/ heat Pump before an electrical inspection will be performed >BP: To construct a 2 storey + basement two-family dwelling ($710,905.00) with a detached accessory building (garage) and 1 open parking at the rear providing 2 parking spaces, having vehicular access from the lane. 1. A/C proposed – Exterior component located in rear yard, Interior component located in basement 2. Bar sinks located in basement rec room. 3. Schedule B: (ALAN PRAHALAD) P.Eng (604.831.1431) Structural & Geotechnical 4. HPO: Residential Builder- MODERN STYLES HOME LTD Note: This is a 2 storey building pursuant to the Zoning and Development By-Law **THIS PERMIT HAS BEEN ISSUED UNDER THE REQUIREMENTS OF VBBL #12511 (2019) ** | Samreet Electrical Services Ltd
SP-2023-00145 | 2023-01-25 | 926 E 49TH AVENUE, Vancouver, BC V5W 2H5 | Sprinkler Permit | Residential | New | Completed | Residential - To install piping and fixtures for a new duplex. >BP: To construct a 2 storey + basement two-family dwelling with a detached accessory building (garage) and 1 open parking at the rear providing 2 parking spaces, having vehicular access from the lane. 1. A/C proposed – Exterior component located in rear yard, Interior component located in basement 2. Bar sinks located in basement rec room. 3. Schedule B: (ALAN PRAHALAD) P.Eng (604.831.1431) Structural & Geotechnical 4. HPO: Residential Builder- MODERN STYLES HOME LTD | Skyway Plumbing & gas Ltd
GP-2023-00357 | 2023-01-31 | 926 E 49TH AVENUE, Vancouver, BC V5W 2H5 | Gas Permit | Residential | New | Completed | Residential - To install piping and appliances for a new duplex. > BP: To construct a 2 storey + basement two-family dwelling ($710,905.00) with a detached accessory building (garage) and 1 open parking at the rear providing 2 parking spaces, having vehicular access from the lane. | Skyway Plumbing & gas Ltd
EP-2023-01502 | 2023-02-22 | 926 E 49TH AVENUE, Vancouver, BC V5W 2H5 | Electrical Permit | Residential | New | Completed | Installation / Repair - Residential - tv, telephone ,security alarm prewire and complete >BP: To construct a 2 storey + basement two-family dwelling ($710,905.00) with a detached accessory building (garage) and 1 open parking at the rear providing 2 parking spaces, having vehicular access from the lane. 1. A/C proposed – Exterior component located in rear yard, Interior component located in basement 2. Bar sinks located in basement rec room. 3. Schedule B: (ALAN PRAHALAD) P.Eng (604.831.1431) Structural & Geotechnical 4. HPO: Residential Builder- MODERN STYLES HOME LT | Tvisha Technologies Ltd
PP-2022-04232 | 2022-11-24 | 926 E 49TH AVENUE, Vancouver, BC V5W 2H5 | Plumbing Permit | Residential | New | Completed | Residential - To install piping and fixtures for a new duplex. To construct a 2 storey + basement two-family dwelling with a detached accessory building (garage) and 1 open parking at the rear providing 2 parking spaces, having vehicular access from the lane. 1. A/C proposed – Exterior component located in rear yard, Interior component located in basement 2. Bar sinks located in basement rec room. 3. Schedule B: (ALAN PRAHALAD) P.Eng (604.831.1431) Structural & Geotechnical 4. HPO: Residential Builder- MODERN STYLES HOME LTD | Skyway Plumbing & gas Ltd
MP-2022-00662 | 2022-12-08 | 926 E 49TH AVENUE, Vancouver, BC V5W 2H5 | Mechanical Permit | NULL | NULL | Completed | NULL | Skyway Plumbing & gas Ltd
PP-2022-03403 | 2022-09-27 | 926 E 49TH AVENUE, Vancouver, BC V5W 2H5 | Plumbing Permit | Residential | New | Completed | Residential - Sump installation | Kingsman Excavating Ltd.
EP-2022-00697 | 2022-01-31 | 1165 E 48TH AVENUE, Vancouver, BC V5W 2E8 | Electrical Permit | Residential | New | Expired | Temporary Power - Residential - To provide temporary power. | G N ELECTRIC LTD
PP-2022-00310 | 2022-01-31 | 1165 E 48TH AVENUE, Vancouver, BC V5W 2E8 | Plumbing Permit | Residential | New | Completed | Residential - 2FD+2SS - EAST UNIT - 1165 E 48TH AV - #1 & #2 WEST UNIT - 6370 ROSS ST - #1 & #2 santry and storm con with sump To construct a 2 storey two-family dwelling with 2 secondary suite(s) located in the Basement with a detached accessory building (garage) and 1 open parking at the rear providing 3 parking spaces, having vehicular access from the lane. 1. Covenant registered at the Land Title Office under CA9356648 2. A/C proposed – Exterior component located in rear, Interior component located in Second Floor 3. No Bar sink | AKAL DEMOLITION & EXCAVATING LTD
NULL | NULL | 1165 E 48TH AVENUE, Vancouver, BC V5W 2E8 | Electrical Permit | Residential | New | Withdrawn | Temporary Power - Residential - To provide temporary power. | G N ELECTRIC LTD
PP-2022-00927 | 2022-03-18 | 1165 E 48TH AVENUE, Vancouver, BC V5W 2E8 | Plumbing Permit | Residential | New | Completed | Residential - 2FD+2SS - EAST UNIT - 1165 E 48TH AV WEST UNIT - 6370 ROSS ST plumbing & heating To construct a 2 storey two-family dwelling with 2 secondary suite(s) located in the Basement with a detached accessory building (garage) and 1 open parking at the rear providing 3 parking spaces, having vehicular access from the lane. 1. Covenant registered at the Land Title Office under CA9356648 2. A/C proposed – Exterior component located in rear, Interior component located in Second Floor 3. No Bar sink | KHAIRA BROS PLUMBING & HEATING LTD
NULL | NULL | 1165 E 48TH AVENUE, Vancouver, BC V5W 2E8 | Plumbing Permit | Residential | New | Draft | Residential - plumbing & heating | KHAIRA BROS PLUMBING & HEATING LTD
NULL | NULL | 1165 E 48TH AVENUE, Vancouver, BC V5W 2E8 | Gas Permit | Residential | New | Draft | Residential - Boiler Connection, range connection and bbq | NULL
EP-2022-03093 | 2022-05-03 | 1165 E 48TH AVENUE, Vancouver, BC V5W 2E8 | Electrical Permit | Residential | New | Completed | Installation / Repair - Residential - Duplex hose wiring and finishing with 200 amp service I will use the 250 acw not the # 4 A acw for the 200 amp loads. >BP: To construct a 2 storey two-family dwelling with 2 secondary suite(s) located in the Basement ($945,000) with a detached accessory building (garage) and 1 open parking at the rear providing 3 parking spaces, having vehicular access from the lane. 1. Covenant registered at the Land Title Office under CA9356648 2. A/C proposed – Exterior component located in rear, Interior component located in Second Floor 3. No Bar sink 4. Schedule B: (M.S. Alam) P.Eng (604.653.7475) Structural & Geotechnical 5. HPO: Residential Builder- 1034127 BC Ltd Note: This is a 2 storey building pursuant to the Zoning and Development By-Law Address Information: Principle Dwelling (East): #1-1165 E 48th Av Principle Dwelling (West):#1-6370 Ross St Address and suite numbers assigned as per approved plans for Fire and Emergency response. The address number is to be posted to the building to be visible from the street and the suite numbers are to be posted at the suite entries in accordance with the Building By-law prior to final inspection. **THIS PERMIT HAS BEEN ISSUED UNDER THE REQUIREMENTS OF VBBL #12511 (2019)** | DHESI ELECTRICAL LTD.
NULL | NULL | 1165 E 48TH AVENUE, Vancouver, BC V5W 2E8 | Gas Permit | Residential | New | Draft | Residential - 2 boiler complete, 2 rang complete, 2 BBQ piping only | NULL
GP-2022-01261 | 2022-04-25 | 1165 E 48TH AVENUE, Vancouver, BC V5W 2E8 | Gas Permit | Residential | New | Completed | Residential - rough in piping for 2 BBq in duplex Amend: Jan 23, 2023 add two barbeque box (35,000 BTU) on my permit | KHAIRA BROS PLUMBING & HEATING LTD
SP-2022-00686 | 2022-05-08 | 1165 E 48TH AVENUE, Vancouver, BC V5W 2E8 | Sprinkler Permit | Residential | New | Completed | Residential - Piping and fixture installation To construct a 2 storey two-family dwelling with 2 secondary suite(s) located in the Basement with a detached accessory building (garage) and 1 open parking at the rear providing 3 parking spaces, having vehicular access from the lane. 1. Covenant registered at the Land Title Office under CA9356648 2. A/C proposed – Exterior component located in rear, Interior component located in Second Floor 3. No Bar sink 4. Schedule B: (M.S. Alam) P.Eng (604.653.7475) Structural & Geotechnical 5. HPO: Residential Builder- 1034127 BC Ltd | RG Plumbing Ltd
EP-2022-03602 | 2022-05-04 | 1165 E 48TH AVENUE, Vancouver, BC V5W 2E8 | Electrical Permit | Residential | New | Issued | Installation / Repair - Residential - Rough-in and Finishing of tv, data, phone, cctv and alarm >BP: To construct a 2 storey two-family dwelling with 2 secondary suite(s) located in the Basement ($945,000) with a detached accessory building (garage) and 1 open parking at the rear providing 3 parking spaces, having vehicular access from the lane. 1. Covenant registered at the Land Title Office under CA9356648 2. A/C proposed – Exterior component located in rear, Interior component located in Second Floor 3. No Bar sink 4. Schedule B: (M.S. Alam) P.Eng (604.653.7475) Structural & Geotechnical 5. HPO: Residential Builder- 1034127 BC Ltd Note: This is a 2 storey building pursuant to the Zoning and Development By-Law Address Information: Principle Dwelling (East): #1-1165 E 48th Av Principle Dwelling (West):#1-6370 Ross St Address and suite numbers assigned as per approved plans for Fire and Emergency response. The address number is to be posted to the building to be visible from the street and the suite numbers are to be posted at the suite entries in accordance with the Building By-law prior to final inspection. **THIS PERMIT HAS BEEN ISSUED UNDER THE REQUIREMENTS OF VBBL #12511 (2019)** | Simplypro Enterprise Ltd
GP-2022-02133 | 2022-07-19 | 1168 E 48TH AVENUE, Vancouver, BC V5W 2E7 | Gas Permit | Residential | Renovation - Dwelling Unit(s) only | Stop Work | Residential - BOILER REPLACEMENT | CoStar Home Energy Ltd
EP-2023-01346 | 2023-02-17 | 1168 E 48TH AVENUE, Vancouver, BC V5W 2E7 | Electrical Permit | Residential | Renovation | Completed | Installation / Repair - Residential - safety check (CF-2023-000750) | Lotus Electrical Experts Ltd.
GP-2022-02490 | 2022-08-22 | 1260 E 48TH AVENUE, Vancouver, BC V5W 2E7 | Gas Permit | Residential | Renovation | Completed | Residential - re/re tankless | Lambert Plumbing & Heating Ltd
EP-2023-05467 | 2023-06-20 | 2010 E 48TH AVENUE, Vancouver, BC | Electrical Permit | Commercial | Renovation | Issued | Installation / Repair - Commercial - Replacing damaged wiring from weather head to main switch. | Four Star Electric Ltd.
GP-2023-03971 | 2023-12-11 | 2578 E 4TH AVENUE, Vancouver, BC V5M 1K3 | Gas Permit | Residential | Tenant Improvement | Issued | Residential - Re and Re Furnace | Moore & Russell Heating Ltd
MP-2023-02211 | 2023-12-12 | 2612 E 4TH AVENUE, Vancouver, BC V5M 1K4 | Mechanical Permit | NULL | NULL | Issued | NULL | Sukhmani Mechanical Ltd
MP-2023-02212 | 2023-12-12 | 2612 E 4TH AVENUE, Vancouver, BC V5M 1K4 | Mechanical Permit | NULL | NULL | Issued | NULL | Sukhmani Mechanical Ltd
EP-2024-00507 | NULL | 2612 E 4TH AVENUE, Vancouver, BC V5M 1K4 | Electrical Permit | Residential | New | Application Incomplete | Temporary Power - Residential - To provide temporary power. -renewal of EP-2023-00231 -valid: January 12, 2024 - January 11, 2025 | WE WIRE IT ELECTRIC LTD
SP-2023-02305 | 2023-12-21 | 2612 E 4TH AVENUE, Vancouver, BC V5M 1K4 | Sprinkler Permit | Residential | New | Issued | Residential - New Sprinkler System >The entire building, INCLUDING THE ATTACHED GARAGE (if applicable), to be sprinklered to 2 x NFPA 13D Enhanced >BP: To construct a 2 storey duplex ($875,000) with a detached accessory building (garage) at the rear providing 2 parking spaces, having vehicular access from the lane. 1. External Mechanical Unit – Exterior component located in front and rear yard, Interior component located in upper 1/2 storey. 2. Schedule B: (Chih-Yuan Shen) P.Eng (604.771.0116) Struct. & Geo. 3. HPO: Residential Builder- LAT49 Builders Inc. #49757 Note: This is a 2 storey building pursuant to the Zoning and Development By-Law ***This permit is issued under the VBBL 2019, with updated energy requirements as per bylaw # 12997 effective Jan 01, 2022.*** | SBMS Construction Ltd
EP-2024-00080 | 2024-01-04 | 2612 E 4TH AVENUE, Vancouver, BC V5M 1K4 | Electrical Permit | Residential | New | Issued | Installation / Repair - Residential - Low Voltage - Security system, tel, data, TV, intercom, and camera | Ads Security Systems Ltd
GP-2024-00035 | 2024-01-08 | 2612 E 4TH AVENUE, Vancouver, BC V5M 1K4 | Gas Permit | Residential | New | Issued | Residential - Gas piping for a range and BBQ >BP: To construct a 2 storey duplex ($875,000) with a detached accessory building (garage) at the rear providing 2 parking spaces, having vehicular access from the lane. | Karan Plumbing & Heating Ltd
PP-2023-03861 | 2023-11-15 | 2612 E 4TH AVENUE, Vancouver, BC V5M 1K4 | Plumbing Permit | Residential | New | Issued | Residential - Plumbing of a Duplex House Case File CF-2022-012700: Violation VI-2022-05219 >BP: To construct a 2 storey duplex with a detached accessory building (garage) at the rear providing 2 parking spaces, having vehicular access from the lane. 1. External Mechanical Unit – Exterior component located in front and rear yard, Interior component located in upper 1/2 storey. 2. Schedule B: (Chih-Yuan Shen) P.Eng (604.771.0116) Struct. & Geo. 3. HPO: Residential Builder- LAT49 Builders Inc. #49757 | Karan Plumbing & Heating Ltd
EP-2023-10251 | 2023-11-27 | 2612 E 4TH AVENUE, Vancouver, BC V5M 1K4 | Electrical Permit | Residential | New | Issued | Installation / Repair - Residential - ¦ 2FD- 200A ¦ duplex house. new 200a service *An approved mechanical permit is required for the installation of air conditioning or heat pump unit before a final electrical inspection will be performed >BP: To construct a 2 storey duplex ($875,000) with a detached accessory building (garage) at the rear providing 2 parking spaces, having vehicular access from the lane. 1. External Mechanical Unit – Exterior component located in front and rear yard, Interior component located in upper 1/2 storey. 2. Schedule B: (Chih-Yuan Shen) P.Eng (604.771.0116) Struct. & Geo. 3. HPO: Residential Builder- LAT49 Builders Inc. #49757 Note: This is a 2 storey building pursuant to the Zoning and Development By-Law ***This permit is issued under the VBBL 2019, with updated energy requirements as per bylaw # 12997 effective Jan 01, 2022.*** | WE WIRE IT ELECTRIC LTD
PP-2023-03635 | 2023-10-16 | 2612 E 4TH AVENUE, Vancouver, BC V5M 1K4 | Plumbing Permit | Residential | New | Issued | Residential - 2FD - #1 & #2 - Sump and underground | GNA Contracting Ltd
EP-2023-00231 | 2023-01-11 | 2612 E 4TH AVENUE, Vancouver, BC V5M 1K4 | Electrical Permit | Residential | Renovation | Expired | Temporary Power - Residential - To provide temporary power. | WE WIRE IT ELECTRIC LTD
GP-2024-00111 | 2024-01-12 | 2632 E 4TH AVENUE, Vancouver, BC V5M 1K4 | Gas Permit | Residential | Renovation | Issued | Residential - RE&RE boiler | Milani Plumbing Heating & Air Conditioning Ltd
EP-2022-09931 | 2022-11-24 | 2646 E 4TH AVENUE, Vancouver, BC V5M 1K4 | Electrical Permit | Residential | New | Completed | Installation / Repair - Residential - This is duplex house...we are doing all electrical rough wiring and finishing and doing 200 amp overhead service To construct a two-storey two-family dwelling , with a detached accessory building (garage) at the rear providing 2 parking spaces, having vehicular access from the lane. | Ample Star Electrical Ltd.
EP-2022-09889 | 2022-11-22 | 2646 E 4TH AVENUE, Vancouver, BC V5M 1K4 | Electrical Permit | Residential | New | Completed | Installation / Repair - Residential - 2FD - FRONT/NORTH - 2646 E 4TH AV REAR/SOUTH - 2648 E 4TH AV Security alarm, tv cables, telephone and door chime. COMPLETE SECURITY ALARM SYSTEM >DB: To construct a two-storey two-family dwelling, with a detached accessory building (garage) at the rear providing 2 parking spaces, having vehicular access from the lane. Note: This is a 2 storey building pursuant to the Zoning and Development By-Law 1. Two AHU units proposed in rear yard | A B L SECURITY SYSTEMS LTD.
MP-2022-00422 | 2022-10-17 | 2646 E 4TH AVENUE, Vancouver, BC V5M 1K4 | Mechanical Permit | NULL | NULL | Completed | NULL | Bison Plumbing & Heating Ltd
SP-2022-01848 | 2022-11-08 | 2646 E 4TH AVENUE, Vancouver, BC V5M 1K4 | Sprinkler Permit | Residential | New | Completed | Residential - To install fire sprinkler system in duplex To construct a two-storey two-family dwelling ($705,025), with a detached accessory building (garage) at the rear providing 2 parking spaces, having vehicular access from the lane. Note: This Building Permit will remain in a suspended status until the associated (green) Demolition Permit BP-2021-06472 is completed. | Max Fire Pro Ltd
GP-2022-03636 | 2022-11-21 | 2646 E 4TH AVENUE, Vancouver, BC V5M 1K4 | Gas Permit | Residential | New | Completed | Residential - 2FD - FRONT - 2646 E 4TH AV - NORTH REAR - 2648 E 4TH AV - SOUTH Installation of gas appliances (DUPLEX) >DB: To construct a two-storey two-family dwelling, with a detached accessory building (garage) at the rear providing 2 parking spaces, having vehicular access from the lane. Note: This is a 2 storey building pursuant to the Zoning and Development By-Law 1. Two AHU units proposed in rear yard | Century Twenty One Gas & Heating Co. Ltd
PP-2022-02820 | 2022-08-17 | 2646 E 4TH AVENUE, Vancouver, BC V5M 1K4 | Plumbing Permit | Residential | New | Completed | Residential - SUMP | Bhullar Excavating and Demolition
EP-2023-01152 | 2023-02-14 | 2646 E 4TH AVENUE, Vancouver, BC V5M 1K4 | Electrical Permit | Residential | New | Expired | Temporary Power - Residential - To provide temporary power. Renewal of EP-2022-00804 Valid: Feb 4, 2023 to Feb 3, 2024 | Ample Star Electrical Ltd.
EP-2022-00804 | 2022-02-04 | 2646 E 4TH AVENUE, Vancouver, BC V5M 1K4 | Electrical Permit | Residential | New | Expired | Temporary Power - Residential - To provide temporary power. NOTE: Work authorized by this permit is for placement of a temporary power pole only and does not authorize any site construction and/or excavation. A separate Building Permit will be required prior to commencement of any other work on this site. | Ample Star Electrical Ltd.
EP-2022-02547 | 2022-03-29 | 3227 E 51ST AVENUE, Vancouver, BC V5S 1S3 | Electrical Permit | Residential | New | Expired | Temporary Power - Residential - To provide temporary power. | Altech Electric Ltd
PP-2022-03181 | 2022-09-14 | 3227 E 51ST AVENUE, Vancouver, BC V5S 1S3 | Plumbing Permit | Residential | New | Completed | Residential - Plumbing for: >BP: To construct a 2 storey two-family dwelling with 2 secondary suites located in the Basement ($850,000.00) with a detached accessory building (garage) and 2 open parking at the rear providing a total of 4 parking spaces, having vehicular access from the lane. | Lally Plumbing & Heating Ltd
EP-2022-07590 | 2022-09-14 | 3227 E 51ST AVENUE, Vancouver, BC V5S 1S3 | Electrical Permit | Residential | New | Completed | Installation / Repair - Residential - Electrical wiring for a duplex with secondary suites. A 200 amp main consumer's service, 125 amp service supplying each dwelling unit. >BP: To construct a 2 storey two-family dwelling with 2 secondary suites located in the Basement ($850,000.00) with a detached accessory building (garage) and 2 open parking at the rear providing a total of 4 parking spaces, having vehicular access from the lane. 1. Covenant registered at the Land Title Office under CA9723575 2. A/C proposed – Exterior component located in rear yard, Interior component located in second floor closet 3. Schedule B: (JASON HUI, P.Eng, 778-319-3403.) Structural, Geotechnical, Architectural Item 1.5 4. HPO: Residential Builder- (TVK Construction Ltd. | Altech Electric Ltd
PP-2022-02453 | 2022-07-14 | 3227 E 51ST AVENUE, Vancouver, BC V5S 1S3 | Plumbing Permit | Residential | New | Completed | Residential - 2FD+2SS - WEST- 3227 E 51ST AV - #1 & #2 EAST - 3227 E 51ST AV - #1 & #2 Sentry and storm con with one sump To construct a 2 storey two-family dwelling with 2 secondary suites located in the Basement with a detached accessory building (garage) and 2 open parking at the rear providing a total of 4 parking spaces, having vehicular access from the lane. 1. Covenant registered at the Land Title Office under CA9723575 2. A/C proposed – Exterior component located in rear yard, Interior component located in second floor closet | AKAL DEMOLITION & EXCAVATING LTD
EP-2022-09358 | 2022-11-07 | 3227 E 51ST AVENUE, Vancouver, BC V5S 1S3 | Electrical Permit | Residential | New | Completed | Installation / Repair - Residential - To Pre-wire and Install security alarm, and TV/DATA/TEL cables. | Yao Rong Xu
GP-2022-03418 | 2022-11-02 | 3227 E 51ST AVENUE, Vancouver, BC V5S 1S3 | Gas Permit | Residential | New | Completed | Residential - 2FD+2SS - WEST - 3227 E 51ST AV EAST - 3229 E 51ST AV Gas >DB: To construct a 2 storey two-family dwelling with 2 secondary suites located in the Basement with a detached accessory building (garage) and 2 open parking at the rear providing a total of 4 parking spaces, having vehicular access from the lane. 1. Covenant registered at the Land Title Office under CA9723575 2. A/C proposed – Exterior component located in rear yard, Interior component located in second floor closet | Lally Plumbing & Heating Ltd
GP-2022-00272 | 2022-01-28 | 2251 E 53RD AVENUE, Vancouver, BC V5P 1X9 | Gas Permit | Residential | Renovation | Completed | Residential - Replace boiler | Mark Anthony Pugh
EP-2023-06819 | 2023-07-31 | 2263 E 53RD AVENUE, Vancouver, BC V5P 1X9 | Electrical Permit | Residential | Renovation | Issued | Installation / Repair - Residential - Upgrade main house service and provide 125 to laneway and 100 to main house utilizing a new 200amp service | C M & Sons Electrical Inc
GP-2022-02879 | 2022-09-23 | 2276 E 53RD AVENUE, Vancouver, BC V5P 1X8 | Gas Permit | Residential | Renovation | Completed | Residential - replacement of boiler | Heatex Furnace Ltd
GP-2022-01379 | 2022-05-04 | 1046 E 54TH AVENUE, Vancouver, BC V5X 1L7 | Gas Permit | Residential | New | Completed | Residential - 50 gal HWT inspection | Reid Brothers Plumbing & Heating Ltd
EP-2023-06954 | 2023-08-15 | 505 E 53RD AVENUE, Vancouver, BC V5X 1J4 | Electrical Permit | Residential | Tenant Improvement | Issued | Installation / Repair - Residential - Relocating service from house to new laneway being built. Upgrading service from 100amp to 200 amp 240v single phase (new LWH address: 6860 St George St ) | Coast Electric Ltd.
EP-2023-01891 | 2023-03-07 | 526 E 53RD AVENUE, Vancouver, BC V5X 1J5 | Electrical Permit | Residential | Addition | Completed | Installation / Repair - Residential - Service change because laneway house built. | Uppal Electrical Ltd
GP-2024-00173 | 2024-01-23 | 526 E 53RD AVENUE, Vancouver, BC V5X 1J5 | Gas Permit | Residential | Addition | Completed | Residential - Fortis BC changing gas meter location. So have to run underground gas piping from gas meter to main house. | POLLY MECHANICAL LTD
GP-2022-03383 | 2022-10-31 | 2661 E 47TH AVENUE, Vancouver, BC V5S 1B9 | Gas Permit | Residential | Renovation - Dwelling Unit(s) only | Completed | Residential - Boiler replacement | Heatco Furnace Services Ltd
MP-2022-00505 | 2022-11-02 | 2673 E 47TH AVENUE, Vancouver, BC V5S 1B9 | Mechanical Permit | NULL | NULL | Completed | NULL | Moore And Russell Heating And Air Conditioning Ltd
EP-2022-06123 | 2022-07-27 | 2673 E 47TH AVENUE, Vancouver, BC V5S 1B9 | Electrical Permit | Residential | Tenant Improvement | Completed | Installation / Repair - Residential - Electrical service upgrade to 200A, Electrical install of the AC, Mechanical permit will be obtained. | Moore And Russell Heating And Air Conditioning Ltd
GP-2022-00378 | 2022-02-05 | 2712 E 47TH AVENUE, Vancouver, BC V5S 1C3 | Gas Permit | Residential | Renovation | Completed | Residential - To Replace 1 Furnace Re/Re | ALL TIME HEATING PLUMBING & AIR CONDITIONING
EP-2022-01004 | 2022-02-14 | 2136 E 48TH AVENUE, Vancouver, BC V5P 1R8 | Electrical Permit | Residential | New | Completed | Installation / Repair - Residential - Wiring and service for new house. Main house: 100 Amp Basement: 100 Amp >BP: To construct a 2 storey + basement one-family dwelling with a secondary suite ($893,750.00) located in the basement, at the rear providing 2 parking spaces, having vehicular access from the lane. Note: This is a 2 storey building pursuant to the Zoning and Development By-Law 1- Covenant registered at the Land Title Office under CA9091870 2- No strata titling permitted 3- No Bar sink proposed 4- A/C unit proposed 5- Schedule B: Jason Hui P.Eng (778-319-3403) Structural & Geotechnical 4- HPO: Residential Builder - Silvercrest Custom Homes and Renovations Inc. Address Note: #1-2136 E 48th Av - One Family Dwelling (1st & 2nd floor, west portion of basement) #2-2136 E 48th Av - Secondary Suite (east portion of basement) Address and suite numbers assigned as per approved plans for Fire and Emergency response. The address number is to be posted to the building to be visible from the street and the suite numbers are to be posted at the suite entries in accordance with the Building By-law prior to final inspection. Addresses have been assigned per the approved plans, access to the secondary suite is from the East side. This access must be provided & maintained at all times and the building addresses posted to be visible from the street in accordance with the Building By-law. ****ALL PROJECT COORINATOR NOTES HAS BEEN ACCEPTED BY THE APPLICANT**** ******THIS PERMIT HAS BEEN ISSUED UNDER THE REQUIREMENTS OF VBBL #12511 (2019)****** | G.S.G. Electric Ltd.
PP-2022-00042 | 2022-01-12 | 2136 E 48TH AVENUE, Vancouver, BC V5P 1R8 | Plumbing Permit | Residential | New | Completed | Residential - To install piping and fixtures for a new single family house. >To construct a 2 storey + basement one-family dwelling with a secondary suite ($893,750.00) located in the basement, at the rear providing 2 parking spaces, having vehicular access from the lane. | Skyway Plumbing & gas Ltd
EP-2022-03470 | 2022-05-02 | 2136 E 48TH AVENUE, Vancouver, BC V5P 1R8 | Electrical Permit | Residential | New | Completed | Installation / Repair - Residential - low voltage prewiring and finish >BP: To construct a 2 storey + basement one-family dwelling with a secondary suite ($893,750.00) located in the basement, at the rear providing 2 parking spaces, having vehicular access from the lane. Note: This is a 2 storey building pursuant to the Zoning and Development By-Law 1- Covenant registered at the Land Title Office under CA9091870 2- No strata titling permitted 3- No Bar sink proposed 4- A/C unit proposed 5- Schedule B: Jason Hui P.Eng (778-319-3403) Structural & Geotechnical 4- HPO: Residential Builder - Silvercrest Custom Homes and Renovations Inc. Address Note: #1-2136 E 48th Av - One Family Dwelling (1st & 2nd floor, west portion of basement) #2-2136 E 48th Av - Secondary Suite (east portion of basement) Address and suite numbers assigned as per approved plans for Fire and Emergency response. The address number is to be posted to the building to be visible from the street and the suite numbers are to be posted at the suite entries in accordance with the Building By-law prior to final inspection. Addresses have been assigned per the approved plans, access to the secondary suite is from the East side. This access must be provided & maintained at all times and the building addresses posted to be visible from the street in accordance with the Building By-law. ****ALL PROJECT COORINATOR NOTES HAS BEEN ACCEPTED BY THE APPLICANT**** ******THIS PERMIT HAS BEEN ISSUED UNDER THE REQUIREMENTS OF VBBL #12511 (2019)****** | Aslan Security Systems Ltd
SP-2022-00638 | 2022-04-28 | 2136 E 48TH AVENUE, Vancouver, BC V5P 1R8 | Sprinkler Permit | Residential | New | Completed | Residential - Install sprinklers in SFD To construct a 2 storey + basement one-family dwelling with a secondary suite located in the basement, at the rear providing 2 parking spaces, having vehicular access from the lane. Note: This is a 2 storey building pursuant to the Zoning and Development By-Law 1- Covenant registered at the Land Title Office under CA9091870 2- No strata titling permitted 3- No Bar sink proposed 4- A/C unit proposed 5- Schedule B: Jason Hui P.Eng (778-319-3403) Structural & Geotechnical 4- HPO: Residential Builder - Silvercrest Custom Homes and Renovations Inc. | Gold Key Fire Protection Ltd
GP-2022-00996 | 2022-03-31 | 2136 E 48TH AVENUE, Vancouver, BC V5P 1R8 | Gas Permit | Residential | New | Completed | Residential - To install piping and appliances for a new single family house with complete installation. | Skyway Plumbing & gas Ltd
GP-2022-01138 | 2022-04-11 | 2136 E 48TH AVENUE, Vancouver, BC V5P 1R8 | Gas Permit | Residential | New | Completed | Residential - Venting & Hookup Only.. | REAL LIGHTING & FIREPLACES LTD
EP-2023-04132 | 2023-05-11 | 2150 E 48TH AVENUE, Vancouver, BC V5P 1R8 | Electrical Permit | Residential | Addition | Completed | Installation / Repair - Residential - Upgrade service from 100A to 200A. | Lexington Electrical Systems
GP-2023-01557 | 2023-05-16 | 27 E 51ST AVENUE, Vancouver, BC V5X 1C1 | Gas Permit | Residential | New | Completed | Residential - 1 Range, 1 Boiler & 1 BBQ >BP: To construct a 2 storey + cellar one-family | Karan Plumbing & Heating Ltd
SP-2023-01025 | 2023-06-08 | 27 E 51ST AVENUE, Vancouver, BC V5X 1C1 | Sprinkler Permit | Residential | New | Completed | Residential - 1FD - MAIN HOUSE WITH NEW SPRINKLERS >DB: To construct a 2 storey + cellar one-family with a detached accessory building (garage), at the rear providing 2 parking spaces, having vehicular access from the lane. 1. No Strata Titling permitted 2. Entire building to be sprinklered 13D 3. A/C proposed – Exterior component located in rear yard, Interior component located in upper floor closest 4. Bar sink located in recreation room | BC Fire Sprinklers Ltd
EP-2023-05784 | 2023-06-27 | 27 E 51ST AVENUE, Vancouver, BC V5X 1C1 | Electrical Permit | Residential | New | Completed | Installation / Repair - Residential - Install Low Voltage wiring (networking), Security Alarm, CCTV, Data, Tel. Rough-In and Finishing. >BP: To construct a 2 storey + cellar one-family ($728,000) with a detached accessory building (garage) ($10,000), at the rear providing 2 parking spaces, having vehicular access from the lane. 1. No Strata Titling permitted 2. Entire building to be sprinklered 13D 3. A/C proposed – Exterior component located in rear yard, Interior component located in upper floor closest 4. Bar sink located in recreation room 5. Schedule B: (Carlito Redoblado) P.Eng (604.533.8423) Structural 6. Schedule B: (Shaozhe Guo) P.Eng (778.926.0525) Geotechnical 7. HPO: Residential Builder- Credton Construction Ltd. Note: This is a 2 storey building pursuant to the Zoning and Development By-Law Address Information: Principle Dwelling: 27 E 51ST AVENUE **THIS PERMIT HAS BEEN ISSUED UNDER THE REQUIREMENTS OF VBBL #12511 (2019)** | Magnificent Security Inc.
PP-2023-00935 | 2023-03-20 | 27 E 51ST AVENUE, Vancouver, BC V5X 1C1 | Plumbing Permit | Residential | New | Completed | Residential - Plumbing of a dwelling house >BP: To construct a 2 storey + cellar one-family ($728,000) with a detached accessory building (garage) ($10,000), at the rear providing 2 parking spaces, having vehicular access from the lane. 1. No Strata Titling permitted 2. Entire building to be sprinklered 13D 3. A/C proposed – Exterior component located in rear yard, Interior component located in upper floor closest 4. Bar sink located in recreation room 5. Schedule B: (Carlito Redoblado) P.Eng (604.533.8423) Structural 6. Schedule B: (Shaozhe Guo) P.Eng (778.926.0525) Geotechnical 7. HPO: Residential Builder- Credton Construction Ltd. | Karan Plumbing & Heating Ltd
MP-2023-00601 | 2023-04-06 | 27 E 51ST AVENUE, Vancouver, BC V5X 1C1 | Mechanical Permit | NULL | NULL | Completed | NULL | Karan Plumbing & Heating Ltd
EP-2023-03510 | 2023-05-09 | 27 E 51ST AVENUE, Vancouver, BC V5X 1C1 | Electrical Permit | Residential | New | Completed | Installation / Repair - Residential - new single family construction with electrical installation. - the new service will be 200 amps, 120v/240v, single phase. Electrical charger 40 amps 240v outlet *An approved mechanical permit is required for the installation of air conditioning or heat pump unit at the time of installation before an electrical inspection will be performed >BP: To construct a 2 storey + cellar one-family ($728,000) with a detached accessory building (garage) ($10,000), at the rear providing 2 parking spaces, having vehicular access from the lane. 1. No Strata Titling permitted 2. Entire building to be sprinklered 13D 3. A/C proposed – Exterior component located in rear yard, Interior component located in upper floor closest 4. Bar sink located in recreation room 5. Schedule B: (Carlito Redoblado) P.Eng (604.533.8423) Structural 6. Schedule B: (Shaozhe Guo) P.Eng (778.926.0525) Geotechnical 7. HPO: Residential Builder- Credton Construction Ltd. Note: This is a 2 storey building pursuant to the Zoning and Development By-Law Address Information: Principle Dwelling: 27 E 51ST AVENUE **THIS PERMIT HAS BEEN ISSUED UNDER THE REQUIREMENTS OF VBBL #12511 (2019)** | Big Forest Electric Ltd
EP-2022-09383 | 2022-11-03 | 27 E 51ST AVENUE, Vancouver, BC V5X 1C1 | Electrical Permit | Residential | New | Expired | Temporary Power - Residential - To provide temporary power. | Big Forest Electric Ltd
PP-2023-00149 | 2023-01-16 | 27 E 51ST AVENUE, Vancouver, BC V5X 1C1 | Plumbing Permit | Residential | New | Completed | Residential - TWO SUMPS WITH PUMP ONE SUMP NO PUMP | Bhullar Excavating and Demolition
MP-2023-00843 | 2023-05-12 | 3238 E 51ST AVENUE, Vancouver, BC V5S 1S4 | Mechanical Permit | NULL | NULL | Completed | NULL | Central Commercial & Residential Services
EP-2023-04136 | 2023-05-18 | 3238 E 51ST AVENUE, Vancouver, BC V5S 1S4 | Electrical Permit | Residential | Addition | Completed | Installation / Repair - Residential - New 200A overhead service upgrade + dedicated 40A circuit for new heat pump *MP-2023-00843: Issued (Cooling) | KOVAC ELECTRICAL GROUP LTD.
GP-2023-03081 | 2023-10-16 | 3257 E 51ST AVENUE, Vancouver, BC V5S 1S3 | Gas Permit | Residential | Renovation | Completed | Residential - boiler re&re | Ferenc Nagy
EP-2023-08756 | 2023-09-28 | 2681 E 4TH AVENUE, Vancouver, BC V5M 1K5 | Electrical Permit | Residential | New | Completed | Installation / Repair - Residential - Extra low voltage, security alarm installation. >BP: To construct a 2 storey + basement two-family dwelling ($705,262.50) with a detached accessory building (garage), at the rear providing 2 parking spaces, having vehicular access from the lane. Note: This is a 2 storey building pursuant to the Zoning and Development By-Law 3. A/C units proposed in basement 4. Bar sinks proposed in basement 5. Schedule B: Md. Shahidul Alam, (604.653.7475) Structural & Geotechnical 6. HPO: Residential Builder - Master Craftsman Construction Ltd. ******THIS PERMIT HAS BEEN ISSUED UNDER THE REQUIREMENTS OF VBBL #12511 (2019)****** | Smarthomes Security Ltd.
SP-2022-02084 | 2022-12-16 | 2681 E 4TH AVENUE, Vancouver, BC V5M 1K5 | Sprinkler Permit | Residential | New | Completed | Residential - Install Sprinkler Heads To construct a 2 storey + basement two-family dwelling with a detached accessory building (garage), at the rear providing 2 parking spaces, having vehicular access from the lane. Note: This is a 2 storey building pursuant to the Zoning and Development By-Law 3. A/C units proposed in basement 4. Bar sinks proposed in basement 5. Schedule B: Md. Shahidul Alam, (604.653.7475) Structural & Geotechnical 6. HPO: Residential Builder - Master Craftsman Construction Ltd. | RAHELU PLUMBING & HEATING LTD.
EP-2022-09148 | 2022-11-04 | 2681 E 4TH AVENUE, Vancouver, BC V5M 1K5 | Electrical Permit | Residential | New | Completed | Installation / Repair - Residential - 2FD - FRONT - 2681 E 4TH AV BACK - 2683 E 4TH AV Duplex wiring and finishing >DB: To construct a 2 storey + basement two-family dwelling ($705,262.50) with a detached accessory building (garage), at the rear providing 2 parking spaces, having vehicular access from the lane. Note: This is a 2 storey building pursuant to the Zoning and Development By-Law 3. A/C units proposed in basement 4. Bar sinks proposed in basement AMEND: FEB 21/2023 Add extra low voltage in this permit, ( telephone, internet, security, cameras etc.) | Universal Electrical Services Ltd
NULL | NULL | 2681 E 4TH AVENUE, Vancouver, BC V5M 1K5 | Mechanical Permit | NULL | NULL | Draft | NULL | RAHELU PLUMBING & HEATING LTD.
MP-2022-00561 | 2022-11-14 | 2681 E 4TH AVENUE, Vancouver, BC V5M 1K5 | Mechanical Permit | NULL | NULL | Completed | NULL | RAHELU PLUMBING & HEATING LTD.
PP-2022-02148 | 2022-06-20 | 2681 E 4TH AVENUE, Vancouver, BC V5M 1K5 | Plumbing Permit | Residential | New | Issued | Residential - Sentry and storm con with one sump AMEND: AUG 26/2022 Please change address 2681 E 4 th ave | AKAL DEMOLITION & EXCAVATING LTD
PP-2022-03484 | 2022-10-03 | 2681 E 4TH AVENUE, Vancouver, BC V5M 1K5 | Plumbing Permit | Residential | New | Completed | Residential - Plumbing works To construct a 2 storey + basement two-family dwelling with a detached accessory building (garage), at the rear providing 2 parking spaces, having vehicular access from the lane. Note: This is a 2 storey building pursuant to the Zoning and Development By-Law 3. A/C units proposed in basement 4. Bar sinks proposed in basement 5. Schedule B: Md. Shahidul Alam, (604.653.7475) Structural & Geotechnical 6. HPO: Residential Builder - Master Craftsman Construction Ltd. | RAHELU PLUMBING & HEATING LTD.
EP-2022-04479 | 2022-05-29 | 2681 E 4TH AVENUE, Vancouver, BC V5M 1K5 | Electrical Permit | Residential | New | Expired | Temporary Power - Residential - To provide temporary power. | Universal Electrical Services Ltd
EP-2022-09150 | 2022-10-27 | 2687 E 4TH AVENUE, Vancouver, BC V5M 1K5 | Electrical Permit | Residential | Addition | Completed | Installation / Repair - Residential - 200amp service upgrade | Bluephase Electrical Ltd
PP-2022-03949 | 2022-11-02 | 2710 E 4TH AVENUE, Vancouver, BC V5M 1K6 | Plumbing Permit | Residential | Renovation | Issued | Residential - Installation of tub, toilet and sink, >BP: Ext and Int alts for WWOP addition to main floor and change of use from 1FD to 1FD with Suite. Suite is pre-existing; work to add 13'x16' additional interior living space under existing rear deck. Dwelling to be sprinklered to NFPA 13D Renovation Energy Upgrade Proposal submitted by: TOMMY YOUNGSUNG BYUN of CAPITAL HOME ENERGY INC. 604-562-0387 Structural Schedule B submitted by: GEOFF WENSEL P.ENG 778-855-2549 Scope of work to include energy and building upgrades in accordance with Article 11.2.1.4 of the 2014 Vancouver Building By-law and as required by the District Building Inspector. This includes air sealing, attic insulation upgrade, and as required by the Energy Upgrade Proposal. ALL NEW WORK TO MEET VBBL 2014. Nov 14/2023-AMEND Add outside sump | PAPA PLUMBING & HEATING LTD.
EP-2022-09068 | 2022-10-27 | 2710 E 4TH AVENUE, Vancouver, BC V5M 1K6 | Electrical Permit | Residential | Renovation - Dwelling Unit(s) only | Completed | Installation / Repair - Residential - 200 amp 2x100 service upgrade install circuits in kitchen, wire and install plugs and switches in suite. re/re existing wires to split up services for suite and main floor and smoke alarms throughout for 1FD to 1FD with Suite. >Ext and Int alts for WWOP addition to main floor and change of use from 1FD to 1FD with Suite. Suite is pre-existing; work to add 13'x16' additional interior living space under existing rear deck. Dwelling to be sprinklered to NFPA 13D Renovation Energy Upgrade Proposal submitted by: TOMMY YOUNGSUNG BYUN of CAPITAL HOME ENERGY INC. 604-562-0387 Structural Schedule B submitted by: GEOFF WENSEL P.ENG 778-855-2549 Scope of work to include energy and building upgrades in accordance with Article 11.2.1.4 of the 2014 Vancouver Building By-law and as required by the District Building Inspector. This includes air sealing, attic insulation upgrade, and as required by the Energy Upgrade Proposal. ALL NEW WORK TO MEET VBBL 2014. | York Electrical Ltd
NULL | NULL | 2710 E 4TH AVENUE, Vancouver, BC V5M 1K6 | Plumbing Permit | Residential | Renovation - Dwelling Unit(s) only | Withdrawn | Residential - *First plumbing permit application. Basement suite addition. 1 kitchen, 1 bathroom, 1 washer/dryer. | NULL
SP-2023-00170 | 2023-01-30 | 2710 E 4TH AVENUE, Vancouver, BC V5M 1K6 | Sprinkler Permit | Residential | Renovation | Issued | Residential - new sprinkler system >BP: Ext and Int alts for WWOP addition to main floor and change of use from 1FD to 1FD with Suite. Suite is pre-existing; work to add 13'x16' additional interior living space under existing rear deck. Dwelling to be sprinklered to NFPA 13D | Haven Fire Protection Ltd
PP-2023-01675 | 2023-05-12 | 2731 E 4TH AVENUE, Vancouver, BC V5M 1K7 | Plumbing Permit | Residential | Renovation | Completed | Residential - replace water service to the home | PRISTINE PLUMBING & DRAINAGE LTD.
GP-2023-00665 | 2023-02-27 | 2778 E 4TH AVENUE, Vancouver, BC V5M 1K6 | Gas Permit | Residential | Renovation | Completed | Residential - Gas fireplace installation | 496302 BC Ltd
EP-2023-01565 | 2023-02-28 | 2796 E 4TH AVENUE, Vancouver, BC V5M 1K6 | Electrical Permit | Residential | New | Completed | Installation / Repair - Residential - New wiring and hook up of electrical appliance etc. >BP: To construct a 2 storey + basement one-family dwelling with a secondary suite ($745,000) located in the basement. Note: Parking for the site has been provided under DB-2021-05967 (Laneway House) Note: This Building Permit will remain in a suspended status until the associated (green) Demolition Permit BP-2021-05961 is completed. 1- Covenant registered at the Land Title Office under CA9544285 2- No strata titling permitted 3- Bar sink proposed in basement 4- A/C unit proposed in rear yard 5- Schedule B: Alan Prahalad, P.Eng (604.831.1431) Structural & Geotechnical 6- HPO: Residential Builder - Stat Construction Ltd ******THIS PERMIT HAS BEEN ISSUED UNDER THE REQUIREMENTS OF VBBL #12511 (2019)****** | STAT ELECTRICS LIMITED
GP-2023-00829 | 2023-03-28 | 2796 E 4TH AVENUE, Vancouver, BC V5M 1K6 | Gas Permit | Residential | New | Completed | Residential - 2 Range, 1 Boiler & 12 BBQ NEW GAS LINES >BP: To construct a 2 storey + basement one-family dwelling with a secondary suite ($745,000) located in the basement. | K & E Gas Services Ltd
EP-2023-00786 | 2023-01-30 | 2796 E 4TH AVENUE, Vancouver, BC V5M 1K6 | Electrical Permit | Residential | New | Expired | Temporary Power - Residential - To provide temporary power. | STAT ELECTRICS LIMITED
SP-2023-00657 | 2023-04-17 | 2796 E 4TH AVENUE, Vancouver, BC V5M 1K6 | Sprinkler Permit | Residential | New | Completed | Residential - Install sprinklers in sfd >BP: To construct a 2 storey + basement one-family dwelling with a secondary suite located in the basement. Note: Parking for the site has been provided under DB-2021-05967 (Laneway House) 1- Covenant registered at the Land Title Office under CA9544285 2- No strata titling permitted 3- Bar sink proposed in basement 4- A/C unit proposed in rear yard 5- Schedule B: Alan Prahalad, P.Eng (604.831.1431) Structural & Geotechnical 6- HPO: Residential Builder - Stat Construction Ltd | Gold Key Fire Protection Ltd
EP-2023-02698 | 2023-03-29 | 2796 E 4TH AVENUE, Vancouver, BC V5M 1K6 | Electrical Permit | Residential | New | Completed | Installation / Repair - Residential - Complete Security ALARM / VAC / INTERCOM / TEL / CABLE / LOW VOLTAGE WIRING >BP: To construct a 2 storey + basement one-family dwelling with a secondary suite ($745,000) located in the basement. Note: Parking for the site has been provided under DB-2021-05967 (Laneway House) Note: This Building Permit will remain in a suspended status until the associated (green) Demolition Permit BP-2021-05961 is completed. 1- Covenant registered at the Land Title Office under CA9544285 2- No strata titling permitted 3- Bar sink proposed in basement 4- A/C unit proposed in rear yard 5- Schedule B: Alan Prahalad, P.Eng (604.831.1431) Structural & Geotechnical 6- HPO: Residential Builder - Stat Construction Ltd | Advanced Alarm-Tech Ltd
PP-2022-04197 | 2022-11-22 | 2796 E 4TH AVENUE, Vancouver, BC V5M 1K6 | Plumbing Permit | Residential | New | Completed | Residential - 1FD+SS - #1 & #2 - Plumbing on all 3 levels >DB: To construct a 2 storey + basement one-family dwelling with a secondary suite located in the basement. Note: Parking for the site has been provided under DB-2021-05967 (Laneway House) 1- Covenant registered at the Land Title Office under CA9544285 2- No strata titling permitted 3- Bar sink proposed in basement 4- A/C unit proposed in rear yard | Atlantis Plumbing & Heating Ltd
MP-2022-00645 | 2022-12-04 | 2796 E 4TH AVENUE, Vancouver, BC V5M 1K6 | Mechanical Permit | NULL | NULL | Completed | NULL | Atlantis Plumbing & Heating Ltd
PP-2022-03015 | 2022-08-31 | 2796 E 4TH AVENUE, Vancouver, BC V5M 1K6 | Plumbing Permit | Residential | New | Completed | Residential - Sumps | SOURCE ONE EXCAVATING LTD
EP-2022-00670 | 2022-01-29 | 2796 E 4TH AVENUE, Vancouver, BC V5M 1K6 | Electrical Permit | Residential | New | Expired | Temporary Power - Residential - To provide temporary power. | STAT ELECTRICS LIMITED
GP-2022-01019 | 2022-04-01 | 2809 E 4TH AVENUE, Vancouver, BC V5M 1K9 | Gas Permit | Residential | Addition | Completed | Residential - re and re gas range | Christopher Sterling
EP-2023-10898 | 2023-12-04 | 2816 E 4TH AVENUE, Vancouver, BC V5M 1K8 | Electrical Permit | Residential | New | Issued | Temporary Power - Residential - To provide temporary power. | Skyview Electrical Ltd
GP-2023-03025 | 2023-10-11 | 726 E 50TH AVENUE, Vancouver, BC V5X 1B3 | Gas Permit | Residential | Renovation | Issued | Residential - Remove furnace & install High Efficiency Furnace | Superstar Plumbing Heating & Sprinkler Supplies Ltd
MP-2023-00775 | 2023-05-04 | 659 E 53RD AVENUE, Vancouver, BC V5X 1J4 | Mechanical Permit | NULL | NULL | Completed | NULL | Thomson Industries Ltd
GP-2022-01326 | 2022-04-28 | 676 E 53RD AVENUE, Vancouver, BC V5X 1J5 | Gas Permit | Residential | Renovation | Completed | Residential - HWT RE/RE | Ferenc Nagy
GP-2023-04237 | 2023-12-29 | 725 E 53RD AVENUE, Vancouver, BC | Gas Permit | Residential | Renovation | Completed | Residential - replacement of hot water tank | Hillcrest Plumbing & Heating (1991) Ltd
GP-2022-03815 | 2022-12-01 | 728 E 53RD AVENUE, Vancouver, BC V5X 1J6 | Gas Permit | Residential | Addition | Completed | Residential - Insert is installed in an old house | Canadian Fireplace Ltd
GP-2022-03485 | 2022-11-08 | 748 E 53RD AVENUE, Vancouver, BC V5X 1J6 | Gas Permit | Residential | Renovation - Dwelling Unit(s) only | Completed | Residential - RE & RE FURNACE | 484081 BC LTD
GP-2022-02932 | 2022-09-28 | 769 E 53RD AVENUE, Vancouver, BC V5X 1J7 | Gas Permit | Residential | Renovation | Completed | Residential - boiler re&re | Flame Co Heating Services Ltd
EP-2023-05714 | 2023-07-06 | 841 E 53RD AVENUE, Vancouver, BC V5X 1J7 | Electrical Permit | Residential | Addition | Completed | Installation / Repair - Residential - New dedicated 30A, 240V circuit for new heat pump, install cable, disconnect, wet fittings and make connection. -reference: MP-2023-01177 | KOVAC ELECTRICAL GROUP LTD.
MP-2023-01177 | 2023-06-26 | 841 E 53RD AVENUE, Vancouver, BC V5X 1J7 | Mechanical Permit | NULL | NULL | Completed | NULL | Central Commercial & Residential Services
GP-2023-04001 | 2023-12-13 | 841 E 53RD AVENUE, Vancouver, BC V5X 1J7 | Gas Permit | Residential | New | Issued | Residential - Installation of temporary gas meter Fortis Pilot Program | Conor Whyte Plumbing And Heating Limited
EP-2022-03380 | 2022-04-27 | 859 E 53RD AVENUE, Vancouver, BC V5X 1J7 | Electrical Permit | Residential | Renovation | Completed | Installation / Repair - Residential - service upgrade 100 amp to 125 amps Amend: June 6, 2022 i want to relocate the house meter with laneway meter on same spot . once again disconnect the service and hook up same time. | FER Electrical Ltd
MP-2023-01772 | 2023-10-01 | 2295 E 47TH AVENUE, Vancouver, BC V5P 1R2 | Mechanical Permit | NULL | NULL | Issued | NULL | Mann Plumbing and Heating (2019) Ltd
EP-2023-10175 | 2023-11-10 | 2295 E 47TH AVENUE, Vancouver, BC V5P 1R2 | Electrical Permit | Residential | New | Issued | Installation / Repair - Residential - security alarm. chime,tv,tel,data rough in & completion >BP: To construct a 2 storey laneway house building ($168,912) with a 1 open parking pad, providing a total of 1 parking spaces, having vehicular access from the 20' Lane. | Repel Security Systems Ltd
EP-2023-10319 | 2023-11-27 | 2295 E 47TH AVENUE, Vancouver, BC V5P 1R2 | Electrical Permit | Residential | New | Issued | Installation / Repair - Residential - ¦ LWH- 200A ¦ Laneway house rough wiring finishing and service >BP: To construct a 2 storey laneway house building ($168,912) with a 1 open parking pad, providing a total of 1 parking spaces, having vehicular access from the 20' Lane. Note: The entire building, INCLUDING THE ATTACHED GARAGE (if applicable), to be sprinklered to NFPA 13D Note: This is a 1 ½ storey building pursuant to the Zoning & Development By-law. 1. Covenant registered at the Land Title Office under CB307206 2. No Strata Titling permitted 3. No A/C Unit proposed 4. Schedule B: (A.C.M Wang) P.Eng (604.618.6236) Structural & Geotechnical 5. HPO: Residential Builder- Hawthorne Enterprises Ltd NOTE: To achieve the required FSR. A floor space exclusion of 3% has been applied to this application as per section 11.24.18 of the district schedule, to accommodate improved building performance. *NEW HOUSE* Note: See DB-2022-00433 for Bldg 1 on site (principal bldg) addressed 6195 Nanaimo St **THIS PERMIT HAS BEEN ISSUED UNDER THE REQUIREMENTS OF VBBL #12511 (2019) ** | CHEEMA ELECTRIC LTD
GP-2023-03524 | 2023-11-16 | 2295 E 47TH AVENUE, Vancouver, BC V5P 1R2 | Gas Permit | Residential | New | Issued | Residential - Install 1 Boiler >BP: To construct a 2 storey laneway house building ($168,912) with a 1 open parking pad, providing a total of 1 parking spaces, having vehicular access from the 20' Lane. | JOT MECHANICAL LTD
NULL | NULL | 2295 E 47TH AVENUE, Vancouver, BC V5P 1R2 | Electrical Permit | Residential | New | Draft | Installation / Repair - Residential - Rough wiring finishing and new service | CHEEMA ELECTRIC LTD
PP-2023-03354 | 2023-09-20 | 2295 E 47TH AVENUE, Vancouver, BC V5P 1R2 | Plumbing Permit | Residential | New | Issued | Residential - Laneway plumbing >BP: To construct a 2 storey laneway house building with a 1 open parking pad, providing a total of 1 parking spaces, having vehicular access from the 20' Lane. Note: The entire building, INCLUDING THE ATTACHED GARAGE (if applicable), to be sprinklered to NFPA 13D Note: This is a 1 ½ storey building pursuant to the Zoning & Development By-law. 1. Covenant registered at the Land Title Office under CB307206 2. No Strata Titling permitted 3. No A/C Unit proposed 4. Schedule B: (A.C.M Wang) P.Eng (604.618.6236) Structural & Geotechnical 5. HPO: Residential Builder- Hawthorne Enterprises Ltd | Mann Plumbing and Heating (2019) Ltd
SP-2023-01438 | 2023-08-04 | 2295 E 47TH AVENUE, Vancouver, BC V5P 1R2 | Sprinkler Permit | Residential | New | Issued | Residential - installation of a new fire sprinkler system >BP: To construct a 2 storey laneway house building with a 1 open parking pad, providing a total of 1 parking spaces, having vehicular access from the 20' Lane. Note: The entire building, INCLUDING THE ATTACHED GARAGE (if applicable), to be sprinklered to NFPA 13D Note: This is a 1 ½ storey building pursuant to the Zoning & Development By-law. 1. Covenant registered at the Land Title Office under CB307206 2. No Strata Titling permitted 3. No A/C Unit proposed 4. Schedule B: (A.C.M Wang) P.Eng (604.618.6236) Structural & Geotechnical 5. HPO: Residential Builder- Hawthorne Enterprises Ltd | CENTRE LINE FIRE SPRINKLERS LTD
EP-2023-07535 | NULL | 2295 E 47TH AVENUE, Vancouver, BC V5P 1R2 | Electrical Permit | Residential | New | Draft | Installation / Repair - Residential - Laneway house wiring and finishing and service | CHEEMA ELECTRIC LTD
EP-2022-08275 | 2022-10-03 | 2295 E 47TH AVENUE, Vancouver, BC V5P 1R2 | Electrical Permit | Residential | New | Expired | Temporary Power - Residential - To provide temporary power. NOTE: Work authorized by this permit is for placement of a temporary power pole only and does not authorize any site construction and/or excavation. A separate Building Permit will be required prior to commencement of any other work on this site. >>>>>>>>>>>Amend: Dec. 14th -address should be: 2295 E 47th Ave | CHEEMA ELECTRIC LTD
EP-2022-04788 | 2022-06-08 | 3122 E 47TH AVENUE, Vancouver, BC V5S 1C6 | Electrical Permit | Residential | Tenant Improvement | Issued | Installation / Repair - Residential - Electrical install of heat pump. BP not required. No change to existing service. | Moore And Russell Heating And Air Conditioning Ltd
GP-2022-00935 | 2022-03-31 | 3122 E 47TH AVENUE, Vancouver, BC V5S 1C6 | Gas Permit | Residential | Renovation | Issued | Residential - Add a gas supply for kitchen and re-run the gas pipe for tankless water heater Interior alterations to this existing one family dwelling on this site. Scope of work includes removing and replacing plumbing fixtures, removal of drywall, removal of the unauthorized deck and two sheds. | WECAN PLUMBING INCORPORTED
EP-2022-01608 | 2022-03-21 | 3122 E 47TH AVENUE, Vancouver, BC V5S 1C6 | Electrical Permit | Residential | Renovation | Issued | Installation / Repair - Residential - Complete house rewire. New lighting, outlets, appliance, smoke detector circuits throughout house. Service was upgraded to 200A recently by separate contractor. >BP: Interior alterations to this existing one family dwelling on this site. Scope of work includes removing and replacing plumbing fixtures, removal of drywall, removal of the unauthorized deck and two sheds. OK for field review as per Jamie Zhang, Apr. 16th/21 REUP not required based on project value | Mira Electric Ltd
PP-2022-00727 | 2022-03-03 | 3122 E 47TH AVENUE, Vancouver, BC V5S 1C6 | Plumbing Permit | Residential | Renovation | Issued | Residential - RE-RUN DRAINAGE PIPE AND WATER PIPE FOR ENTIRE HOUSE Interior alterations to this existing one family dwelling on this site. Scope of work includes removing and replacing plumbing fixtures, removal of drywall, removal of the unauthorized deck and two sheds. | WECAN PLUMBING INCORPORTED
NULL | NULL | 3122 E 47TH AVENUE, Vancouver, BC V5S 1C6 | Plumbing Permit | Residential | Renovation | Withdrawn | Residential - RE DO THE KITCHEN AND BATHROOM GROUP DRAINAGE PIPE AND WATER PIPE | NULL
MP-2023-00371 | 2023-03-14 | 3122 E 47TH AVENUE, Vancouver, BC V5S 1C6 | Mechanical Permit | NULL | NULL | Issued | NULL | Moore & Russell Heating Ltd
EP-2022-02369 | 2022-03-28 | 3133 E 47TH AVENUE, Vancouver, BC V5S 1C7 | Electrical Permit | Residential | Renovation | Completed | Installation / Repair - Residential - Aluminum branch circuit wiring repairs and install a combination panel instead of load centre. -No, existing 100A service. | PANG'S ELECTRIC LTD
GP-2023-04245 | 2023-12-31 | 3147 E 47TH AVENUE, Vancouver, BC V5S 1C7 | Gas Permit | Residential | Renovation | Issued | Residential - re/re of hwt with tankless water heater | 1236318 BC Ltd DBA Aquatech Vancouver
EP-2023-02273 | 2023-03-17 | 3148 E 47TH AVENUE, Vancouver, BC V5S 1C6 | Electrical Permit | Residential | New | Completed | Installation / Repair - Residential - Wiring and finishing of extra low voltage, >BP: To construct a 2 storey + basement one-family dwelling sprinklered to NFPA 13D requirements, with a secondary suite ($598,750) located in the basement with an attached garage providing 1 parking space, having vehicular access from 47th Avenue. Note: The entire building, INCLUDING THE ATTACHED GARAGE to be sprinklered to NFPA 13D. Note: This is a 2 storey building pursuant to the Zoning and Development By-Law 1- Covenant registered at the Land Title Office under CA9858949 2- No strata titling permitted 3- No Bar sink proposed 4- A/C unit proposed in the rear yard and upper floor 5- Schedule B: JASON HUI - P.Eng (778)-3193403 Structural & Geotechnical 6- HPO: Residential Builder - 0820163 BC LTD ******THIS PERMIT HAS BEEN ISSUED UNDER THE REQUIREMENTS OF VBBL #12511 (2019)****** | Creative Security Solutions Ltd
NULL | NULL | 3148 E 47TH AVENUE, Vancouver, BC V5S 1C6 | Mechanical Permit | NULL | NULL | Draft | NULL | Advance Air Solutions Ltd
EP-2023-01897 | 2023-03-20 | 3148 E 47TH AVENUE, Vancouver, BC V5S 1C6 | Electrical Permit | Residential | New | Completed | Installation / Repair - Residential - Wiring new single house with secondary suite. >BP: To construct a 2 storey + basement one-family dwelling sprinklered to NFPA 13D requirements, with a secondary suite ($598,750) located in the basement with an attached garage providing 1 parking space, having vehicular access from 47th Avenue. Note: The entire building, INCLUDING THE ATTACHED GARAGE to be sprinklered to NFPA 13D. Note: This is a 2 storey building pursuant to the Zoning and Development By-Law 1- Covenant registered at the Land Title Office under CA9858949 2- No strata titling permitted 3- No Bar sink proposed 4- A/C unit proposed in the rear yard and upper floor 5- Schedule B: JASON HUI - P.Eng (778)-3193403 Structural & Geotechnical 6- HPO: Residential Builder - 0820163 BC LTD ******THIS PERMIT HAS BEEN ISSUED UNDER THE REQUIREMENTS OF VBBL #12511 (2019)****** | Powerful Electric Ltd
GP-2023-00770 | 2023-03-06 | 3148 E 47TH AVENUE, Vancouver, BC V5S 1C6 | Gas Permit | Residential | New | Completed | Residential - to install one boiler and rough-in only for one Range, one BBQ >BP: To construct a 2 storey + basement one-family dwelling sprinklered to NFPA 13D requirements, with a secondary suite ($598,750) located in the basement with an attached garage providing 1 parking space, having vehicular access from 47th Avenue. | ACME PLUMBING HEATING & GAS LTD.
SP-2023-00289 | 2023-02-21 | 3148 E 47TH AVENUE, Vancouver, BC V5S 1C6 | Sprinkler Permit | Residential | New | Completed | Residential - 1FD+SS - #1 & #2 - to install a new sprinkler system in the main house >DB: To construct a 2 storey + basement one-family dwelling sprinklered to NFPA 13D requirements, with a secondary suite located in the basement with an attached garage providing 1 parking space, having vehicular access from 47th Avenue. Note: The entire building, INCLUDING THE ATTACHED GARAGE to be sprinklered to NFPA 13D. Note: This is a 2 storey building pursuant to the Zoning and Development By-Law 1- Covenant registered at the Land Title Office under CA9858949 2- No strata titling permitted 3- No Bar sink proposed 4- A/C unit proposed in the rear yard and upper floor | ACME PLUMBING HEATING & GAS LTD.
PP-2022-02779 | 2022-08-10 | 3148 E 47TH AVENUE, Vancouver, BC V5S 1C6 | Plumbing Permit | Residential | New | Completed | Residential - Sump | Van-City Excavating Ltd
EP-2022-06446 | 2022-08-02 | 3148 E 47TH AVENUE, Vancouver, BC V5S 1C6 | Electrical Permit | Residential | New | Expired | Temporary Power - Residential - To provide temporary power. | Powerful Electric Ltd
PP-2022-04372 | 2022-12-08 | 3148 E 47TH AVENUE, Vancouver, BC V5S 1C6 | Plumbing Permit | Residential | New | Completed | Residential - to install new plumbing Fixtures >BP: To construct a 2 storey + basement one-family dwelling sprinklered to NFPA 13D requirements, with a secondary suite located in the basement with an attached garage providing 1 parking space, having vehicular access from 47th Avenue. Note: The entire building, INCLUDING THE ATTACHED GARAGE to be sprinklered to NFPA 13D. Note: This is a 2 storey building pursuant to the Zoning and Development By-Law 1- Covenant registered at the Land Title Office under CA9858949 2- No strata titling permitted 3- No Bar sink proposed 4- A/C unit proposed in the rear yard and upper floor 5- Schedule B: JASON HUI - P.Eng (778)-3193403 Structural & Geotechnical 6- HPO: Residential Builder - 0820163 BC LTD ******THIS PERMIT HAS BEEN ISSUED UNDER THE REQUIREMENTS OF VBBL #12511 (2019)****** | ACME PLUMBING HEATING & GAS LTD.
MP-2023-00001 | 2023-01-01 | 3148 E 47TH AVENUE, Vancouver, BC V5S 1C6 | Mechanical Permit | NULL | NULL | Completed | NULL | ACME PLUMBING HEATING & GAS LTD.
PP-2022-04478 | 2022-12-15 | 3167 E 47TH AVENUE, Vancouver, BC V5S 1C7 | Plumbing Permit | Residential | New | Issued | Residential - Sumps | Van-City Excavating Ltd
EP-2022-06526 | 2022-08-03 | 3167 E 47TH AVENUE, Vancouver, BC V5S 1C7 | Electrical Permit | Residential | New | Expired | Temporary Power - Residential - To provide temporary power. | Powerful Electric Ltd
MP-2023-00608 | 2023-04-09 | 3167 E 47TH AVENUE, Vancouver, BC V5S 1C7 | Mechanical Permit | NULL | NULL | Issued | NULL | ACME PLUMBING HEATING & GAS LTD.
PP-2023-01132 | 2023-03-31 | 3167 E 47TH AVENUE, Vancouver, BC V5S 1C7 | Plumbing Permit | Residential | New | Issued | Residential - 1FD+SS - #1 & #2 - to install new plumbing fixtures in the main house The entire building, to be sprinklered to NFPA 13D. >DB: To construct a 2 storey + basement one-family dwelling with a secondary suite located in the basement with an open parking pad, at the rear providing 1 parking spaces, having vehicular access from the lane. This is a 2 storey building pursuant to the Zoning and Development By-Law 1- Covenant registered at the Land Title Office under CA9520854 2- No strata titling permitted. 3- Bar sink proposed in main floor. 4- A/C unit proposed in rear yard. | ACME PLUMBING HEATING & GAS LTD.
EP-2023-05934 | 2023-07-04 | 3167 E 47TH AVENUE, Vancouver, BC V5S 1C7 | Electrical Permit | Residential | New | Issued | Installation / Repair - Residential - Wiring and finishing of extra low voltage. >BP: To construct a 2 storey + basement one-family dwelling with a secondary suite located in the basement with an open parking pad, at the rear providing 1 parking spaces, having vehicular access from the lane. Note: This Building Permit will remain in a suspended status until the associated (green) Demolition Permit BP-2022-00945 is completed. This is a 2 storey building pursuant to the Zoning and Development By-Law 1- Covenant registered at the Land Title Office under CA9520854 2- No strata titling permitted. 3- Bar sink proposed in main floor. 4- A/C unit proposed in rear yard. 5- Schedule B: Jason Hui P.Eng (778.319.3403) Structural & Geotechnical 6- HPO: 0820163 B.C. Ltd Building 1 #1-3167 E 47th Av - One Family Dwelling (1st-2nd floor) #2-3167 E 47th Av - Secondary Suite (basement) Address and suite numbers assigned as per approved plans for Fire and Emergency response. The address number is to be posted to the building to be visible from the street and the suite numbers are to be posted at the suite entries in accordance with the Building By-law prior to final inspection. ******THIS PERMIT HAS BEEN ISSUED UNDER THE REQUIREMENTS OF VBBL #12511 (2019)****** Combustible projections or roof soffits on an exposing building face shall not project to less than .45m from the property line and shall be in compliance with VBBL 2019 9.10.15.5.(9) The entire building, to be sprinklered to NFPA 13D. | Creative Security Solutions Ltd
MP-2023-01233 | 2023-07-06 | 3167 E 47TH AVENUE, Vancouver, BC V5S 1C7 | Mechanical Permit | NULL | NULL | Issued | NULL | Advance Air Solutions Ltd
SP-2023-00900 | 2023-05-19 | 3167 E 47TH AVENUE, Vancouver, BC V5S 1C7 | Sprinkler Permit | Residential | New | Issued | Residential - 1FD+SS - #1 & #2 - to install a new sprinkler system The entire building, to be sprinklered to NFPA 13D. >DB: To construct a 2 storey + basement one-family dwelling with a secondary suite located in the basement with an open parking pad, at the rear providing 1 parking spaces, having vehicular access from the lane. This is a 2 storey building pursuant to the Zoning and Development By-Law 1- Covenant registered at the Land Title Office under CA9520854 2- No strata titling permitted. 3- Bar sink proposed in main floor. 4- A/C unit proposed in rear yard. | ACME PLUMBING HEATING & GAS LTD.
GP-2023-01626 | 2023-05-25 | 3167 E 47TH AVENUE, Vancouver, BC V5S 1C7 | Gas Permit | Residential | New | Issued | Residential - 1 Boiler & 1 range and rough-in only for 1 BBQ >BP: To construct a 2 storey + basement one-family dwelling with a secondary suite | ACME PLUMBING HEATING & GAS LTD.
EP-2023-05405 | 2023-06-29 | 3167 E 47TH AVENUE, Vancouver, BC V5S 1C7 | Electrical Permit | Residential | New | Issued | Installation / Repair - Residential - Wiring new SFD house *An approved mechanical permit is required for the installation of air conditioning or heat pump unit at the time of installation before an electrical inspection will be performed >BP: To construct a 2 storey + basement one-family dwelling with a secondary suite located in the basement with an open parking pad, at the rear providing 1 parking spaces, having vehicular access from the lane. This is a 2 storey building pursuant to the Zoning and Development By-Law 1- Covenant registered at the Land Title Office under CA9520854 2- No strata titling permitted. 3- Bar sink proposed in main floor. 4- A/C unit proposed in rear yard. 5- Schedule B: Jason Hui P.Eng (778.319.3403) Structural & Geotechnical 6- HPO: 0820163 B.C. Ltd ******THIS PERMIT HAS BEEN ISSUED UNDER THE REQUIREMENTS OF VBBL #12511 (2019)****** Combustible projections or roof soffits on an exposing building face shall not project to less than .45m from the property line and shall be in compliance with VBBL 2019 9.10.15.5.(9) The entire building, to be sprinklered to NFPA 13D. | Powerful Electric Ltd
EP-2023-03861 | 2023-05-03 | 1876 E 49TH AVENUE, Vancouver, BC V5P 1T3 | Electrical Permit | Residential | New | Completed | Installation / Repair - Residential - Low voltage rough wire & finish for Alarm, CCTV, Cable, Data, Tel & Doorbell. >BP: To construct a two-storey two-family dwelling ($666,000), with a detached accessory building (garage) at the rear providing 2 parking spaces, having vehicular access from the lane. Note: This is a 2 storey building pursuant to the Zoning and Development By-Law. 1. A/C units proposed in the rear yard 2. Bar sinks proposed in the basements 3. Schedule B: Shahidul Alam (604-653-7475) Structural & Geotechnical 4. BC Housing Residential Builder – Econoor Concept Homes Ltd. 5. The entire building to be sprinklered to 2 x NFPA 13D Address number assigned as per approved plans for Fire and Emergency response. The address number is to be posted and to the building and to be visible from the street in accordance with the Building By-law prior to final inspection. ***This permit is issued under the VBBL 2019, with updated energy requirements as per bylaw # 12997 effective Jan 01, 2022.*** | Paratech Integrated Systems Ltd
EP-2023-02270 | 2023-03-22 | 1876 E 49TH AVENUE, Vancouver, BC V5P 1T3 | Electrical Permit | Residential | New | Completed | Installation / Repair - Residential - Rough wire and finishing of duplex. Install DCC-10 control equipment for each consumer's service supplying EVSE load of each dweiing unit. >BP: To construct a two-storey two-family dwelling ($666,000), with a detached accessory building (garage) at the rear providing 2 parking spaces, having vehicular access from the lane. Note: This Building Permit will remain in a suspended status until the associated (green) Demolition Permit BP-2022-02723 is completed. Note: This is a 2 storey building pursuant to the Zoning and Development By-Law. 1. A/C units proposed in the rear yard 2. Bar sinks proposed in the basements 3. Schedule B: Shahidul Alam (604-653-7475) Structural & Geotechnical 4. BC Housing Residential Builder – Econoor Concept Homes Ltd. 5. The entire building to be sprinklered to 2 x NFPA 13D Address number assigned as per approved plans for Fire and Emergency response. The address number is to be posted and to the building and to be visible from the street in accordance with the Building By-law prior to final inspection. ***This permit is issued under the VBBL 2019, with updated energy requirements as per bylaw # 12997 effective Jan 01, 2022.*** | Hayat Electrical Ltd
SP-2023-00752 | 2023-05-02 | 1876 E 49TH AVENUE, Vancouver, BC V5P 1T3 | Sprinkler Permit | Residential | New | Completed | Residential - To install fire sprinkler system in Duplex >BP: To construct a two-storey two-family dwelling ($666,000), with a detached accessory building (garage) at the rear providing 2 parking spaces, having vehicular access from the lane. Note: This is a 2 storey building pursuant to the Zoning and Development By-Law. 1. A/C units proposed in the rear yard 2. Bar sinks proposed in the basements 3. Schedule B: Shahidul Alam (604-653-7475) Structural & Geotechnical 4. BC Housing Residential Builder – Econoor Concept Homes Ltd. 5. The entire building to be sprinklered to 2 x NFPA 13D | Max Fire Pro Ltd
PP-2023-00770 | 2023-03-08 | 1876 E 49TH AVENUE, Vancouver, BC V5P 1T3 | Plumbing Permit | Residential | New | Completed | Residential - 2FD - FRONT - 1876 E 49TH AV - #1 BACK - 1876 E 29TH - #2 DWV /waterlines >DB: To construct a two-storey two-family dwelling, with a detached accessory building (garage) at the rear providing 2 parking spaces, having vehicular access from the lane. Note: This is a 2 storey building pursuant to the Zoning and Development By-Law. 1. A/C units proposed in the rear yard 2. Bar sinks proposed in the basements 5. The entire building to be sprinklered to 2 x NFPA 13D | AQUIFER MECHANICAL
EP-2022-06324 | 2022-07-27 | 1876 E 49TH AVENUE, Vancouver, BC V5P 1T3 | Electrical Permit | Residential | New | Expired | Temporary Power - Residential - To provide temporary power. | Hayat Electrical Ltd
PP-2023-00203 | 2023-01-19 | 1876 E 49TH AVENUE, Vancouver, BC V5P 1T3 | Plumbing Permit | Residential | New | Completed | Residential - one sump without pump | Bhullar Excavating and Demolition
MP-2022-00718 | 2022-12-15 | 2436 E 48TH AVENUE, Vancouver, BC V5S 1G4 | Mechanical Permit | NULL | NULL | Completed | NULL | KSS Mechanical Ltd
PP-2022-04416 | 2022-12-13 | 2436 E 48TH AVENUE, Vancouver, BC V5S 1G4 | Plumbing Permit | Residential | New | Completed | Residential - Plumbing >BP: To construct a 2 storey one-family dwelling with a secondary suite located in the basement with a surface parking at the rear providing 1 parking space, having vehicular access from the lane. The entire building to be sprinklered to NFPA 13D. | KSS Mechanical Ltd
PP-2022-03662 | 2022-10-14 | 2436 E 48TH AVENUE, Vancouver, BC V5S 1G4 | Plumbing Permit | Residential | New | Completed | Residential - SUMP | Canstar Excavating & Landscaping Ltd
EP-2022-07644 | 2022-09-14 | 2436 E 48TH AVENUE, Vancouver, BC V5S 1G4 | Electrical Permit | Residential | New | Expired | Temporary Power - Residential - To provide temporary power. | Vanline Electric Ltd
EP-2022-07759 | 2022-09-22 | 2436 E 48TH AVENUE, Vancouver, BC V5S 1G4 | Electrical Permit | Residential | New | Completed | Installation / Repair - Residential - Wiring and finishing of new home To construct a 2 storey one-family dwelling with a secondary suite located in the basement with a surface parking at the rear providing 1 parking space, having vehicular access from the lane. The entire building to be sprinklered to NFPA 13D. NOTE: To achieve the required FSR a floor space exclusion of 2% has been applied to this application as per section 10.11.1 of the district schedule, to accommodate improved building performance. 1. Covenant registered at the Land Title Office under CA9763203 2. No strata titling permitted 3. A/C located in rear yard 4. Bar sink located in Rec room 5. Schedule B Jason Hui P.Eng (778-319-3403) Structural and Geotechnical 6. BC Housing Cypher Development Ltd | Vanline Electric Ltd
EP-2023-01490 | 2023-02-22 | 2436 E 48TH AVENUE, Vancouver, BC V5S 1G4 | Electrical Permit | Residential | New | Completed | Installation / Repair - Residential - Alarm,Tel/TV/Data,CCTV,Intercom,Vacuum,etc >BP: To construct a 2 storey one-family dwelling with a secondary suite located in the basement with a surface parking at the rear providing 1 parking space, having vehicular access from the lane. The entire building to be sprinklered to NFPA 13D. NOTE: To achieve the required FSR a floor space exclusion of 2% has been applied to this application as per section 10.11.1 of the district schedule, to accommodate improved building performance. 1. Covenant registered at the Land Title Office under CA9763203 2. No strata titling permitted 3. A/C located in rear yard 4. Bar sink located in Rec room 5. Schedule B Jason Hui P.Eng (778-319-3403) Structural and Geotechnical 6. BC Housing Cypher Development Ltd Note: This is a 2 storey building pursuant to the Zoning and Development By-Law ******THIS PERMIT HAS BEEN ISSUED UNDER THE REQUIREMENTS OF VBBL 2019****** All rooms adjacent to East and West exposing building face shall be sprinklered. "Combustible projections or roof soffits on an exposing building face shall not project to less than .45m from the property line and shall be in compliance with VBBL 2019 9.10.15.5.(9) | AIGO TECHNOLOGY INC
GP-2023-00947 | 2023-03-16 | 2436 E 48TH AVENUE, Vancouver, BC V5S 1G4 | Gas Permit | Residential | New | Completed | Residential - 2 Range, 1 Boiler & 1 BBQ >BP: To construct a 2 storey one-family dwelling with a secondary suite located in the basement with a surface parking at the rear providing 1 parking space, having vehicular access from the lane. | KSS Mechanical Ltd
MP-2023-00447 | 2023-03-21 | 2436 E 48TH AVENUE, Vancouver, BC V5S 1G4 | Mechanical Permit | NULL | NULL | Completed | NULL | UComfort Services Inc
SP-2023-00481 | 2023-03-20 | 2436 E 48TH AVENUE, Vancouver, BC V5S 1G4 | Sprinkler Permit | Residential | New | Completed | Residential - 1FD+SS - #1 & #2 -TO INSTALL 33 SPRINKLER HEADS >DB: To construct a 2 storey one-family dwelling with a secondary suite located in the basement with a surface parking at the rear providing 1 parking space, having vehicular access from the lane. The entire building to be sprinklered to NFPA 13D. 1. Covenant registered at the Land Title Office under CA9763203 2. No strata titling permitted 3. A/C located in rear yard 4. Bar sink located in Rec room | General Sprinkler Systems Ltd
EP-2023-01030 | 2023-02-08 | 2478 E 48TH AVENUE, Vancouver, BC V5S 1G4 | Electrical Permit | Residential | Renovation | Completed | Installation / Repair - Residential - TO ADD SMOKE DETECTORS IN BEDROOMS (CF-2020-017773) >BP: Exterior and interior alteration to one family dwelling. Replace existing single glazed windows with double glazed. Replace doors. Add an a/c unit to the existing HVAC system. Update washroom and kitchen but no changes on the layout. Add electric fireplace insert. Lighting update. CF-2020-017773 OK for Field Review per KVogt | Chatha Electrical Services Ltd
GP-2023-03231 | 2023-10-25 | 2619 E 48TH AVENUE, Vancouver, BC V5S 1G6 | Gas Permit | Residential | Addition | Completed | Residential - TO INSTALL 1 FURNACE | BC Care Heating Services Ltd
EP-2023-08033 | 2023-09-05 | 2660 E 48TH AVENUE, Vancouver, BC | Electrical Permit | Residential | Renovation | Completed | Installation / Repair - Residential - Electrical wiring repair as the Unit#221 had fire damage. Also replacing all light fixtures and outlets without changing any location. >BP: #221 - 2691 E 49th Avenue Repairs to the fire damaged unit #221 - 2691 E 49th Avenue Related to Case File CF-2022-008620 replacement of interior finishes and fittings (drywall; insulation, interior doors ,cabinetry, flooring, appliances) Exterior work : replacement of a number of windows same size and quantity damaged from fire *No changes to layout or configuration of dwelling* | Lux Electric Group Ltd
PP-2022-03329 | 2022-09-21 | 779 E 51ST AVENUE, Vancouver, BC V5X 1E2 | Plumbing Permit | Residential | Renovation | Completed | Residential - New tub re+re with new valve. New schluter shower drain with valve. New water line to fridge/freezer. >BP: Interior alterations to provide improvements at this one family dwelling on this site. Scope of work includes: Remove/replace cabinets in kitchen. Replace flooring. replace all tile and fixtures in bathrooms. Remove non-load bearing wall between kitchen and dining. >>Amend: Oct. 14th -add 2 wash basins (requested by inspector) | Hyack Plumbing and Heating
EP-2022-08183 | 2022-09-28 | 779 E 51ST AVENUE, Vancouver, BC V5X 1E2 | Electrical Permit | Residential | Renovation | Completed | Installation / Repair - Residential - Kitchen Reno: New pot lights, under cabinet lights, pendant lights, and switching. New 20A Circuits from panel for kitchen counter plugs GFCI. Move DW, Micro, hoodfan. Bathrooms: new fans, strip lighting, pots. >BP: Project Description: Interior alterations to provide improvements at this one family dwelling on this site. Scope of work includes: Remove/replace cabinets in kitchen. Replace flooring. replace all tile and fixtures in bathrooms. Remove non-load bearing wall between kitchen and dining. | Hot Electric Inc.
EP-2023-00221 | 2023-01-11 | 895 E 51ST AVENUE, Vancouver, BC V5X 1E4 | Electrical Permit | Residential | Renovation | Completed | Installation / Repair - Residential - upgrade electrical service from 100A 120V/240V 1 phase 3 wire to 200A 120/240V 1 phase 3 wires, Reconnect existing metrical circuit to the new panel. | SNG Electric Ltd
EP-2022-00180 | 2022-09-22 | 330 E 50TH AVENUE, Vancouver, BC V5X 1A8 | Electrical Permit | Residential | New | Completed | Installation / Repair - Residential - new house low voltage wiring To construct a two and half storey two-family dwelling with a detached accessory building (garage) at the rear providing 2 parking spaces, having vehicular access from the lane. Note: This is a 2.5 storey building pursuant to the Zoning and Development By-Law 1. A/C units proposed in the rear yard 2. Schedule B: Jason Hui, P.Eng (778-319-3403) Structural & Geotechnical 3. HPO: Residential Builder - 0820163 BC Ltd. 604-720-9692 | Ema Electric Ltd
MP-2022-00753 | 2022-12-30 | 1019 E 53RD AVENUE, Vancouver, BC V5X 1J7 | Mechanical Permit | NULL | NULL | Completed | NULL | Thomson Industries Ltd
EP-2022-10811 | NULL | 1019 E 53RD AVENUE, Vancouver, BC V5X 1J7 | Electrical Permit | Residential | Renovation | Withdrawn | Installation / Repair - Residential - Install wiring for A/C | Larry Husty
GP-2022-03718 | 2022-11-24 | 1019 E 53RD AVENUE, Vancouver, BC V5X 1J7 | Gas Permit | Residential | Tenant Improvement | Completed | Residential - Install Combi Boiler | Gandy Installations Ltd
EP-2022-09803 | NULL | 1019 E 53RD AVENUE, Vancouver, BC V5X 1J7 | Electrical Permit | Residential | Renovation | Withdrawn | Installation / Repair - Residential - Dedicated circuit for AC | Pacific Star Electric Inc
GP-2023-02836 | 2023-09-27 | 1021 E 53RD AVENUE, Vancouver, BC V5X 1J7 | Gas Permit | Residential | Tenant Improvement | Completed | Residential - Installing a furnace and hot water tank | 0704121 BC Ltd
GP-2022-02769 | 2022-09-15 | 2253 E 52ND AVENUE, Vancouver, BC V5P 1X2 | Gas Permit | Residential | Renovation | Completed | Residential - Gas furnace replacement | Flame Co Heating Services Ltd
GP-2024-00017 | 2024-01-03 | 2283 E 52ND AVENUE, Vancouver, BC V5P 1X2 | Gas Permit | Residential | Tenant Improvement | Completed | Residential - RE & RE FURNACE | 484081 BC LTD
GP-2022-02572 | 2022-08-29 | 2635 E 52ND AVENUE, Vancouver, BC V5S 1S8 | Gas Permit | Residential | Addition | Completed | Residential - re and re gas range | Christopher Sterling
EP-2023-08869 | 2023-10-17 | 2662 E 52ND AVENUE, Vancouver, BC V5S 1S7 | Electrical Permit | Residential | Renovation | Issued | Installation / Repair - Residential - ¦ 1FD- 100A DISCONNECT/RECONNECT ¦ THE EXISTING 100 A 1-PHASE METER FROM THE EXISTING MAIN HOUSE, TO BE RELOCATED ON THE NEW METER BASE THAT HAS INSTALLED ON NEW LANE WAY HOUSE. | Allone Electric Ltd
GP-2024-00032 | 2024-01-04 | 2686 E 52ND AVENUE, Vancouver, BC V5S 1S7 | Gas Permit | Residential | Renovation - Dwelling Unit(s) only | Issued | Residential - Tankless replacement | CoStar Home Energy Ltd
GP-2022-03614 | NULL | 1095 E 53RD AVENUE, Vancouver, BC V5X 1J7 | Gas Permit | Residential | New | Withdrawn | Residential - To install boiler range This is Lakeway house | JOT MECHANICAL LTD
EP-2022-08460 | 2022-10-07 | 1095 E 53RD AVENUE, Vancouver, BC V5X 1J7 | Electrical Permit | Residential | Addition | Completed | Installation / Repair - Residential - Re located the service in stall now laneway house | G N ELECTRIC LTD
EP-2022-09534 | 2022-11-10 | 1108 E 53RD AVENUE, Vancouver, BC V5X 1J8 | Electrical Permit | Residential | New | Completed | Installation / Repair - Residential - Low voltage prewire: alarm, cable vison and data wiring >>BP: Building #1, To alter, add and convert this existing 2-stroey character One-Family Dwelling to a Multiple Conversion Dwelling (Building 1) containing Three Dwelling Units with an attached 2-car garage (and to construct a one-family dwelling (Building 2) on the middle of the site, and to construct a two-family infill dwelling (Building 3) at rear - separate permits) for a total of six dwelling units providing five parking spaces having vehicular access from Ross St and Lane. NOTE: To achieve the required FSR. A floor space exclusion of 2% has been applied to this application as per section 10.11.1 of the district schedule, to accommodate improved building performance. Building Review Branch Notes: - Building Permit for DP-2020-00668 - Project value for Building #1: $700k, Building #2:$300k, Building #3: $400k - Main permit for 3 buildings on this lot. - Existing house to be raised for construction of level 1 and require full upgrade as per part 11 (considered as relocated building) - Stratification is proposed - Building #1 to be Sprinklered to NFPA 13R. - AC unit proposed in rear yard. - Roof overhang on East side to be non-combustible within 1.2 m from property line. Existing overhang to be modified per engineer's drawing and new overhang to be built as non-combustible. no projection is allowed within 0.45 m of property line. * Reviewed as per VBBL 2019 | LVT Installations
PP-2022-02456 | 2022-07-14 | 1108 E 53RD AVENUE, Vancouver, BC V5X 1J8 | Plumbing Permit | Residential | Renovation | Completed | Residential - MCD - Plumbing Building #1, To alter, add and convert this existing 2-stroey character One-Family Dwelling to a Multiple Conversion Dwelling (Building 1) containing Three Dwelling Units with an attached 2-car garage (and to construct a one-family dwelling (Building 2) on the middle of the site, and to construct a two-family infill dwelling (Building 3) at rear - separate permits) for a total of six dwelling units providing five parking spaces having vehicular access from Ross St and Lane. AMEND: DEC 2/2022 additional 2 roof drains | Avante Plumbing & Heating Ltd
PP-2023-02078 | 2023-06-13 | 1108 E 53RD AVENUE, Vancouver, BC V5X 1J8 | Plumbing Permit | Residential | New | Completed | Residential - TRIPLEX - Irrigation system (sprinklers) | HERB'S LANDSCAPING LTD
MP-2023-01623 | 2023-09-06 | 1108 E 53RD AVENUE, Vancouver, BC V5X 1J8 | Mechanical Permit | NULL | NULL | Completed | NULL | Western Pacific Mechanical Ltd
EP-2023-08002 | 2023-10-04 | 1108 E 53RD AVENUE, Vancouver, BC V5X 1J8 | Electrical Permit | Commercial | Addition | Completed | Installation / Repair - Commercial - Total 3 Buildings/ 6 AC units/ Installed under MP-2023-01623 EP-2023-08002/ Building 1 (North)(Existing)/ 3 AC Unit EP-2023-08006/ Building 2(Middle)(New)/ 1 AC Unit EP-2023-08006/ Building 3(South)(New) addresses/ 2 AC Unit | F & S Electrical Ltd
EP-2022-02200 | 2022-03-18 | 1108 E 53RD AVENUE, Vancouver, BC V5X 1J8 | Electrical Permit | Residential | Renovation | Expired | Temporary Power - Residential - To provide temporary power. | F & S Electrical Ltd
EP-2022-05080 | 2022-07-19 | 1108 E 53RD AVENUE, Vancouver, BC V5X 1J8 | Electrical Permit | Commercial | Addition | Completed | Installation / Repair - Commercial - Building #1. Wiring of heritage house with 3 units Full wiring to code. No electric heat anywhere on the property. Electrical closet with meter stack in front of main building with a 200A service. >BP: Building #1, To alter, add and convert this existing 2-stroey character One-Family Dwelling to a Multiple Conversion Dwelling (Building 1) containing Three Dwelling Units with an attached 2-car garage (and to construct a one-family dwelling (Building 2) on the middle of the site, and to construct a two-family infill dwelling (Building 3) at rear - separate permits) for a total of six dwelling units providing five parking spaces having vehicular access from Ross St and Lane. NOTE: To achieve the required FSR. A floor space exclusion of 2% has been applied to this application as per section 10.11.1 of the district schedule, to accommodate improved building performance. | F & S Electrical Ltd
GP-2022-01821 | 2022-06-23 | 1108 E 53RD AVENUE, Vancouver, BC V5X 1J8 | Gas Permit | Residential | New | Completed | Residential - To install 6 boiler 6 range 6 dryer 6 BBQ >BP: Building #1, To alter, add and convert this existing 2-stroey character One-Family Dwelling to a Multiple Conversion Dwelling (Building 1) containing Three Dwelling Units with an attached 2-car garage (and to construct a one-family dwelling (Building 2) on the middle of the site, and to construct a two-family infill dwelling (Building 3) at rear - separate permits) for a total of six dwelling units providing five parking spaces having vehicular access from Ross St and Lane. | JOT MECHANICAL LTD
SP-2022-00890 | 2022-06-02 | 1108 E 53RD AVENUE, Vancouver, BC V5X 1J8 | Sprinkler Permit | Residential | New | Completed | Residential - new fire sprinkler system.. Building #1, To alter, add and convert this existing 2-stroey character One-Family Dwelling to a Multiple Conversion Dwelling (Building 1) containing Three Dwelling Units with an attached 2-car garage (and to construct a one-family dwelling (Building 2) on the middle of the site, and to construct a two-family infill dwelling (Building 3) at rear - separate permits) for a total of six dwelling units providing five parking spaces having vehicular access from Ross St and Lane. | Mainland Fire Protection Ltd
PP-2022-01601 | 2022-05-09 | 1108 E 53RD AVENUE, Vancouver, BC V5X 1J8 | Plumbing Permit | Residential | Renovation | Completed | Residential - sump >BP: Building #1, To alter, add and convert this existing 2-stroey character One-Family Dwelling to a Multiple Conversion Dwelling (Building 1) containing Three Dwelling Units with an attached 2-car garage (and to construct a one-family dwelling (Building 2) on the middle of the site, and to construct a two-family infill dwelling (Building 3) at rear - separate permits) for a total of six dwelling units providing five parking spaces having vehicular access from Ross St and Lane. NOTE: To achieve the required FSR. A floor space exclusion of 2% has been applied to this application as per section 10.11.1 of the district schedule, to accommodate improved building performance. Building Review Branch Notes: - Building Permit for DP-2020-00668 - Project value for Building #1: $700k, Building #2:$300k, Building #3: $400k - Main permit for 3 buildings on this lot. - Existing house to be raised for construction of level 1 and require full upgrade as per part 11 (considered as relocated building) - Stratification is proposed - Building #1 to be Sprinklered to NFPA 13R. - AC unit proposed in rear yard. - Roof overhang on East side to be non-combustible within 1.2 m from property line. Existing overhang to be modified per engineer's drawing and new overhang to be built as non-combustible. no projection is allowed within 0.45 m of property line. * Reviewed as per VBBL 2019 | Octiscapes Site Services Ltd
GP-2022-01029 | 2022-04-01 | 1120 E 53RD AVENUE, Vancouver, BC V5X 1J8 | Gas Permit | Residential | Addition | Completed | Residential - Furnace re/re 70,000 BTU | HAMZEH GERAMI Dba Nation Heating & Cooling
GP-2022-04070 | 2022-12-19 | 1134 E 53RD AVENUE, Vancouver, BC V5X 1J8 | Gas Permit | Residential | Renovation | Completed | Residential - Hot Water Heater Installation | Hillcrest Plumbing & Heating (1991) Ltd
EP-2023-05349 | 2023-06-28 | 3196 E 47TH AVENUE, Vancouver, BC V5S 1C6 | Electrical Permit | Residential | Renovation | Completed | Installation / Repair - Residential - Rough-in and finishing of new bathroom Re and re 2 ceiling fixtures and 3 receptacles Relocate washer and dryer circuits Relocate fridge circuit form old dishwasher location -No structural work being performed. | Nelcan Electric Ltd
PP-2023-01818 | 2023-05-25 | 3196 E 47TH AVENUE, Vancouver, BC V5S 1C6 | Plumbing Permit | Residential | Renovation | Completed | Residential - adding basement toilet and basin Note: If structural work done, building permit may be required. June 26/2023-AMEND Add shower and washing machine | AMF CONTRACTING LTD
NULL | NULL | 3196 E 47TH AVENUE, Vancouver, BC V5S 1C6 | Plumbing Permit | Residential | Renovation | Draft | Residential - Adding basement toilet and sink | AMF CONTRACTING LTD
NULL | NULL | 3196 E 47TH AVENUE, Vancouver, BC V5S 1C6 | Plumbing Permit | Residential | Renovation | Withdrawn | Residential - Adding washing machine and shower van to permit | AMF CONTRACTING LTD
GP-2022-02753 | 2022-09-13 | 3592 E 47TH AVENUE, Vancouver, BC V5S 1E2 | Gas Permit | Residential | Renovation | Completed | Residential - re/re of existing hot water tank with tankless water heater | 1236318 BC Ltd DBA Aquatech Vancouver
GP-2023-00637 | 2023-02-22 | 3595 E 47TH AVENUE, Vancouver, BC V5S 1E3 | Gas Permit | Residential | Renovation | Completed | Residential - Re & Re HWT Gas | Milani Plumbing Heating & Air Conditioning Ltd
EP-2022-05142 | 2022-06-27 | 3609 E 47TH AVENUE, Vancouver, BC V5S 1E3 | Electrical Permit | Residential | Renovation | Completed | Installation / Repair - Residential - wiring 12/2 to outside AC | UNION BRIGHT ELECTRIC LTD.
GP-2022-00061 | 2022-01-11 | 3620 E 47TH AVENUE, Vancouver, BC V5S 1E4 | Gas Permit | Residential | New | Completed | Residential - Duplex house,two fireplace one each | Canadian Fireplace Ltd
GP-2021-04354 | 2022-01-04 | 3620 E 47TH AVENUE, Vancouver, BC V5S 1E4 | Gas Permit | Residential | New | Completed | Residential - new installation To construct a 2 storey two-family dwelling with 2 secondary suite(s) located in the Basement with a detached accessory building (garage) and 2 open parking at the rear providing 2 parking spaces, having vehicular access from the lane. 1. Covenant registered at the Land Title Office under CA8987033 2. A/C proposed – Exterior component located in South, Interior component located in Second floor 3. Schedule B: (Md. Shahidul Alam) P.Eng (604.653.7475) Structural & Geotechnical 4. HPO: Residential Builder- Avtar Enterprises Ltd. | A2P PLUMBING & HEATING LTD
PP-2022-03559 | 2022-10-06 | 2738 E 48TH AVENUE, Vancouver, BC V5S 1G9 | Plumbing Permit | Residential | New | Completed | Residential - 10 Meter Piping | Canadian Excavating Ltd
PP-2022-03581 | NULL | 2738 E 48TH AVENUE, Vancouver, BC V5S 1G9 | Plumbing Permit | Residential | New | Withdrawn | Residential - 10 meter piping | Canadian Excavating Ltd
EP-2023-01017 | 2023-02-07 | 2738 E 48TH AVENUE, Vancouver, BC V5S 1G9 | Electrical Permit | Residential | Addition | Completed | Installation / Repair - Residential - service and under ground service wire to main house | Econ Energy Group Ltd
PP-2022-02583 | 2022-07-22 | 3350 E 49TH AVENUE, Vancouver, BC V5S 1L8 | Plumbing Permit | Residential | Renovation | Completed | Residential - Draintile Replacement | Mainland Plumbing & Heating
PP-2022-00242 | 2022-01-26 | 3390 E 49TH AVENUE, Vancouver, BC V5S 1L8 | Plumbing Permit | Residential | New | Completed | Residential - 2FD+2SS - NORTH UNIT - 3390 E 49TH AV - #1 & #2 SOUTH UNIT - 6511 TYNE ST - #1 & #2 SUMP WITHOUT PUMP To construct a 2 storey two-family dwelling with a/(2) secondary suite(s) located in the Basement with a detached accessory building (garage) and 1 open parking at the rear providing 3 parking spaces, having vehicular access from the lane. 1. Covenant registered at the Land Title Office under CA9601209 2. A/C proposed – Exterior component located in rear yard, Interior component AMEND: FEB 3/2022 Please change address 3380 E 49th to 3390 E 49th ave | Bhullar Excavating and Demolition
EP-2022-02560 | 2022-04-07 | 3390 E 49TH AVENUE, Vancouver, BC V5S 1L8 | Electrical Permit | Residential | New | Completed | Installation / Repair - Residential - Low voltage installation (Alarm, tel, tv, cctv, vacuum) >BP: To construct a 2 storey two-family dwelling with a/(2) secondary suite(s) located in the Basement ($928,850) with a detached accessory building (garage) and 1 open parking at the rear providing 3 parking spaces, having vehicular access from the lane. 1. Covenant registered at the Land Title Office under CA9601209 2. A/C proposed – Exterior component located in rear yard, Interior component located in upper storey. 3. No Bar sink 4. Schedule B: (J.J.S. HUI) P.Eng (778.319.3403) Structural & Geotechnical 5. HPO: Residential Builder- Smart Choice Builders Ltd Note: This is a 2 storey building pursuant to the Zoning and Development By-Law Address Information: Principle Dwelling (North): 3390 E 49th Av Principle Dwelling (South): 6511 Tyne St Address and suite numbers assigned as per approved plans for Fire and Emergency response. The address numbers are to be posted on the building to be visible from the street and the suite numbers are to be posted at the suite entries in accordance with the Building By-law prior to final inspection. **THIS PERMIT HAS BEEN ISSUED UNDER THE REQUIREMENTS OF VBBL #12511 (2019)** | Best Built-In Centre Ltd
SP-2022-00516 | 2022-04-11 | 3390 E 49TH AVENUE, Vancouver, BC V5S 1L8 | Sprinkler Permit | Residential | New | Completed | Residential - new sprinkler installation >BP: To construct a 2 storey two-family dwelling with a/(2) secondary suite(s) located in the Basement ($928,850) with a detached accessory building (garage) and 1 open parking at the rear providing 3 parking spaces, having vehicular access from the lane. 1. Covenant registered at the Land Title Office under CA9601209 2. A/C proposed – Exterior component located in rear yard, Interior component located in upper storey. 3. No Bar sink 4. Schedule B: (J.J.S. HUI) P.Eng (778.319.3403) Structural & Geotechnical 5. HPO: Residential Builder- Smart Choice Builders Ltd Note: This is a 2 storey building pursuant to the Zoning and Development By-Law Address Information: Principle Dwelling (North): 3390 E 49th Av Principle Dwelling (South): 6511 Tyne St Address and suite numbers assigned as per approved plans for Fire and Emergency response. The address numbers are to be posted on the building to be visible from the street and the suite numbers are to be posted at the suite entries in accordance with the Building By-law prior to final inspection. **THIS PERMIT HAS BEEN ISSUED UNDER THE REQUIREMENTS OF VBBL #12511 (2019)** | Real Tech Fire Protection Ltd
PP-2022-00690 | 2022-03-01 | 3390 E 49TH AVENUE, Vancouver, BC V5S 1L8 | Plumbing Permit | Residential | New | Completed | Residential - 2FD+2SS - NORTH UNIT 3390 E 49TH AV & 3380 E 49TH AV (SS) SOUTH UNIT 6511 TYNA ST - #1 & #2 plumbing To construct a 2 storey two-family dwelling with a/(2) secondary suite(s) located in the Basement with a detached accessory building (garage) and 1 open parking at the rear providing 3 parking spaces, having vehicular access from the lane. 1. Covenant registered at the Land Title Office under CA9601209 2. A/C proposed – Exterior component located in rear yard, Interior component located in upper storey. 3. No Bar sink | Avion Mechanical Ltd
EP-2022-01630 | 2022-03-02 | 3390 E 49TH AVENUE, Vancouver, BC V5S 1L8 | Electrical Permit | Residential | New | Completed | Installation / Repair - Residential - Rough wiring and finishing >BP: To construct a 2 storey two-family dwelling with a/(2) secondary suite(s) located in the Basement ($928,850) with a detached accessory building (garage) and 1 open parking at the rear providing 3 parking spaces, having vehicular access from the lane. 1. Covenant registered at the Land Title Office under CA9601209 2. A/C proposed – Exterior component located in rear yard, Interior component located in upper storey. 3. No Bar sink 4. Schedule B: (J.J.S. HUI) P.Eng (778.319.3403) Structural & Geotechnical 5. HPO: Residential Builder- Smart Choice Builders Ltd Note: This is a 2 storey building pursuant to the Zoning and Development By-Law Address Information: Principle Dwelling (North): 3390 E 49th Av Principle Dwelling (South): 6511 Tyne St Address and suite numbers assigned as per approved plans for Fire and Emergency response. The address numbers are to be posted on the building to be visible from the street and the suite numbers are to be posted at the suite entries in accordance with the Building By-law prior to final inspection. **THIS PERMIT HAS BEEN ISSUED UNDER THE REQUIREMENTS OF VBBL #12511 (2019)** | Moon Star Electrical Ltd
EP-2023-02334 | 2023-03-20 | 3412 E 49TH AVENUE, Vancouver, BC V5S 1M2 | Electrical Permit | Residential | New | Issued | Temporary Power - Residential - To provide temporary power. | SNS ELECTRIC LTD
PP-2023-01476 | 2023-04-26 | 3412 E 49TH AVENUE, Vancouver, BC V5S 1M2 | Plumbing Permit | Residential | New | Issued | Residential - Install out side sump | Nihal Excavating & Landscaping Ltd
PP-2023-02239 | 2023-06-23 | 3412 E 49TH AVENUE, Vancouver, BC V5S 1M2 | Plumbing Permit | Residential | New | Issued | Residential - New house with new plumbing, heating and gas >BP: To construct a two-storey two-family dwelling with two secondary suites located in the basement, with a detached accessory building (garage) at the rear providing 2 parking spaces, having vehicular access from the lane. Note: The entire building, INCLUDING THE ATTACHED GARAGE (if applicable), to be sprinklered to 2 x NFPA 13D. Note: Covenant to be registered prior to sheathing inspection. 1. No strata titling permitted 2. No A/C units proposed 3. No Bar sinks proposed 4. Schedule B: Sharat Chande (604.723.7534) Structural & Geotechnical 5. HPO: Residential Builder - SST Developments Ltd | RADAR PLUMBING AND HEATING
MP-2023-01232 | 2023-07-05 | 3412 E 49TH AVENUE, Vancouver, BC V5S 1M2 | Mechanical Permit | NULL | NULL | Issued | NULL | RADAR PLUMBING AND HEATING
EP-2023-06799 | 2023-08-09 | 3412 E 49TH AVENUE, Vancouver, BC V5S 1M2 | Electrical Permit | Residential | New | Issued | Installation / Repair - Residential - ELECTRICAL INSTALLLATION FOR DUPLEX WITH LEGAL SUITE AT 3412 E49TH >BP: To construct a two-storey two-family dwelling with two secondary suites ($849,465) located in the basement, with a detached accessory building (garage) at the rear providing 2 parking spaces, having vehicular access from the lane. Note: The entire building, INCLUDING THE ATTACHED GARAGE (if applicable), to be sprinklered to 2 x NFPA 13D. Note: Covenant to be registered prior to sheathing inspection. 1. No strata titling permitted 2. No A/C units proposed 3. No Bar sinks proposed 4. Schedule B: Sharat Chande (604.723.7534) Structural & Geotechnical 5. HPO: Residential Builder - SST Developments Ltd ******THIS PERMIT HAS BEEN ISSUED UNDER THE REQUIREMENTS OF VBBL #12511 (2019)****** | SNS ELECTRIC LTD
GP-2023-02472 | 2023-08-28 | 3412 E 49TH AVENUE, Vancouver, BC V5S 1M2 | Gas Permit | Residential | New | Issued | Residential - 2 Ranges & 2 Boilers Rough in and install gas appliances >BP: To construct a two-storey two-family dwelling with two secondary suites | RADAR PLUMBING AND HEATING
SP-2023-01661 | 2023-09-11 | 3412 E 49TH AVENUE, Vancouver, BC V5S 1M2 | Sprinkler Permit | Residential | New | Issued | Residential - Install sprinklers in Duplex >BP: To construct a two-storey two-family dwelling with two secondary suites located in the basement, with a detached accessory building (garage) at the rear providing 2 parking spaces, having vehicular access from the lane. Note: The entire building, INCLUDING THE ATTACHED GARAGE (if applicable), to be sprinklered to 2 x NFPA 13D. Note: Covenant to be registered prior to sheathing inspection. 1. No strata titling permitted 2. No A/C units proposed 3. No Bar sinks proposed 4. Schedule B: Sharat Chande (604.723.7534) Structural & Geotechnical 5. HPO: Residential Builder - SST Developments Ltd | Gold Key Fire Protection Ltd
EP-2023-08234 | 2023-09-15 | 3412 E 49TH AVENUE, Vancouver, BC V5S 1M2 | Electrical Permit | Residential | New | Issued | Installation / Repair - Residential - Low voltage (data, cable, data), camera and alarm prewire installation. >BP: To construct a two-storey two-family dwelling with two secondary suites ($849,465) located in the basement, with a detached accessory building (garage) at the rear providing 2 parking spaces, having vehicular access from the lane. Note: The entire building, INCLUDING THE ATTACHED GARAGE (if applicable), to be sprinklered to 2 x NFPA 13D. Note: Covenant to be registered prior to sheathing inspection. 1. No strata titling permitted 2. No A/C units proposed 3. No Bar sinks proposed 4. Schedule B: Sharat Chande (604.723.7534) Structural & Geotechnical 5. HPO: Residential Builder - SST Developments Ltd ******THIS PERMIT HAS BEEN ISSUED UNDER THE REQUIREMENTS OF VBBL #12511 (2019)****** | Sally De la Cruz Rajah
GP-2023-01065 | 2023-03-28 | 448 E 50TH AVENUE, Vancouver, BC V5X 1B1 | Gas Permit | Residential | Addition | Completed | Residential - re and re gas range | Christopher Sterling
EP-2022-04029 | 2022-05-24 | 458 E 50TH AVENUE, Vancouver, BC V5X 1B1 | Electrical Permit | Residential | Addition | Completed | Installation / Repair - Residential - Old service will be removed and new ACWU cable will be installed in main house panel -200 Amps, 120/240 volts, Single phase, 250Kcmil service conductors 200 Amp duplex meter base, New 125 Amp panel in laneway house, Existing125 Amp Panel in main house #2/o AWG cable from meter base to Panels -Just one cable to feed main house panel | Hayat Electrical Ltd
EP-2023-00140 | 2023-01-09 | 402 E 50TH AVENUE, Vancouver, BC V5X 1B1 | Electrical Permit | Residential | Addition | Completed | Installation / Repair - Residential - Service change | Maple Leaf Electrical Ltd
GP-2022-01475 | 2022-05-11 | 423 E 50TH AVENUE, Vancouver, BC V5X 1A9 | Gas Permit | Residential | Addition | Completed | Residential - re and re gas cooktop | Christopher Sterling
EP-2022-03611 | 2022-05-04 | 2228 E 51ST AVENUE, Vancouver, BC V5P 1W5 | Electrical Permit | Residential | Renovation | Completed | Installation / Repair - Residential - Upgrade to 200a meter base run 200a cable up existing service mass due to the porcelain roof tile, existing service mass is 200a sized. Add new 200a panel next to meter base in garage. Future EV change Install new ground plate Add 100amp breaker to feed old panel in house as sub panel | LK Electrical LTD
GP-2023-03298 | 2023-10-30 | 2255 E 51ST AVENUE, Vancouver, BC V5P 1W4 | Gas Permit | Residential | Tenant Improvement | Completed | Residential - Boiler re + re | Lambert Plumbing & Heating
GP-2022-00119 | 2022-01-14 | 1076 E 52ND AVENUE, Vancouver, BC V5X 1H2 | Gas Permit | Residential | Renovation | Completed | Residential - We are replacing regular hot water tank and boiler with combination of Navien heating and hot water system . | Superstar Plumbing Heating & Sprinkler Supplies Ltd
EP-2022-04072 | 2022-05-19 | 1811 E 52ND AVENUE, Vancouver, BC V5P 1W6 | Electrical Permit | Residential | Tenant Improvement | Completed | Installation / Repair - Residential - adding 40A subpanel to accomidate room for a 15A, 240 A/C unit | AJ's Electrical Contractors LTD
GP-2023-02147 | 2023-07-19 | 1897 E 52ND AVENUE, Vancouver, BC V5P 1W6 | Gas Permit | Residential | Tenant Improvement | Completed | Residential - replacing furnace | Coleman Heating Inc
EP-2023-01382 | 2023-02-17 | 2248 E 48TH AVENUE, Vancouver, BC V5P 1S1 | Electrical Permit | Residential | Renovation | Issued | Installation / Repair - Residential - Service reconnection, disconnected due to fire in kitchen. Remove all ceiling mount light fixtures, install temporary lighting. Main electrical panel - Remove all wires from branch circuit breakers to make safe, reconnect to breakers once megger tested or confirmed not damaged. RE: CF-2023-001283 | High Mark Electrical and Mechanical Ltd
EP-2023-09538 | 2023-10-21 | 2248 E 48TH AVENUE, Vancouver, BC V5P 1S1 | Electrical Permit | Residential | New | Issued | Temporary Power - Residential - To provide temporary power. | Indy Electrical Ltd
NULL | NULL | 190 E 48TH AVENUE, Vancouver, BC V5W 2C8 | Mechanical Permit | NULL | NULL | Withdrawn | NULL | NULL
NULL | NULL | 190 E 48TH AVENUE, Vancouver, BC V5W 2C8 | Mechanical Permit | NULL | NULL | Withdrawn | NULL | NULL
NULL | NULL | 190 E 48TH AVENUE, Vancouver, BC V5W 2C8 | Mechanical Permit | NULL | NULL | Withdrawn | NULL | CANADA WEST BC MECHANICAL LTD
GP-2023-01279 | 2023-04-19 | 333 E 48TH AVENUE, Vancouver, BC V5W 2E2 | Gas Permit | Residential | Renovation | Completed | Residential - Re&re boiler | Milani Plumbing Heating & Air Conditioning Ltd
EP-2022-09353 | 2022-11-03 | 333 E 48TH AVENUE, Vancouver, BC V5W 2E2 | Electrical Permit | Residential | Renovation | Completed | Installation / Repair - Residential - Service upgrade. From 100A single phase 120/240v to 200A @120/240v, single phase. | Ling-Tec Electrical Service Ltd
EP-2022-05464 | NULL | 347 E 48TH AVENUE, Vancouver, BC V5W 2E2 | Electrical Permit | Residential | Tenant Improvement | Withdrawn | Installation / Repair - Residential - .Electrical install of heat pump. BP not required. No change to existing service | Moore And Russell Heating And Air Conditioning Ltd
EP-2022-04085 | 2022-05-30 | 347 E 48TH AVENUE, Vancouver, BC V5W 2E2 | Electrical Permit | Residential | Tenant Improvement | Completed | Installation / Repair - Residential - Service upgrade to 200 amps. >>>> Amend: June 28 -Please add electrical install of heat pump to this permit. Adding Load calc, site plan, and checklist. AMEND: OCT 18/2022 Please update the total job value to $1900 as it is a service upgrade and Install of Heat pump AMEND: OCT 24/2022 "Permit needs to be amended ASAP to include grounding and bonding and full value of job including all labor and material." After amendment is complete a service inspection shall be called asap. Kindly please see the comments from the inspector regarding permit amendment. The labour cost is amended but kindly pls amend this application for "grounding and bonding". | Moore And Russell Heating And Air Conditioning Ltd
PP-2022-03271 | 2022-09-20 | 752 E 51ST AVENUE, Vancouver, BC V5X 1E3 | Plumbing Permit | Residential | New | Completed | Residential - SUMPS NOTE: Engineering Assurance letter will be submitted to the Plumbing Inspector on the site. Letter shall conform to the requirements of Vancouver Bulletin 2000-008-EL/PL. | J B Siteworks Inc
MP-2022-00544 | 2022-11-10 | 752 E 51ST AVENUE, Vancouver, BC V5X 1E3 | Mechanical Permit | NULL | NULL | Completed | NULL | Blueline Plumbing & Heating Ltd
PP-2022-03786 | 2022-10-24 | 752 E 51ST AVENUE, Vancouver, BC V5X 1E3 | Plumbing Permit | Residential | New | Completed | Residential - Abs rough start after permit >>BP: To construct a 2 storey one-family dwelling with a secondary suite located in the Basement ($704,750) with an open parking pad, providing 1 parking space, having vehicular access from the 20' Lane. Note: The entire building, INCLUDING THE ATTACHED GARAGE (if applicable), to be sprinklered to NFPA 13D 1. Covenant registered at the Land Title Office under CA9876693 2. A/C proposed – Exterior component located in Rear, Interior component located in Upper 3. Bar sink located in basement. 4. Schedule B: (A.S. Rathod) P.Eng (778.885.0551) Structural & Geotechnical 5. HPO: Residential Builder- Woodbine Builder Ltd Note: This is a 2 storey building pursuant to the Zoning and Development By-Law **THIS PERMIT HAS BEEN ISSUED UNDER THE REQUIREMENTS OF VBBL #12511 (2019) ** | Blueline Plumbing & Heating Ltd
GP-2023-00089 | 2023-01-10 | 752 E 51ST AVENUE, Vancouver, BC V5X 1E3 | Gas Permit | Residential | New | Completed | Residential - to install 1 boiler 2 range 1 bbq >BP: To construct a 2 story one-family dwelling with a secondary suite located in the Basement with an open parking pad, providing 1 parking space, having vehicular access from the 20' Lane. Note: The entire building, INCLUDING THE ATTACHED GARAGE (if applicable), to be sprinklered to NFPA 13D 1. Covenant registered at the Land Title Office under CA9876693 2. A/C proposed – Exterior component located in Rear, Interior component located in Upper 3. Bar sink located in basement. 4. Schedule B: (A.S. Rathod) P.Eng (778.885.0551) Structural & Geotechnical 5. HPO: Residential Builder- Woodbine Builder Ltd | Symbolistic Heating Ltd
SP-2023-00060 | 2023-01-13 | 752 E 51ST AVENUE, Vancouver, BC V5X 1E3 | Sprinkler Permit | Residential | New | Completed | Residential - new sprinkler system >To construct a 2 storey one-family dwelling with a secondary suite located in the Basement ($704,750) with an open parking pad, providing 1 parking space, having vehicular access from the 20' Lane. Note: The entire building, INCLUDING THE ATTACHED GARAGE (if applicable), to be sprinklered to NFPA 13D 1. Covenant registered at the Land Title Office under CA9876693 2. A/C proposed – Exterior component located in Rear, Interior component located in Upper 3. Bar sink located in basement. 4. Schedule B: (A.S. Rathod) P.Eng (778.885.0551) Structural & Geotechnical 5. HPO: Residential Builder- Woodbine Builder Ltd Note: This is a 2 storey building pursuant to the Zoning and Development By-Law **THIS PERMIT HAS BEEN ISSUED UNDER THE REQUIREMENTS OF VBBL #12511 (2019) ** | Haven Fire Protection Ltd
EP-2022-10375 | 2022-12-15 | 752 E 51ST AVENUE, Vancouver, BC V5X 1E3 | Electrical Permit | Residential | New | Completed | Installation / Repair - Residential - New house electrical work and main service is 200 amp . On duplex meter base 150 amp to house 100 amp to laneway To construct a 2 storey one-family dwelling with a secondary suite located in the Basement with an open parking pad, providing 1 parking space, having vehicular access from the 20' Lane. 1. Covenant registered at the Land Title Office under CA9876693 2. A/C proposed – Exterior component located in Rear, Interior component located in Upper 3. Bar sink located in basement. 4. Schedule B: (A.S. Rathod) P.Eng (778.885.0551) Structural & Geotechnical 5. HPO: Residential Builder- Woodbine Builder Ltd Amend: Jan 12, 2023 Telephone cable security wiring and vacum rough in All low voltage wiring rough in only job value increase 2000$ | Uppal Electrical Ltd
MP-2023-01169 | 2023-06-23 | 752 E 51ST AVENUE, Vancouver, BC V5X 1E3 | Mechanical Permit | NULL | NULL | Completed | NULL | Century Twenty One Gas & Heating Co. Ltd
PP-2023-00235 | 2023-01-26 | 715 E 50TH AVENUE, Vancouver, BC V5X 1B4 | Plumbing Permit | Residential | Tenant Improvement | Completed | Residential - (per engineering enforcement ) install cleanout assembly 4 in. | Herbert Schroeder
GP-2022-01046 | 2022-04-04 | 3418 E 49TH AVENUE, Vancouver, BC V5S 1M2 | Gas Permit | Residential | Renovation - Dwelling Unit(s) only | Completed | Residential - Furnace replacement | Central Commercial & Residential Services
GP-2022-02379 | 2022-08-12 | 2061 E 50TH AVENUE, Vancouver, BC V5P 1V4 | Gas Permit | Residential | Renovation | Completed | Residential - Furnace re&re | Ferenc Nagy
EP-2023-06577 | 2023-07-19 | 2075 E 50TH AVENUE, Vancouver, BC V5P 1V4 | Electrical Permit | Residential | New | Issued | Temporary Power - Residential - To provide temporary power. | Zheng Electric Inc
EP-2023-06736 | 2023-08-09 | 2095 E 50TH AVENUE, Vancouver, BC V5P 1V4 | Electrical Permit | Residential | New | Issued | Installation / Repair - Residential - underground wire to the main house 200A main service, twin meter base 100A to main house, 150A to new laneway house | Cathay Services Ltd
GP-2022-01508 | 2022-05-16 | 2237 E 50TH AVENUE, Vancouver, BC V5P 1V6 | Gas Permit | Residential | Addition | Completed | Residential - re and re hwt | Christopher Sterling
EP-2022-04996 | 2022-06-14 | 2068 E 52ND AVENUE, Vancouver, BC V5P 1W9 | Electrical Permit | Residential | Renovation | Completed | Installation / Repair - Residential - We will be upgrading from 100amps to 200amps overhead service >Permit Amendment Sep 14, 2023 -Adding circuit for heat pump in backyard -"Additional info provided" *Document(s) uploaded to "Application Documents" tab for Electrical Inspector review. Documents are at pending status at time of permit amendment approval | Douglas Millington o/a Moose Electric
MP-2023-02193 | 2023-12-08 | 2068 E 52ND AVENUE, Vancouver, BC V5P 1W9 | Mechanical Permit | NULL | NULL | Issued | NULL | Ashton Service Group/Ashton Mechanical Ltd.
NULL | NULL | 2068 E 52ND AVENUE, Vancouver, BC V5P 1W9 | Mechanical Permit | NULL | NULL | Draft | NULL | Ashton Service Group/Ashton Mechanical Ltd.
GP-2023-02530 | 2023-08-30 | 2118 E 52ND AVENUE, Vancouver, BC V5P 1W9 | Gas Permit | Residential | Renovation | Issued | Residential - Decommission and remove old furnace and install new furnace | Ashton Service Group/Ashton Mechanical Ltd.
GP-2022-04062 | 2022-12-19 | 2127 E 52ND AVENUE, Vancouver, BC V5P 1W8 | Gas Permit | Residential | Renovation | Completed | Residential - To Replace 1 Furnace RE/Re | ALL TIME HEATING PLUMBING & AIR CONDITIONING
GP-2022-03742 | 2022-11-26 | 2141 E 52ND AVENUE, Vancouver, BC V5P 1W8 | Gas Permit | Residential | Addition | Completed | Residential - TO INSTALL 1 FURNACE & TANKLESS WATER HEATER | BC Care Heating Services Ltd
GP-2022-02267 | 2022-08-02 | 2142 E 52ND AVENUE, Vancouver, BC V5P 1W9 | Gas Permit | Residential | Tenant Improvement | Completed | Residential - Re Re Furnace | Moore & Russell Heating Ltd
NULL | NULL | 2220 E 52ND AVENUE, Vancouver, BC V5P 1X1 | Plumbing Permit | Residential | Addition | Draft | Residential - This is a old house getting new boiler installed | AKAL Plumbing & Heating Ltd
GP-2022-02043 | 2022-07-11 | 2220 E 52ND AVENUE, Vancouver, BC V5P 1X1 | Gas Permit | Residential | Addition | Completed | Residential - This is a old house getting boiler installed | AKAL Plumbing & Heating Ltd
GP-2023-00962 | 2023-03-17 | 2226 E 52ND AVENUE, Vancouver, BC V5P 1X1 | Gas Permit | Residential | Tenant Improvement | Completed | Residential - replace boiler | Campbell Care Plumbing, Heating & Air Ltd.
PP-2022-03327 | 2022-09-21 | 1835 E 50TH AVENUE, Vancouver, BC V5P 1V1 | Plumbing Permit | Residential | New | Completed | Residential - Lawn irrigation | Big City Sprinklers
EP-2022-03758 | 2022-05-09 | 1835 E 50TH AVENUE, Vancouver, BC V5P 1V1 | Electrical Permit | Residential | New | Completed | Installation / Repair - Residential - IFD +SS - #1 & #2 - rough wiring of security alarm wiring, tv, telephone, sound, vacuum and completion of security alarm. To construct a 2 storey one-family dwelling with a secondary suite located in the Basement with an open parking pad, providing 1 parking spaces, having vehicular access from the 20' Lane. 1. Covenant registered at the Land Title Office under CA9252837 2. No Strata Titling permitted 3. A/C proposed – Exterior component located in rear yard, Interior component located on second floor. 4. Bar sink located in Basement, Rec. Rm. AMEND: SEPT 27/2022 TOTAL JOB VALUE INCREASE TO $5000. | Supersonic Security System Inc.
GP-2022-01386 | 2022-05-05 | 1835 E 50TH AVENUE, Vancouver, BC V5P 1V1 | Gas Permit | Residential | New | Completed | Residential - To install boiler 2 range fireplaces 2 water heater bbq There is piping for fireplace and 1 range ** Amend 10/03/2022** Please add two gas dryer in the permit. Each dryer has 40,000 BTU each. Also we are going to install. | JOT MECHANICAL LTD
SP-2022-00495 | 2022-04-08 | 1835 E 50TH AVENUE, Vancouver, BC V5P 1V1 | Sprinkler Permit | Residential | New | Completed | Residential - New sprinkler system >BP: To construct a 2 storey one-family dwelling with a secondary suite located in the Basement ($1,044,000.00) with an open parking pad, providing 1 parking spaces, having vehicular access from the 20' Lane. 1. Covenant registered at the Land Title Office under CA9252837 2. No Strata Titling permitted 3. A/C proposed – Exterior component located in rear yard, Interior component located on second floor. 4. Bar sink located in Basement, Rec. Rm. 5. Schedule B: (ALAN PRAHALAD) P.Eng (604-831-1431) Structural & Geotechnical 6. HPO: Residential Builder- (KANECH DEVELOPMENT LTD) Note: - This is a 2 storey building pursuant to the Zoning and Development By-Law - Additional parking for the site has been provided under DB-2021-03909 (Laneway House) Address Information: Building 1 #1-1835 E 50th Av - One Family Dwelling (1st & 2nd floor, east portion of basement) #2-1835 E 50th Av - Secondary Suite (west portion of basement) Building 2 #3-1835 E 50th Av - Laneway House (1.5 storey) Address and suite number assigned as per approved plans for Fire and Emergency response. The address number is to be posted to the building to be visible from the street and the suite number is to be posted at the suite entry in accordance with the Building By-law prior to final inspection. **THIS PERMIT HAS BEEN ISSUED UNDER THE REQUIREMENTS OF VBBL #12511 (2019) ** | Haven Fire Protection Ltd
EP-2022-01991 | 2022-05-16 | 1835 E 50TH AVENUE, Vancouver, BC V5P 1V1 | Electrical Permit | Residential | New | Completed | Installation / Repair - Residential - Electrical new wiring for: Single family dwelling with secondary suite >BP: To construct a 2 storey one-family dwelling with a secondary suite located in the Basement ($1,044,000.00) with an open parking pad, providing 1 parking spaces, having vehicular access from the 20' Lane. 1. Covenant registered at the Land Title Office under CA9252837 2. No Strata Titling permitted 3. A/C proposed – Exterior component located in rear yard, Interior component located on second floor. 4. Bar sink located in Basement, Rec. Rm. 5. Schedule B: (ALAN PRAHALAD) P.Eng (604-831-1431) Structural & Geotechnical 6. HPO: Residential Builder- (KANECH DEVELOPMENT LTD) Note: - This is a 2 storey building pursuant to the Zoning and Development By-Law - Additional parking for the site has been provided under DB-2021-03909 (Laneway House) **THIS PERMIT HAS BEEN ISSUED UNDER THE REQUIREMENTS OF VBBL #12511 (2019) ** >>>>AMEND: May 26th, 2022 -3 meter instead of 2 1- main house 1 suite 1 laneway >>>>>>>> Amend: June 14th -Load calculation submission with correct sub panel sizing | C G Electrical Contractors Ltd
PP-2022-00243 | 2022-01-26 | 1835 E 50TH AVENUE, Vancouver, BC V5P 1V1 | Plumbing Permit | Residential | New | Completed | Residential - 1FD+SS - SUMP WITHOUT PUMP To construct a 2 storey one-family dwelling with a secondary suite located in the Basement with an open parking pad, providing 1 parking spaces, having vehicular access from the 20' Lane. 1. Covenant registered at the Land Title Office under CA9252837 2. No Strata Titling permitted 3. A/C proposed – Exterior component located in rear yard, Interior component located on second floor. 4. Bar sink located in Basement, Rec. Rm. | Bhullar Excavating and Demolition
PP-2022-00649 | 2022-03-03 | 1835 E 50TH AVENUE, Vancouver, BC V5P 1V1 | Plumbing Permit | Residential | New | Completed | Residential - 1FD+SS - #1 & #2 - Plumbing for whole home To construct a 2 storey one-family dwelling with a secondary suite located in the Basement with an open parking pad, providing 1 parking spaces, having vehicular access from the 20' Lane. 1. Covenant registered at the Land Title Office under CA9252837 2. No Strata Titling permitted 3. A/C proposed – Exterior component located in rear yard, Interior component located on second floor. 4. Bar sink located in Basement, Rec. Rm. | Maple Leaf Plumbing and Heating Ltd
EP-2023-09120 | 2023-10-17 | 1876 E 50TH AVENUE, Vancouver, BC V5P 1V2 | Electrical Permit | Residential | Renovation | Completed | Installation / Repair - Residential - Remove the range plug and a hood fan wires to meet the code as the building inspector request CF-2023-003903 >BP: Interior alterations of this existing one-storey with the basement. Scope of work: Removing the cabinet, stove, and hood. OK for field review as per Jamie Z June 06, 2023 Note: - Bar sink only. No overhead cupboards. | Psalm Electrical And Construction LTD.
GP-2023-02440 | 2023-08-21 | 535 E 48TH AVENUE, Vancouver, BC V5W 2E4 | Gas Permit | Residential | Renovation | Completed | Residential - remove hot water tank and add tankless water heater | Rio Heating and Cooling
MP-2023-01521 | 2023-08-17 | 535 E 48TH AVENUE, Vancouver, BC V5W 2E4 | Mechanical Permit | NULL | NULL | Completed | NULL | Rio Heating and Cooling
EP-2023-06598 | 2023-08-08 | 535 E 48TH AVENUE, Vancouver, BC V5W 2E4 | Electrical Permit | Residential | Renovation | Completed | Installation / Repair - Residential - Upgrade existing 100a service to new 200a overhead service Run a new homerun for an air conditioning unit | Livewire Energy Services Ltd.
GP-2022-00060 | 2022-01-11 | 557 E 48TH AVENUE, Vancouver, BC V5W 2E4 | Gas Permit | Residential | New | Completed | Residential - Installing a gas fireplace. | Pipe Rite Mechanical Ltd
GP-2022-04108 | 2022-12-22 | 596 E 48TH AVENUE, Vancouver, BC V5W 2E6 | Gas Permit | Residential | Addition | Completed | Residential - TO INSTALL 1 FURNACE AND 1 TANKLESS WATER HEATER | BC Care Heating Services Ltd
GP-2022-00861 | 2022-03-18 | 3448 E 49TH AVENUE, Vancouver, BC V5S 1M2 | Gas Permit | Residential | Renovation - Dwelling Unit(s) only | Completed | Residential - REPLACE FURNACE | 484081 BC LTD
GP-2023-02200 | 2023-07-24 | 3506 E 49TH AVENUE, Vancouver, BC V5S 1M2 | Gas Permit | Residential | Renovation | Completed | Residential - replace gas water heater | Joyce Heating Services Ltd
PP-2022-02278 | NULL | 20 E 4TH AVENUE, Vancouver, BC V5T 1E8 | Plumbing Permit | Commercial | Addition | Application Incomplete | Commercial - New kitchen in existing brewery | Conor Whyte Plumbing And Heating Limited
EP-2023-08782 | 2023-11-02 | 228 E 4TH AVENUE, Vancouver, BC V5T 1G5 | Electrical Permit | Commercial | Addition | Issued | Installation / Repair - Commercial - Option #1 C BULLETIN 2018-004-BU/EL. Voluntary Upgrade of an existing Fire Alarm System. Replacement of an existing Edwards ESA 2000 with a Mircom FA-1000XTDS Fire Alarm Panel. The current panel is obsolete and there are no parts available. The building is upgrading the panel to ensure the life safety of the occupants voluntarily. All existing components will stay in their current location and there are no changes to any field wiring. A full verification to CAN/ULC S537 will be completed along with a ULC monitoring certificate issued to close out the permit. | JONATHAN RAEDCHER CONSULTING CORPORATION
EP-2023-06651 | NULL | 237 E 4TH AVENUE, Vancouver, BC V5T 4R4 | Electrical Permit | Commercial | Renovation | Application Incomplete | Installation / Repair - Commercial - Replace lights in machine room with new, receptacles with GFCIs, Install ground wire from building ground to machine room, replace elevator disconnect with new and feed to controller, existing feeder to be reused, replace cab light disconnect, install new split unit heat pump -The Service is NOT being affected. It is RECONNECT/RELOCATE. | Sasco Contractors Ltd
GP-2023-03390 | 2023-11-06 | 1029 E 51ST AVENUE, Vancouver, BC V5X 1E6 | Gas Permit | Residential | Renovation | Issued | Residential - RE&RE hot water tank | Milani Plumbing Heating & Air Conditioning Ltd
EP-2022-02373 | 2022-06-27 | 1052 E 50TH AVENUE, Vancouver, BC V5X 1B8 | Electrical Permit | Residential | New | Completed | Installation / Repair - Residential - Installation / Repair - Residential - Rough wiring ,finishing and service of new house Main service 200 amps LWH 100 amps Main house 150 amps >BP: To construct a 2 storey one-family dwelling with a secondary suite located in the Basement ($750,150) with an open parking pad, providing 1 parking space, having vehicular access from the 20' Lane. 1. Covenant registered at the Land Title Office under CA9218930 2. A/C proposed – Exterior component located in Rear, Interior component located in Second Floor. 3. Bar sink located in basement. 4. Schedule B: (S.A. Shikder) P.Eng (604.255.3740) Structural & Geotechnical 5. HPO: Residential Builder- Ambleside Developments Ltd Note: The entire building, INCLUDING THE ATTACHED GARAGE (if applicable), to be sprinklered to NFPA 13D Note: This is a 2 storey building pursuant to the Zoning and Development By-Law Address Information: Principle Dwelling: #1-1052 E 50th Ave Secondary Suite: Address #2-1052 E 50th Ave Laneway home: Address #3-1052 E 50th Ave Address and suite numbers assigned as per approved plans for Fire and Emergency response. The address number is to be posted on the building to be visible from the street and the suite numbers are to be posted at the suite entries in accordance with the Building By-law prior to final inspection. **THIS PERMIT HAS BEEN ISSUED UNDER THE REQUIREMENTS OF VBBL #12511 (2019) ** | OPTIMUM ELECTRICAL LTD
PP-2022-01453 | 2022-04-29 | 1052 E 50TH AVENUE, Vancouver, BC V5X 1B8 | Plumbing Permit | Residential | New | Completed | Residential - Sump | APPLEHILL EXCAVATING LTD.
SP-2022-00942 | 2022-06-24 | 1052 E 50TH AVENUE, Vancouver, BC V5X 1B8 | Sprinkler Permit | Residential | New | Completed | Residential - New Sprinkler System for: To construct a 2 storey one-family dwelling with a secondary suite located in the Basement ($750,150) with an open parking pad, providing 1 parking space, having vehicular access from the 20' Lane. 1. Covenant registered at the Land Title Office under CA9218930 2. A/C proposed – Exterior component located in Rear, Interior component located in Second Floor. 3. Bar sink located in basement. 4. Schedule B: (S.A. Shikder) P.Eng (604.255.3740) Structural & Geotechnical 5. HPO: Residential Builder- Ambleside Developments Ltd Note: The entire building, INCLUDING THE ATTACHED GARAGE (if applicable), to be sprinklered to NFPA 13D Note: This is a 2 storey building pursuant to the Zoning and Development By-Law **THIS PERMIT HAS BEEN ISSUED UNDER THE REQUIREMENTS OF VBBL #12511 (2019) ** | East West Plumbing (2007) Ltd
GP-2022-01772 | 2022-06-13 | 1052 E 50TH AVENUE, Vancouver, BC V5X 1B8 | Gas Permit | Residential | New | Completed | Residential - 1FD+SS - #1 & #2 - FIXTURE **Amend 06/28/2022** add one fireplace @ 40,000 BTU AMEND: JULY 11/2022 CHANGE ADDRESS FROM LWH TO MAIN HOUSE. NO GAS IN LWH. To construct a 2 storey one-family dwelling with a secondary suite located in the Basement with an open parking pad, providing 1 parking space, having vehicular access from the 20' Lane. 1. Covenant registered at the Land Title Office under CA9218930 2. A/C proposed – Exterior component located in Rear, Interior component located in Second Floor. 3. Bar sink located in basement. | East West Plumbing (2007) Ltd
PP-2022-01728 | 2022-05-24 | 1052 E 50TH AVENUE, Vancouver, BC V5X 1B8 | Plumbing Permit | Residential | New | Completed | Residential - **Amend 07/11/2022** Correct address from laneway house to the main house Building 1 #1-1052 E 50th Av - One Family Dwelling (1st & 2nd floor, east portion of basement) #2-1052 E 50th Av - Secondary Suite (west portion of basement) NOTE: To achieve the required FSR. A floor space exclusion of 3% has been applied to this application as per section 11.24.18 of the district schedule, to accommodate improved building performance. Address Information: Principle Dwelling: #1-1052 E 50th Av Secondary Suite: #2-1052 E 50th Av Laneway home: #3-1052 E 50th Av Address and suite number assigned as per approved plans for Fire and Emergency response. The address number is to be posted to the building to be visible from the street and the suite number is to be posted at the suite entry in accordance with the Building By-law prior to final inspection. NOTE: Information regarding the principal building on the survey and site plan is for reference only. Any discrepancy between information regarding the principal building on the survey and/or site plan and approved permit drawings for the principal building are neither approved nor authorized under this laneway house permit. *NEW HOUSE* Note: See DB-2021-03562 for Bldg 1 on site (principal bldg) addressed #1-1052 E 50th Av **THIS PERMIT HAS BEEN ISSUED UNDER THE REQUIREMENTS OF VBBL #12511 (2019) ** | East West Plumbing (2007) Ltd
EP-2024-00344 | NULL | 1052 E 50TH AVENUE, Vancouver, BC V5X 1B8 | Electrical Permit | Residential | New | Application Incomplete | Installation / Repair - Residential - Installation of security system | ADT Security Services Canada Inc
EP-2022-05458 | 2022-06-28 | 1052 E 50TH AVENUE, Vancouver, BC V5X 1B8 | Electrical Permit | Residential | New | Completed | Installation / Repair - Residential - Alarm pre wire and finish, doorbell pre wire and finish, telephone and TV wiring >BP: To construct a 2 storey one-family dwelling with a secondary suite located in the Basement ($750,150) with an open parking pad, providing 1 parking space, having vehicular access from the 20' Lane. 1. Covenant registered at the Land Title Office under CA9218930 2. A/C proposed – Exterior component located in Rear, Interior component located in Second Floor. 3. Bar sink located in basement. 4. Schedule B: (S.A. Shikder) P.Eng (604.255.3740) Structural & Geotechnical 5. HPO: Residential Builder- Ambleside Developments Ltd Note: The entire building, INCLUDING THE ATTACHED GARAGE (if applicable), to be sprinklered to NFPA 13D Note: This is a 2 storey building pursuant to the Zoning and Development By-Law Address Information: Principle Dwelling: #1-1052 E 50th Ave Secondary Suite: Address #2-1052 E 50th Ave Laneway home: Address #3-1052 E 50th Ave Address and suite numbers assigned as per approved plans for Fire and Emergency response. The address number is to be posted on the building to be visible from the street and the suite numbers are to be posted at the suite entries in accordance with the Building By-law prior to final inspection. **THIS PERMIT HAS BEEN ISSUED UNDER THE REQUIREMENTS OF VBBL #12511 (2019) ** | Nu-Tech Alarms Ltd.
EP-2023-06899 | NULL | 2361 E 51ST AVENUE, Vancouver, BC V5S 1P5 | Electrical Permit | Residential | Addition | Application Incomplete | Installation / Repair - Residential - Installing a new AC unit circuit and disconnect switch. AC unit is seer 14.5 with circuit breaker size of 15A. The owner asked me to delete the gurbrator circuit and use AC unit circuit. He doesn't need gurbrator. | Skynoor Electric Ltd
PP-2022-02852 | 2022-08-17 | 349 E 56TH AVENUE, Vancouver, BC V5X 1R2 | Plumbing Permit | Residential | Addition | Completed | Residential - Lawn Irrigation System | Lushland Irrigation & Landscaping Ltd
EP-2024-00368 | 2024-01-21 | 402 E 56TH AVENUE, Vancouver, BC V5X 1R4 | Electrical Permit | Residential | Addition | Issued | Installation / Repair - Residential - Disconnect and reconnect service - to move main house meter from original location to new meter base at laneway house. | Kraftsman Electric Ltd
PP-2023-01491 | 2023-04-27 | 408 E 56TH AVENUE, Vancouver, BC V5X 1R4 | Plumbing Permit | Residential | Renovation | Completed | Residential - Renovate 1 Kitchen sink, 1 water closet, 1 tub, and 1 basin SEE: CF-2022-006305: In Violation >DB: Interior alterations to legalize a secondary suite and decommission another secondary suite in the existing single detached house on this site. | Karan Plumbing & Heating Ltd
GP-2023-01366 | 2023-04-26 | 408 E 56TH AVENUE, Vancouver, BC V5X 1R4 | Gas Permit | Residential | Renovation | Completed | Residential - Renovate 1 boiler and range | Karan Plumbing & Heating Ltd
EP-2023-01896 | 2023-03-08 | 408 E 56TH AVENUE, Vancouver, BC V5X 1R4 | Electrical Permit | Residential | Renovation | Completed | Installation / Repair - Residential - Interconnect smoke alarm all bedrooms and hallways to legalize a secondary suite in the existing single detached house on this site -updating ceiling light ( CF-2022-004318 / CF-2022-006297 /CF-2022-006300) >BP: Interior alterations to legalize a secondary suite and decommission another secondary suite in the existing single detached house on this site. OK to open DB for Field Review, per K.Clark All work to be done in accordance with VBBL 2019 | Roadstar Electrical Ltd
NULL | NULL | 408 E 56TH AVENUE, Vancouver, BC V5X 1R4 | Electrical Permit | Residential | Renovation | Draft | Installation / Repair - Residential - Inter connect smoke alarm in all bedrooms and hallway to legalize a secondary suite in the existing single detached house on this site and change lights | NULL
NULL | NULL | 408 E 56TH AVENUE, Vancouver, BC V5X 1R4 | Electrical Permit | Residential | NULL | Draft | Installation / Repair - Residential - INTERCONECT SMOKE ALARM IN ALL BEDROOS AND HALLWAYS AND ADDING LIGHT IN BASEMEN TO LEGALIZE A SECONDARY SUITE IN THE EXISTING SINGLE DETACHED HOUSE ON THIS SITE | NULL
MP-2023-01100 | NULL | 411 E 56TH AVENUE, Vancouver, BC V5X 1R5 | Mechanical Permit | NULL | NULL | Cancelled | NULL | Zephyr Heating and Air Conditioning Ltd
NULL | NULL | 411 E 56TH AVENUE, Vancouver, BC V5X 1R5 | Mechanical Permit | NULL | NULL | Draft | NULL | NULL
NULL | NULL | 411 E 56TH AVENUE, Vancouver, BC V5X 1R5 | Mechanical Permit | NULL | NULL | Draft | NULL | NULL
NULL | NULL | 411 E 56TH AVENUE, Vancouver, BC V5X 1R5 | Mechanical Permit | NULL | NULL | Draft | NULL | NULL
PP-2023-01783 | 2023-05-23 | 425 E 56TH AVENUE, Vancouver, BC V5X 1R5 | Plumbing Permit | Residential | New | Issued | Residential - Install sump for drain tile June 8/2023-AMEND Adding additional outside sump at back of property | G & K Excavation and Demolition Services Ltd
SP-2023-01265 | 2023-07-17 | 425 E 56TH AVENUE, Vancouver, BC V5X 1R5 | Sprinkler Permit | Residential | New | Issued | Residential - installation of a new fire sprinkler system >BP: To construct a 2 storey one-family dwelling with a secondary suite located in the Basement with an open parking pad, providing 1 parking space, having vehicular access from the 20' Lane. Note: The entire building, INCLUDING THE ATTACHED GARAGE (if applicable), to be sprinklered to NFPA 13D Note: As shown by an asterisk (*) on the building permit floor plans and/or elevations, exit protection is required to be provided in accordance with Articles 9.9.4.4., 9.9.4.6., and/or 9.37.2.8. of the 2019 VBBL. 1. Covenant registered at the Land Title Office under CB183682 2. A/C proposed – Exterior component located in Rear, Interior component located in Second floor. 3. No Bar sink 4. Schedule B: (K.J.Ma) P.Eng (604.599.8890) Structural 5. Schedule B: (T.S.Bajwa) P.Eng (778.995.2404) Geotechnical 6. HPO: Residential Builder- Bona Development Ltd | CENTRE LINE FIRE SPRINKLERS LTD
MP-2023-01181 | 2023-06-26 | 425 E 56TH AVENUE, Vancouver, BC V5X 1R5 | Mechanical Permit | NULL | NULL | Issued | NULL | Garcha Bros Mechanical Ltd
PP-2023-02214 | 2023-06-22 | 425 E 56TH AVENUE, Vancouver, BC V5X 1R5 | Plumbing Permit | Residential | New | Issued | Residential - 1FD+SS - #1 & #2 - PLUMBING AND HEATING >DB: To construct a 2 storey one-family dwelling with a secondary suite located in the Basement with an open parking pad, providing 1 parking space, having vehicular access from the 20' Lane. Note: The entire building, INCLUDING THE ATTACHED GARAGE (if applicable), to be sprinklered to NFPA 13D 1. Covenant registered at the Land Title Office under CB183682 2. A/C proposed – Exterior component located in Rear, Interior component located in Second floor. 3. No Bar sink ***This permit is issued under the VBBL 2019, with updated energy requirements as per bylaw # 12997 effective Jan 01, 2022.*** | Garcha Bros Mechanical Ltd
EP-2023-00575 | 2023-01-25 | 425 E 56TH AVENUE, Vancouver, BC V5X 1R5 | Electrical Permit | Residential | New | Expired | Temporary Power - Residential - To provide temporary power. NOTE: Work authorized by this permit is for placement of a temporary power pole only and does not authorize any site construction and/or excavation. A separate Building Permit will be required prior to commencement of any other work on this site. | MILKYWAY INDUSTRY LTD
EP-2023-07566 | 2023-08-30 | 425 E 56TH AVENUE, Vancouver, BC V5X 1R5 | Electrical Permit | Residential | New | Issued | Installation / Repair - Residential - Wiring new single family dwellings 2x200 amp services >BP: To construct a 2 storey one-family dwelling with a secondary suite located in the Basement ($632,937.50) with an open parking pad, providing 1 parking space, having vehicular access from the 20' Lane. Note: The entire building, INCLUDING THE ATTACHED GARAGE (if applicable), to be sprinklered to NFPA 13D Note: As shown by an asterisk (*) on the building permit floor plans and/or elevations, exit protection is required to be provided in accordance with Articles 9.9.4.4., 9.9.4.6., and/or 9.37.2.8. of the 2019 VBBL. 1. Covenant registered at the Land Title Office under CB183682 2. A/C proposed – Exterior component located in Rear, Interior component located in Second floor. 3. No Bar sink 4. Schedule B: (K.J.Ma) P.Eng (604.599.8890) Structural 5. Schedule B: (T.S.Bajwa) P.Eng (778.995.2404) Geotechnical 6. HPO: Residential Builder- Bona Development Ltd Note: This is a 2 storey building pursuant to the Zoning and Development By-Law ***This permit is issued under the VBBL 2019, with updated energy requirements as per bylaw # 12997 effective Jan 01, 2022.*** | MILKYWAY INDUSTRY LTD
GP-2023-02468 | 2023-08-30 | 425 E 56TH AVENUE, Vancouver, BC V5X 1R5 | Gas Permit | Residential | New | Issued | Residential - 1 Range and 1 BBQ Range piping and installation include. Bbq piping only >BP: To construct a 2 storey one-family dwelling with a secondary suite | MSN Gas & Heating Ltd
EP-2023-07771 | 2023-09-06 | 425 E 56TH AVENUE, Vancouver, BC V5X 1R5 | Electrical Permit | Residential | New | Issued | Installation / Repair - Residential - Installation of extra low voltage: security alarm, voice, data, cable, cctv. >BP: To construct a 2 storey one-family dwelling with a secondary suite located in the Basement ($632,937.50) with an open parking pad, providing 1 parking space, having vehicular access from the 20' Lane. | Digimax Solutions Ltd
GP-2022-02737 | 2022-09-12 | 2675 E 53RD AVENUE, Vancouver, BC V5S 1W1 | Gas Permit | Residential | New | Completed | Residential - Boiler and water heater replacement | BCRC Plumbing and Heating Ltd
EP-2022-08334 | 2022-10-04 | 2792 E 53RD AVENUE, Vancouver, BC V5S 1W2 | Electrical Permit | Residential | Renovation - Dwelling Unit(s) only | Completed | Installation / Repair - Residential - Upgrade the 100 A service to 200 A | Ying Shi dba York Electrical Services
GP-2023-03852 | 2023-12-04 | 550 E 47TH AVENUE, Vancouver, BC V5W 2B4 | Gas Permit | Residential | Renovation | Completed | Residential - RE&RE hot water tank | Milani Plumbing Heating & Air Conditioning Ltd
GP-2022-03878 | 2023-01-11 | 606 E 47TH AVENUE, Vancouver, BC V5W 2B4 | Gas Permit | Residential | Renovation | Issued | Residential - RE AND RE FURNACE >NOTE: If work on this site could lead to the disturbance of soil advise applicant to contact the Provincial Archeology Branch at 250-953-3334 for necessary permits. In addition, please be advised that reports from an Archeologist (AIA, AOA) and permits from the First Nations may be necessary prior to the release of your City of Vancouver permits. | Samra Heating & Cooling Ltd
GP-2022-00437 | 2022-02-10 | 895 E 47TH AVENUE, Vancouver, BC V5W 3Y7 | Gas Permit | Residential | Renovation | Completed | Residential - Main floor ** Amend 02/11/2022** Boiler replacement | Maple Furnace Heating & Air Conditioning
EP-2023-03505 | 2023-04-25 | 466 E 49TH AVENUE, Vancouver, BC V5W 2G9 | Electrical Permit | Residential | Renovation | Completed | Installation / Repair - Residential - Existing 100amp service upgrade to 200 amp *May 03, 2023 Permit Amendment: -"Adding one Air conditioning power outlet" | Buddy Electric Ltd
EP-2022-01296 | NULL | 265 E 4TH AVENUE, Vancouver, BC V5T 1G6 | Electrical Permit | Commercial | New | Withdrawn | Temporary Power - Commercial - To provide temporary power. -Renewal of EP-2021-01021 -Valid: Feb. 10, 2022 - Feb. 9, 2023 -It is a new service to replace the existing temporary service. The new meter and disconnect are attached to the existing private pole. -Install new 100A service on existing pole for permanent power to green house. | Lakeview Power Systems Inc
EP-2022-02156 | 2022-03-17 | 265 E 4TH AVENUE, Vancouver, BC V5T 1G6 | Electrical Permit | Commercial | Renovation | Expired | Installation / Repair - Commercial - Install a new overhead service for urban garden | Lakeview Power Systems Inc
EP-2023-05070 | 2023-06-16 | 1534 E 4TH AVENUE, Vancouver, BC V5N 1J8 | Electrical Permit | Residential | Tenant Improvement | Completed | Installation / Repair - Residential - Installation of owner supplied light fixtures | DELCO ELECTRIC LTD
NULL | NULL | 3371 E 4TH AVENUE, Vancouver, BC V5M 1L7 | Electrical Permit | Residential | Renovation - Dwelling Unit(s) only | Draft | Installation / Repair - Residential - Replace existing Panel with new | MDE Enterprises Ltd
GP-2023-00094 | 2023-01-10 | 1051 E 51ST AVENUE, Vancouver, BC V5X 1E6 | Gas Permit | Residential | Tenant Improvement | Completed | Residential - Combi Boiler Replacement | Wah Fai Plumbing & Heating Inc
EP-2022-10313 | 2022-12-07 | 1208 E 51ST AVENUE, Vancouver, BC V5X 1E8 | Electrical Permit | Residential | New | Expired | Temporary Power - Residential - To provide temporary power. | HY Electric Company Ltd
EP-2023-02357 | 2023-03-24 | 1208 E 51ST AVENUE, Vancouver, BC V5X 1E8 | Electrical Permit | Residential | New | Issued | Installation / Repair - Residential - new house (single family dwelling)electric wiring and installation >BP: To construct a 2 storey one-family dwelling with a secondary suite located in the Basement ($623,537.50) with an open parking pad, providing 1 parking space, having vehicular access from the 20' Lane. 1. Covenant registered at the Land Title Office under CA9852595 2. No Strata Titling permitted 3. A/C proposed – Exterior component located in sunken patio, Interior component located in Second Floor Closet 4. Bar sink not proposed. 5. Schedule B: (Shaoze Guo) P.Eng (778-926-0525) Structural + Geotechnical 6. HPO: Residential Builder- (Acebuild homes inc) Note: This is a 2 storey building pursuant to the Zoning and Development By-Law ** Laneway house permit under DB-2022-01016.** ***This permit is issued under the VBBL 2019, with updated energy requirements as per bylaw # 12997 effective Jan 01, 2022.*** | HY Electric Company Ltd
PP-2023-00702 | 2023-03-02 | 1208 E 51ST AVENUE, Vancouver, BC V5X 1E8 | Plumbing Permit | Residential | New | Issued | Residential - 1FD+SS - #1 & #2 - Install two sump without pump | Van-City Excavating Ltd
PP-2023-02061 | 2023-06-12 | 1208 E 51ST AVENUE, Vancouver, BC V5X 1E8 | Plumbing Permit | Residential | New | Issued | Residential - plumbing >BP: To construct a 2 storey one-family dwelling with a secondary suite located in the Basement with an open parking pad, providing 1 parking space, having vehicular access from the 20' Lane. 1. Covenant registered at the Land Title Office under CA9852595 2. No Strata Titling permitted 3. A/C proposed – Exterior component located in sunken patio, Interior component located in Second Floor Closet 4. Bar sink not proposed. 5. Schedule B: (Shaoze Guo) P.Eng (778-926-0525) Structural + Geotechnical 6. HPO: Residential Builder- (Acebuild homes inc) June 14/2023-AMEND -add 1 inside sump pump | SKY HIGH PLUMBING & HEATING LTD
EP-2023-07649 | 2023-08-23 | 1208 E 51ST AVENUE, Vancouver, BC V5X 1E8 | Electrical Permit | Residential | New | Issued | Installation / Repair - Residential - Extra low voltage work: Cctv and security alarm both pre-wiring only. TV and data, rough wire and completion. >BP: To construct a 2 storey one-family dwelling with a secondary suite located in the Basement ($623,537.50) with an open parking pad, providing 1 parking space, having vehicular access from the 20' Lane. | Fortune Link Electrical Ltd
GP-2023-02519 | 2023-09-13 | 1208 E 51ST AVENUE, Vancouver, BC V5X 1E8 | Gas Permit | Residential | New | Issued | Residential - 1 BBQ & 1 Range GAS PIPE >BP: To construct a 2 storey one-family dwelling with a secondary suite located in the Basement ($623,537.50) with an open parking pad, providing 1 parking space, having vehicular access from the 20' Lane | PRIDE GAS & HEATING LTD.
SP-2023-01518 | 2023-08-21 | 1208 E 51ST AVENUE, Vancouver, BC V5X 1E8 | Sprinkler Permit | Residential | New | Issued | Residential - To install fire sprinkler system in SFD >BP: To construct a 2 storey one-family dwelling with a secondary suite located in the Basement with an open parking pad, providing 1 parking space, having vehicular access from the 20' Lane. 1. Covenant registered at the Land Title Office under CA9852595 2. No Strata Titling permitted 3. A/C proposed – Exterior component located in sunken patio, Interior component located in Second Floor Closet 4. Bar sink not proposed. 5. Schedule B: (Shaoze Guo) P.Eng (778-926-0525) Structural + Geotechnical 6. HPO: Residential Builder- (Acebuild homes inc) | Max Fire Pro Ltd
MP-2023-01692 | 2023-09-16 | 1208 E 51ST AVENUE, Vancouver, BC V5X 1E8 | Mechanical Permit | NULL | NULL | Issued | NULL | UComfort Services Inc
MP-2023-01979 | 2023-11-03 | 1208 E 51ST AVENUE, Vancouver, BC V5X 1E8 | Mechanical Permit | NULL | NULL | Issued | NULL | UComfort Services Inc
NULL | NULL | 1291 E 51ST AVENUE, Vancouver, BC V5X 1E9 | Mechanical Permit | NULL | NULL | Draft | NULL | K & E Gas Services Ltd
NULL | NULL | 1291 E 51ST AVENUE, Vancouver, BC V5X 1E9 | Mechanical Permit | NULL | NULL | Draft | NULL | K & E Gas Services Ltd
NULL | NULL | 1291 E 51ST AVENUE, Vancouver, BC V5X 1E9 | Mechanical Permit | NULL | NULL | Draft | NULL | K & E Gas Services Ltd
NULL | NULL | 1291 E 51ST AVENUE, Vancouver, BC V5X 1E9 | Mechanical Permit | NULL | NULL | Draft | NULL | K & E Gas Services Ltd
MP-2023-00952 | 2023-06-01 | 1291 E 51ST AVENUE, Vancouver, BC V5X 1E9 | Mechanical Permit | NULL | NULL | Completed | NULL | K & E Gas Services Ltd
EP-2023-04731 | 2023-06-27 | 1291 E 51ST AVENUE, Vancouver, BC V5X 1E9 | Electrical Permit | Residential | Addition | Completed | Installation / Repair - Residential - Run exterior cable for air conditioner out door unit (CF-2023-005359) MP-2023-00952 | Hopemate Electrical Solutions Inc
NULL | NULL | 1291 E 51ST AVENUE, Vancouver, BC V5X 1E9 | Mechanical Permit | NULL | NULL | Draft | NULL | K & E Gas Services Ltd
NULL | NULL | 1291 E 51ST AVENUE, Vancouver, BC V5X 1E9 | Mechanical Permit | NULL | NULL | Draft | NULL | K & E Gas Services Ltd
NULL | NULL | 1291 E 51ST AVENUE, Vancouver, BC V5X 1E9 | Mechanical Permit | NULL | NULL | Draft | NULL | K & E Gas Services Ltd
NULL | NULL | 1291 E 51ST AVENUE, Vancouver, BC V5X 1E9 | Mechanical Permit | NULL | NULL | Draft | NULL | NULL
GP-2022-03797 | 2022-11-30 | 1291 E 51ST AVENUE, Vancouver, BC V5X 1E9 | Gas Permit | Residential | Renovation | Cancelled | Residential - NEW GAS FIREPLACE Dec 1/22- AMEND: please cancel permit the client has decided not to go ahead with the work ken johnson 604 722 2056 | K & E Gas Services Ltd
EP-2022-07665 | 2022-09-14 | 1291 E 51ST AVENUE, Vancouver, BC V5X 1E9 | Electrical Permit | Residential | Renovation | Completed | Installation / Repair - Residential - Service upgrade from 100A to 200A 120/240V overhead service Retrofit floor heating through out the whole home Update some of the existing recessed lighting with new LED recessed lighting | Hopemate Electrical Solutions Inc
GP-2022-00620 | 2022-02-26 | 1303 E 51ST AVENUE, Vancouver, BC V5X 4R3 | Gas Permit | Residential | Renovation - Dwelling Unit(s) only | Completed | Residential - furnace replacement | Eco Pro Heating & Cooling Ltd
EP-2023-09736 | NULL | 1488 E 51ST AVENUE, Vancouver, BC V5P 4P1 | Electrical Permit | Residential | Renovation | Applicant Revisions | Installation / Repair - Residential - ***HOMEOWNER PERMIT***50 Years experience, electrician for A&G Electrical Ltd. Installation of Tesla Charger into Garage: 1) Installation of Double Pole 40A breaker into breaker panel 2) Cable run of 8/3 Copper from panel to outlet in connected Garage. 3) Installation of 14-50R Outlet | NULL
GP-2023-04212 | 2023-12-28 | 3411 E 52ND AVENUE, Vancouver, BC V5S 1V6 | Gas Permit | Residential | Tenant Improvement | Issued | Residential - Re and Re Tankless Water Heater | Moore & Russell Heating Ltd
EP-2023-07770 | 2023-09-06 | 45 E 53RD AVENUE, Vancouver, BC V5X 1H5 | Electrical Permit | Residential | Addition | Completed | Installation / Repair - Residential - remove stove socket 40A 240V.and exhaust fan socket 120V 15A as per: CF-2021-009273 | We Do Electrical Ltd
EP-2022-02624 | 2022-04-01 | 116 E 53RD AVENUE, Vancouver, BC V5X 1H8 | Electrical Permit | Residential | New | Expired | Temporary Power - Residential - To provide temporary power. | Kraftsman Electric Ltd
PP-2022-02968 | 2022-08-30 | 116 E 53RD AVENUE, Vancouver, BC V5X 1H8 | Plumbing Permit | Residential | New | Completed | Residential - SUMP | Singh Excavating BC Ltd
GP-2022-04025 | 2022-12-16 | 116 E 53RD AVENUE, Vancouver, BC V5X 1H8 | Gas Permit | Residential | New | Completed | Residential - Venting and hookup >To construct a two-storey two-family dwelling, with a detached accessory building (garage) at the rear and one open parking pad providing 3 parking spaces, having vehicular access from the lane. This Building Permit will remain in a suspended status until the associated (green) Demolition Permit BP-2021-05271 is completed. This is a 2 storey building pursuant to the Zoning and Development By-Law 1. No strata titling permitted 2. A/C units proposed in rear yard. 3. Bar sinks proposed in main floor. 4. Schedule B: Gurpreet Singh, P.Eng (778-861-0444) Structural 5. Schedule B: Tegbir Bajwa, P.Eng (778-995-2404) Geotechnical 6. HPO: Uppal Construction Ltd. Combustible projections or roof soffits on an exposing building face shall not project to less than .45m from the property line and shall be in compliance with VBBL 2019 9.10.15.5.(9) The entire building, to be sprinklered to 2 x NFPA 13D. ******THIS PERMIT HAS BEEN ISSUED UNDER THE REQUIREMENTS OF VBBL #12511 (2019)****** | REAL LIGHTING & FIREPLACES LTD
SP-2022-02074 | 2022-12-14 | 116 E 53RD AVENUE, Vancouver, BC V5X 1H8 | Sprinkler Permit | Residential | New | Completed | Residential - to install fire sprinkler system in duplex >BP: To construct a two-storey two-family dwelling, with a detached accessory building (garage) at the rear and one open parking pad providing 3 parking spaces, having vehicular access from the lane. 1. No strata titling permitted 2. A/C units proposed in rear yard. 3. Bar sinks proposed in main floor. 4. Schedule B: Gurpreet Singh, P.Eng (778-861-0444) Structural 5. Schedule B: Tegbir Bajwa, P.Eng (778-995-2404) Geotechnical 6. HPO: Uppal Construction Ltd. | Max Fire Pro Ltd
NULL | NULL | 116 E 53RD AVENUE, Vancouver, BC V5X 1H8 | Gas Permit | Residential | New | Draft | Residential - Pioing Only:Boiler,Stove,Bbq,FP | Apple Tree Gas & Heating Ltd
GP-2023-00217 | 2023-01-19 | 116 E 53RD AVENUE, Vancouver, BC V5X 1H8 | Gas Permit | Residential | New | Completed | Residential - piping only :-fireplace >BP: To construct a two-storey two-family dwelling, with a detached accessory building (garage) at the rear and one open parking pad providing 3 parking spaces, having vehicular access from the lane. This is a 2 storey building pursuant to the Zoning and Development By-Law 1. No strata titling permitted 2. A/C units proposed in rear yard. 3. Bar sinks proposed in main floor. 4. Schedule B: Gurpreet Singh, P.Eng (778-861-0444) Structural 5. Schedule B: Tegbir Bajwa, P.Eng (778-995-2404) Geotechnical 6. HPO: Uppal Construction Ltd. | Apple Tree Gas & Heating Ltd
EP-2022-10728 | 2022-12-21 | 116 E 53RD AVENUE, Vancouver, BC V5X 1H8 | Electrical Permit | Residential | New | Completed | Installation / Repair - Residential - Data, phone, tv wiring and finishing. Centralized vacuum. Complete security alarm. >BP: To construct a two-storey two-family dwelling, with a detached accessory building (garage) at the rear and one open parking pad providing 3 parking spaces, having vehicular access from the lane. This Building Permit will remain in a suspended status until the associated (green) Demolition Permit BP-2021-05271 is completed. This is a 2 storey building pursuant to the Zoning and Development By-Law 1. No strata titling permitted 2. A/C units proposed in rear yard. 3. Bar sinks proposed in main floor. 4. Schedule B: Gurpreet Singh, P.Eng (778-861-0444) Structural 5. Schedule B: Tegbir Bajwa, P.Eng (778-995-2404) Geotechnical 6. HPO: Uppal Construction Ltd. | GWIRELESS SMART HOMES LTD
MP-2022-00538 | 2022-11-08 | 116 E 53RD AVENUE, Vancouver, BC V5X 1H8 | Mechanical Permit | NULL | NULL | Completed | NULL | BRAR PLUMBING & HEATING LTD
PP-2022-03993 | 2022-11-04 | 116 E 53RD AVENUE, Vancouver, BC V5X 1H8 | Plumbing Permit | Residential | New | Completed | Residential - Installing plumbing pipes and fixtures. >BP: To construct a two-storey two-family dwelling, with a detached accessory building (garage) at the rear and one open parking pad providing 3 parking spaces, having vehicular access from the lane. This Building Permit will remain in a suspended status until the associated (green) Demolition Permit BP-2021-05271 is completed. This is a 2 storey building pursuant to the Zoning and Development By-Law 1. No strata titling permitted 2. A/C units proposed in rear yard. 3. Bar sinks proposed in main floor. 4. Schedule B: Gurpreet Singh, P.Eng (778-861-0444) Structural 5. Schedule B: Tegbir Bajwa, P.Eng (778-995-2404) Geotechnical 6. HPO: Uppal Construction Ltd. Combustible projections or roof soffits on an exposing building face shall not project to less than .45m from the property line and shall be in compliance with VBBL 2019 9.10.15.5.(9) The entire building, to be sprinklered to 2 x NFPA 13D. ******THIS PERMIT HAS BEEN ISSUED UNDER THE REQUIREMENTS OF VBBL #12511 (2019)****** | BRAR PLUMBING & HEATING LTD
PP-2023-02397 | 2023-07-10 | 116 E 53RD AVENUE, Vancouver, BC V5X 1H8 | Plumbing Permit | Residential | New | Completed | Residential - LAWN IRRIGATION | Permanent Irrigation DBA: SUPREME SPRINKLERS INC.
GP-2022-00607 | 2022-02-25 | 136 E 53RD AVENUE, Vancouver, BC V5X 1H8 | Gas Permit | Residential | Renovation | Completed | Residential - New RE & RE gas boiler replacement. | Pro West Heating & Air Conditioning Ltd
GP-2023-03446 | 2023-11-09 | 2783 E 54TH AVENUE, Vancouver, BC V5S 1Y1 | Gas Permit | Residential | Renovation | Issued | Residential - Install two natural gas fireplace inserts | Vancouver Gas Fireplaces Ltd
GP-2023-02395 | 2023-08-16 | 2837 E 54TH AVENUE, Vancouver, BC V5S 1Y4 | Gas Permit | Residential | New | Completed | Residential - 1 Combi Boiler | Pro Ace Heating & Air Conditioning Services Ltd
EP-2023-06663 | 2023-08-08 | 2842 E 54TH AVENUE, Vancouver, BC V5S 1Y3 | Electrical Permit | Residential | Addition | Issued | Installation / Repair - Residential - Installation / Repair - Residential - Teck Cable to be installed from Main Meter (Laneway side) to House. Upgrading Service to 200 A | AMTEK Electric Ltd
GP-2023-00307 | 2023-01-26 | 995 E 47TH AVENUE, Vancouver, BC V5W 2B7 | Gas Permit | Residential | Renovation | Completed | Residential - Install one natural gas fireplace insert | Vancouver Gas Fireplaces Ltd
EP-2023-08394 | 2023-09-19 | 995 E 47TH AVENUE, Vancouver, BC V5W 2B7 | Electrical Permit | Residential | Renovation | Issued | Installation / Repair - Residential - Service Upgrade to 240 V 200 A single phase. | BC Smart Homes Ltd
NULL | NULL | 1269 E 47TH AVENUE, Vancouver, BC V5W 2C1 | Electrical Permit | Commercial | NULL | Draft | Annual / Operating - test | JS Electric Ltd
GP-2022-03910 | 2022-12-08 | 1590 E 47TH AVENUE, Vancouver, BC V5P 4T8 | Gas Permit | Residential | Renovation | Completed | Residential - To run a gas line serving a stove and a dryer | M&M Plumbing And Heating Ltd
EP-2022-10452 | 2022-12-14 | 1590 E 47TH AVENUE, Vancouver, BC V5P 4T8 | Electrical Permit | Residential | Renovation - Dwelling Unit(s) only | Completed | Installation / Repair - Residential - electrical wiring and installation for dry , power outlets , smoke detector wiring and installation safety check , | Shuming Electric Ltd
GP-2022-03769 | 2022-11-28 | 1734 E 4TH AVENUE, Vancouver, BC V5N 1K1 | Gas Permit | Residential | Tenant Improvement | Completed | Residential - Boiler replacement | All West Heating Ltd
EP-2021-01722 | 2022-11-25 | 1748 E 4TH AVENUE, Vancouver, BC V5N 1K1 | Electrical Permit | Residential | Tenant Improvement | Issued | Installation / Repair - Residential - supply power to heat pump Location Southwest Corner Exterior and interior alterations and a change of use from Multiple Conversion with a secondary suite to a One Family Dwelling to provide improvements on this site. OK for Field Review per D. Langevin Work to include lowering basement slab at rear to match front, remove basement kitchen, relocate basement bathroom, remove existing side door, add interior stairs connecting main and basement levels. | Nelson Grant Chow
EP-2022-09990 | 2022-11-29 | 1748 E 4TH AVENUE, Vancouver, BC V5N 1K1 | Electrical Permit | Residential | Renovation | Completed | Installation / Repair - Residential - Full residential renovation, 200A service upgrade, fixtures, lights, outlets. Exterior and interior alterations and a change of use from Multiple Conversion with a secondary suite to a One Family Dwelling to provide improvements on this site. OK for Field Review per D. Langevin Work to include lowering basement slab at rear to match front, remove basement kitchen, relocate basement bathroom, remove existing side door, add interior stairs connecting main and basement levels. *AMEND May 11, 2023 -"Extra Low Voltage/Data scope to this permit" | Fowlstone Electric Ltd
PP-2023-00945 | 2023-03-20 | 1748 E 4TH AVENUE, Vancouver, BC V5N 1K1 | Plumbing Permit | Residential | Renovation | Completed | Residential - 1FD - Install one outside sump without pump | Octiscapes Site Services Ltd
PP-2023-01221 | 2023-04-06 | 1748 E 4TH AVENUE, Vancouver, BC V5N 1K1 | Plumbing Permit | Residential | Renovation | Completed | Residential - Add bathroom and laundry to basement >BP: Exterior and interior alterations and a change of use from Multiple Conversion with a secondary suite to a One Family Dwelling to provide improvements on this site. | William Jones
GP-2023-01631 | 2023-05-26 | 1748 E 4TH AVENUE, Vancouver, BC V5N 1K1 | Gas Permit | Residential | Renovation | Completed | Residential - 1 Furnace, 1 Range and 1 Water Heater Run new gas main to mechanical room manifold Run a gas line from manifold to upper existing stove Run gas line to existing furnace Run exhaust through roof for existing furnace Run gas line to new tankless water heater Run new exhaust through roof for new tankless water heater Run exhaust through roof for new tankless water heater >BP: Exterior and interior alterations and a change of use from Multiple Conversion with a secondary suite to a One Family Dwelling | William Jones
GP-2023-02279 | 2023-08-01 | 1751 E 4TH AVENUE, Vancouver, BC V5N 1J9 | Gas Permit | Residential | Renovation | Completed | Residential - 1 Gas Furnace Install | ROMA Heating Ltd
MP-2022-00641 | 2022-12-02 | 1763 E 4TH AVENUE, Vancouver, BC V5N 1J9 | Mechanical Permit | NULL | NULL | Completed | NULL | Thomson Industries Ltd
EP-2022-09208 | 2022-10-31 | 1763 E 4TH AVENUE, Vancouver, BC V5N 1J9 | Electrical Permit | Residential | Renovation | Issued | Installation / Repair - Residential - 200a Service Upgrade and Dedicated Circuit for Heat Pump with back up heat -Mechanical permit is required before an electrical inspection will be performed | Pacific Star Electric Inc
PP-2022-02020 | 2022-06-14 | 3442 E 4TH AVENUE, Vancouver, BC V5M 1L9 | Plumbing Permit | Residential | New | Completed | Residential - TWO OUT SIDE SUMPS WITH OUOT PUMP | JVT EXCAVATING & DEMOLITION LTD
SP-2022-01807 | 2022-11-02 | 3442 E 4TH AVENUE, Vancouver, BC V5M 1L9 | Sprinkler Permit | Residential | New | Completed | Residential - 2FD+2SS - FRONT - 3442 E 4TH AV - #1 & #2 BACK - 3440 E 4TH AV - #1 & 2 Installation of Sprinkler Heads >DB: To construct a 2 storey two-family dwelling with (2) secondary suite(s) located in the Basement with a detached accessory building (2 car garage) and 1 open parking at the rear providing 3 parking spaces, having vehicular access from the lane. 1. Covenant registered at the Land Title Office under CA9457032 2. Entire building to be sprinklered 2x13D 3. A/C proposed – Exterior component located in front and rear yard, Interior component located in second floor closet AMEND: AUG 8/2023 Schedule C letter UPLOADED | RAHELU PLUMBING & HEATING LTD.
GP-2022-03610 | 2022-11-18 | 3442 E 4TH AVENUE, Vancouver, BC V5M 1L9 | Gas Permit | Residential | New | Completed | Residential - Gas Works >BP: To construct a 2 story two-family dwelling with (2) secondary suite(s) located in the Basement ($738,725) with a detached accessory building (2 car garage) and 1 open parking at the rear providing 3 parking spaces, having vehicular access from the lane. 1. Covenant registered at the Land Title Office under CA9457032 2. Entire building to be sprinklered 2x13D 3. A/C proposed – Exterior component located in front and rear yard, Interior component located in second floor closet 4. Schedule B: (Jason Hui) P.Eng (778.319.3403) Structural 5. Schedule B: (Jason Hui) P.Eng (778.319.3403) Geotechnical 6. HPO: Residential Builder- 0882928 B.C. Ltd. Note: This is a 2 story building pursuant to the Zoning and Development By-Law **THIS PERMIT HAS BEEN ISSUED UNDER THE REQUIREMENTS OF VBBL #12511 (2019)** | RAHELU PLUMBING & HEATING LTD.
EP-2022-10250 | 2023-01-06 | 3442 E 4TH AVENUE, Vancouver, BC V5M 1L9 | Electrical Permit | Residential | New | Completed | Installation / Repair - Residential - new construction duplex wiring with basment suite. >BP: To construct a 2 storey two-family dwelling with (2) secondary suite(s) located in the Basement ($738,725) with a detached accessory building (2 car garage) and 1 open parking at the rear providing 3 parking spaces, having vehicular access from the lane. 1. Covenant registered at the Land Title Office under CA9457032 2. Entire building to be sprinklered 2x13D 3. A/C proposed – Exterior component located in front and rear yard, Interior component located in second floor closet 4. Schedule B: (Jason Hui) P.Eng (778.319.3403) Structural 5. Schedule B: (Jason Hui) P.Eng (778.319.3403) Geotechnical 6. HPO: Residential Builder- 0882928 B.C. Ltd. Note: This is a 2 storey building pursuant to the Zoning and Development By-Law **THIS PERMIT HAS BEEN ISSUED UNDER THE REQUIREMENTS OF VBBL #12511 (2019)** | Valence Electrical Inc
GP-2023-03796 | 2023-11-30 | 3031 E 4TH AVENUE, Vancouver, BC V5M 1L3 | Gas Permit | Residential | Tenant Improvement | Completed | Residential - RE & RE FURNACE. | 484081 BC LTD
GP-2023-02975 | 2023-10-08 | 3040 E 4TH AVENUE, Vancouver, BC V5M 1L4 | Gas Permit | Residential | Addition | Completed | Residential - 199,000 BTU Combi Boiler re/re | HAMZEH GERAMI Dba Nation Heating & Cooling
GP-2023-01137 | 2023-04-03 | 3102 E 4TH AVENUE, Vancouver, BC V5M 1L5 | Gas Permit | Residential | Renovation | Completed | Residential - Boiler re&re | Ferenc Nagy
GP-2022-01733 | 2022-06-08 | 3130 E 4TH AVENUE, Vancouver, BC V5M 1L5 | Gas Permit | Residential | Renovation | Completed | Residential - Furnace replacement | House Smart Home Improvements Ltd
EP-2023-09521 | 2023-10-31 | 3135 E 4TH AVENUE, Vancouver, BC V5M 1L6 | Electrical Permit | Residential | Renovation | Completed | Installation / Repair - Residential - Provide and Install 200A Service Upgrade | Patturn Electrical Solutions Ltd
EP-2022-05425 | 2022-06-28 | 290 E 51ST AVENUE, Vancouver, BC | Electrical Permit | Commercial | Renovation | Completed | Installation / Repair - Commercial - Removal of all existing wiring and electrical. Installation of all new electrical wiring and devices, including lighting, plugs, and low voltage wiring. -we are doing a service upgrade to 200Amps, and feeding it underground from a private pole to the house. - Plugs and switches. - Telephone and data cabling and terminations. >BP: Interior exterior alterations and change of major occupancy from an existing caretaker’s residence (group C) to a new General Office (group D) of this existing 2-storey building (Building 2). Only exterior work proposed is installation of new louvers on west and south side of the building. This building is an ancillary building to existing Sunset Nursery and Operations Yard. OK for DB as per Brenda Clarke on Dec 4, 2018. OK for ASHRAE 90.1-2016 Energy Checklist as per Greg McCall on Oct 25, 2021 instead of NECB 2015. Sch A, Arch B, Stru B, Mech B, Plmb B, Elec B, Geotech B, & Sch D are submitted. ******THIS PERMIT HAS BEEN ISSUED UNDER THE REQUIREMENTS OF VBBL 2019******** NOTE TO ECO: New louvres are proposed. Please refer to Mechanical Drawing page M2.05. NOTE TO Engineering: Work is proposed in sanitary and domestic water piping. Building Branch Review Notes: - Upgrades are proposed according to Part 3 and Part 11 of VBBL 2019 (F4, S4, N4, A4, & E3). - Variance to live load is accepted with condition. Permanent signage with occupant load shall be posted in conspicuous locations. - 5m overhead clearance under the street tree near the north entrance gate shall be well maintained for fire truck access. | ARC Electric Ltd
EP-2022-03397 | 2022-06-27 | 290 E 51ST AVENUE, Vancouver, BC | Electrical Permit | Commercial | Renovation | Completed | Installation / Repair - Commercial - Low Voltage Wiring for Control Transformer. Extra Low Voltage Control Wiring for an HRV, and Electric Duct Heater and 6 New AC units. >BP: >BP: Interior exterior alterations and change of major occupancy from an existing caretaker’s residence (group C) to a new General Office (group D) of this existing 2-storey building (Building 2). Only exterior work proposed is installation of new louvers on west and south side of the building. This building is an ancillary building to existing Sunset Nursery and Operations Yard. | ESC Automation Inc
PP-2022-01308 | 2022-05-03 | 290 E 51ST AVENUE, Vancouver, BC | Plumbing Permit | Commercial | Renovation | Completed | Commercial - Removal and reinstall new plumbing fixtures and hose bibbs Interior exterior alterations and change of major occupancy from an existing caretaker’s residence (group C) to a new General Office (group D) of this existing 2-storey building (Building 2). Only exterior work proposed is installation of new louvers on west and south side of the building. This building is an ancillary building to existing Sunset Nursery and Operations Yard. | Four Lakes Mechanical LTD
GP-2023-00546 | 2023-02-15 | 3268 E 51ST AVENUE, Vancouver, BC V5S 1S4 | Gas Permit | Residential | Renovation | Completed | Residential - Replace old water heater with tankless water heater, replace old boiler with high efficiency boiler. | 1380102 BC Ltd
PP-2022-03100 | 2022-09-07 | 3451 E 51ST AVENUE, Vancouver, BC V5S 1S5 | Plumbing Permit | Residential | New | Completed | Residential - Backflow preventor for lawn irrigation >BP: To construct a 2 storey one-family dwelling with a secondary suite located in the Basement ($984,500) with an attached garage providing 2 parking spaces, having vehicular access from the front street. | Oriental Landscaping & Home Improvement ltd
EP-2022-02878 | 2022-05-09 | 3451 E 51ST AVENUE, Vancouver, BC V5S 1S5 | Electrical Permit | Residential | New | Completed | Installation / Repair - Residential - Rough Wire, Service, And Finishing to be completed. >BP: To construct a 2 storey one-family dwelling with a secondary suite located in the Basement ($984,500) with an attached garage providing 2 parking spaces, having vehicular access from the front street. ***The entire building, INCLUDING THE ATTACHED GARAGE (if applicable), to be sprinklered to NFPA 13D*** Note: This is a 2 storey building pursuant to the Zoning and Development By-Law 1- Covenant registered at the Land Title Office under CA9104288 2- No strata titling permitted 3- A/C unit proposed 4- No 8’ bar sink proposed 5- Structural and geotechnical schedule B: Alan Prahalad of summit engineering corp. 6- HPO: Mercia Construction Ltd "Combustible projections or roof soffits on an exposing building face shall not project to less than .45m from the property line and shall be in compliance with VBBL 2019 9.10.15.5.(11) Any alterations or conversions to the attached garage (if applicable) to habitable living space shall not be permitted without first obtaining the approval of the Director of Planning and the Chief Building Official. Thermal protection measures and Laneway house design guidelines shall be required to be met prior to the approval of the conversion. ******THIS PERMIT HAS BEEN ISSUED UNDER THE REQUIREMENTS OF VBBL 2019****** | Bassi Electrical Ltd
GP-2022-00954 | 2022-03-29 | 3451 E 51ST AVENUE, Vancouver, BC V5S 1S5 | Gas Permit | Residential | New | Completed | Residential - new gas piping in new house >To construct a 2 storey one-family dwelling with a secondary suite located in the Basement ($984,500) with an attached garage providing 2 parking spaces, having vehicular access from the front street. ***The entire building, INCLUDING THE ATTACHED GARAGE (if applicable), to be sprinklered to NFPA 13D*** Note: This is a 2 storey building pursuant to the Zoning and Development By-Law 1- Covenant registered at the Land Title Office under CA9104288 2- No strata titling permitted 3- A/C unit proposed 4- No 8’ bar sink proposed 5- Structural and geotechnical schedule B: Alan Prahalad of summit engineering corp. 6- HPO: Mercia Construction Ltd "Combustible projections or roof soffits on an exposing building face shall not project to less than .45m from the property line and shall be in compliance with VBBL 2019 9.10.15.5.(11) Any alterations or conversions to the attached garage (if applicable) to habitable living space shall not be permitted without first obtaining the approval of the Director of Planning and the Chief Building Official. Thermal protection measures and Laneway house design guidelines shall be required to be met prior to the approval of the conversion. ******THIS PERMIT HAS BEEN ISSUED UNDER THE REQUIREMENTS OF VBBL 2019****** Addressing Data Principle Dwelling: #1-3451 E 51st Av Secondary Suite: #2-3451 E 51st Av | ASPRA PLUMBING & HEATING LTD.
GP-2022-00728 | 2022-03-08 | 3451 E 51ST AVENUE, Vancouver, BC V5S 1S5 | Gas Permit | Residential | New | Completed | Residential - INSTALL 1 GAS FIREPLACE IN NEW HOME CONSTRUCTION, INSTALL THROUGH THE ROOF. APPLIANCE ONLY. To construct a 2 storey one-family dwelling with a secondary suite located in the Basement with an attached garage providing 2 parking spaces, having vehicular access from the front street. Note: This is a 2 storey building pursuant to the Zoning and Development By-Law 1- Covenant registered at the Land Title Office under CA9104288 2- No strata titling permitted 3- A/C unit proposed 4- No 8’ bar sink proposed 5- Structural and geotechnical schedule B: Alan Prahalad of summit engineering corp. 6- HPO: Mercia Construction Ltd | The LM Fireplace Warehouse Ltd.
SP-2022-00718 | 2022-05-09 | 3451 E 51ST AVENUE, Vancouver, BC V5S 1S5 | Sprinkler Permit | Residential | New | Completed | Residential - To Install 36 sprinkler heads To construct a 2 storey one-family dwelling with a secondary suite located in the Basement with an attached garage providing 2 parking spaces, having vehicular access from the front street. ***The entire building, INCLUDING THE ATTACHED GARAGE (if applicable), to be sprinklered to NFPA 13D*** Note: This is a 2 storey building pursuant to the Zoning and Development By-Law 1- Covenant registered at the Land Title Office under CA9104288 2- No strata titling permitted 3- A/C unit proposed 4- No 8’ bar sink proposed 5- Structural and geotechnical schedule B: Alan Prahalad of summit engineering corp. 6- HPO: Mercia Construction Ltd | General Sprinkler Systems Ltd
EP-2022-04265 | 2022-06-01 | 3451 E 51ST AVENUE, Vancouver, BC V5S 1S5 | Electrical Permit | Residential | New | Completed | Installation / Repair - Residential - Alarm, CCTV , Data, Audio >BP: To construct a 2 storey one-family dwelling with a secondary suite located in the Basement ($984,500) with an attached garage providing 2 parking spaces, having vehicular access from the front street. ***The entire building, INCLUDING THE ATTACHED GARAGE (if applicable), to be sprinklered to NFPA 13D*** Note: This is a 2 storey building pursuant to the Zoning and Development By-Law 1- Covenant registered at the Land Title Office under CA9104288 2- No strata titling permitted 3- A/C unit proposed 4- No 8’ bar sink proposed 5- Structural and geotechnical schedule B: Alan Prahalad of summit engineering corp. 6- HPO: Mercia Construction Ltd "Combustible projections or roof soffits on an exposing building face shall not project to less than .45m from the property line and shall be in compliance with VBBL 2019 9.10.15.5.(11) Any alterations or conversions to the attached garage (if applicable) to habitable living space shall not be permitted without first obtaining the approval of the Director of Planning and the Chief Building Official. Thermal protection measures and Laneway house design guidelines shall be required to be met prior to the approval of the conversion. ******THIS PERMIT HAS BEEN ISSUED UNDER THE REQUIREMENTS OF VBBL 2019****** | Vantech Communications Ltd.
PP-2022-00330 | 2022-02-01 | 3451 E 51ST AVENUE, Vancouver, BC V5S 1S5 | Plumbing Permit | Residential | New | Completed | Residential - 1FD+SS - #1 & 2 - New single family residential To construct a 2 storey one-family dwelling with a secondary suite located in the Basement with an attached garage providing 2 parking spaces, having vehicular access from the front street. ***The entire building, INCLUDING THE ATTACHED GARAGE (if applicable), to be sprinklered to NFPA 13D*** Note: This is a 2 storey building pursuant to the Zoning and Development By-Law 1- Covenant registered at the Land Title Office under CA9104288 2- No strata titling permitted 3- A/C unit proposed 4- No 8’ bar sink proposed | ASPRA PLUMBING & HEATING LTD.
GP-2023-03366 | 2023-11-03 | 2755 E 51ST AVENUE, Vancouver, BC V5S 1P9 | Gas Permit | Residential | Renovation - Dwelling Unit(s) only | Completed | Residential - furnace replacement | Central Commercial & Residential Services
PP-2022-00647 | 2022-02-24 | 2828 E 51ST AVENUE, Vancouver, BC V5S 1R3 | Plumbing Permit | Residential | New | Completed | Residential - LAWN IRRIGATION WORK | Feli Plumbing and Heating
GP-2023-02156 | 2023-07-24 | 3083 E 51ST AVENUE, Vancouver, BC V5S 1R8 | Gas Permit | Residential | Renovation | Completed | Residential - 1 Fireplace RE AND RE | BC Fireplace Service Inc
PP-2023-01381 | 2023-04-20 | 3088 E 51ST AVENUE, Vancouver, BC V5S 1R9 | Plumbing Permit | Residential | Renovation | Completed | Residential - Replacing water service line to house | PRISTINE PLUMBING & DRAINAGE LTD.
PP-2023-00275 | 2023-01-26 | 38 E 57TH AVENUE, Vancouver, BC V5X 1S4 | Plumbing Permit | Residential | New | Completed | Residential - New House with 21 Fixtures >BP: To construct a 2 storey + basement one-family dwelling with a secondary suite located in the basement with an at grade parking pad, at the rear providing 1 parking spaces, having vehicular access from the lane. | AKAL Plumbing & Heating Ltd
MP-2023-00134 | 2023-02-03 | 38 E 57TH AVENUE, Vancouver, BC V5X 1S4 | Mechanical Permit | NULL | NULL | Completed | NULL | AKAL Plumbing & Heating Ltd
SP-2023-00384 | 2023-03-07 | 38 E 57TH AVENUE, Vancouver, BC V5X 1S4 | Sprinkler Permit | Residential | New | Completed | Residential - Install sprinklers in sfd >BP: To construct a 2 storey + basement one-family dwelling with a secondary suite located in the basement with an at grade parking pad, at the rear providing 1 parking spaces, having vehicular access from the lane. The entire building, INCLUDING THE ATTACHED GARAGE (if applicable), to be sprinklered to NFPA 13D. | Gold Key Fire Protection Ltd
MP-2023-00302 | 2023-03-08 | 38 E 57TH AVENUE, Vancouver, BC V5X 1S4 | Mechanical Permit | NULL | NULL | Completed | NULL | Aeris Air Conditioning ltd
GP-2023-00594 | 2023-02-17 | 38 E 57TH AVENUE, Vancouver, BC V5X 1S4 | Gas Permit | Residential | New | Completed | Residential - This is a new house with 5 fixtures >BP: To construct a 2 storey + basement one-family dwelling with a secondary suite located in the basement with an at grade parking pad, at the rear providing 1 parking spaces, having vehicular access from the lane. The entire building, INCLUDING THE ATTACHED GARAGE (if applicable), to be sprinklered to NFPA 13D. Note: This is a 2 storey building pursuant to the Zoning and Development By-Law 1- Covenant registered at the Land Title Office under CB104184 2- No strata titling permitted 3- A/C unit proposed in rear yard and upper floor 4- 8’ bar sink proposed in Basement 5- Structural & Geotechnical Schedule B: Md. Shahidul Alam P. Eng. (604) 653-7475 6- HPO: Theorem Developments Ltd. | AKAL Plumbing & Heating Ltd
EP-2023-01427 | 2023-03-07 | 38 E 57TH AVENUE, Vancouver, BC V5X 1S4 | Electrical Permit | Residential | New | Completed | Installation / Repair - Residential - single family with secondary suite *An approved mechanical permit is required for the installation of air conditioning/ heat Pump before an electrical inspection will be performed >BP: To construct a 2 storey + basement one-family dwelling with a secondary suite located in the basement with an at grade parking pad, at the rear providing 1 parking spaces, having vehicular access from the lane. The entire building, INCLUDING THE ATTACHED GARAGE (if applicable), to be sprinklered to NFPA 13D. Note: This is a 2 storey building pursuant to the Zoning and Development By-Law 1- Covenant registered at the Land Title Office under CB104184 2- No strata titling permitted 3- A/C unit proposed in rear yard and upper floor 4- 8’ bar sink proposed in Basement 5- Structural & Geotechnical Schedule B: Md. Shahidul Alam P. Eng. (604) 653-7475 6- HPO: Theorem Developments Ltd. "Combustible projections or roof soffits on an exposing building face shall not project to less than .45m from the property line and shall be in compliance with VBBL 2014 9.10.15.5.(9) Any alterations or conversions to the attached garage (if applicable) to habitable living space shall not be permitted without first obtaining the approval of the Director of Planning and the Chief Building Official. Thermal protection measures and Laneway house design guidelines shall be required to be met prior to the approval of the conversion. ***This permit is issued under the VBBL 2019, with updated energy requirements as per bylaw # 12997 effective Jan 01, 2022.*** | STAT ELECTRICS LIMITED
MP-2023-00301 | NULL | 38 E 57TH AVENUE, Vancouver, BC V5X 1S4 | Mechanical Permit | NULL | NULL | Cancelled | NULL | Aeris Air Conditioning ltd
EP-2023-01663 | 2023-02-28 | 38 E 57TH AVENUE, Vancouver, BC V5X 1S4 | Electrical Permit | Residential | New | Completed | Installation / Repair - Residential - Pre wire and completion of security alarm; Telus, tv,i nternet and cctv >BP: To construct a 2 storey + basement one-family dwelling with a secondary suite located in the basement with an at grade parking pad, at the rear providing 1 parking spaces, having vehicular access from the lane. The entire building, INCLUDING THE ATTACHED GARAGE (if applicable), to be sprinklered to NFPA 13D. Note: This is a 2 storey building pursuant to the Zoning and Development By-Law 1- Covenant registered at the Land Title Office under CB104184 2- No strata titling permitted 3- A/C unit proposed in rear yard and upper floor 4- 8’ bar sink proposed in Basement 5- Structural & Geotechnical Schedule B: Md. Shahidul Alam P. Eng. (604) 653-7475 6- HPO: Theorem Developments Ltd. "Combustible projections or roof soffits on an exposing building face shall not project to less than .45m from the property line and shall be in compliance with VBBL 2014 9.10.15.5.(9) Any alterations or conversions to the attached garage (if applicable) to habitable living space shall not be permitted without first obtaining the approval of the Director of Planning and the Chief Building Official. Thermal protection measures and Laneway house design guidelines shall be required to be met prior to the approval of the conversion. ***This permit is issued under the VBBL 2019, with updated energy requirements as per bylaw # 12997 effective Jan 01, 2022.*** | Pioneer Security and Communications Ltd
EP-2022-07344 | 2022-08-31 | 38 E 57TH AVENUE, Vancouver, BC V5X 1S4 | Electrical Permit | Residential | New | Expired | Temporary Power - Residential - To provide temporary power. | STAT ELECTRICS LIMITED
PP-2022-03953 | 2022-11-02 | 38 E 57TH AVENUE, Vancouver, BC V5X 1S4 | Plumbing Permit | Residential | New | Completed | Residential - SUMPS | Hans Demolition and Excavating Ltd.
EP-2023-09385 | 2023-11-01 | 38 E 57TH AVENUE, Vancouver, BC V5X 1S4 | Electrical Permit | Residential | Addition | Completed | Installation / Repair - Residential - Tie in to solar panels on rooftop, including microinverters bonded with #6 copper. >BP: To construct a 2 storey + basement one-family dwelling with a secondary suite located in the basement with an at grade parking pad, at the rear providing 1 parking spaces, having vehicular access from the lane. The entire building, INCLUDING THE ATTACHED GARAGE (if applicable), to be sprinklered to NFPA 13D. Heat pump is NOT required for this house. (TC May 15, 2023) Note: This is a 2 storey building pursuant to the Zoning and Development By-Law 1- Covenant registered at the Land Title Office under CB104184 2- No strata titling permitted 3- A/C unit proposed in rear yard and upper floor 4- 8’ bar sink proposed in Basement 5- Structural & Geotechnical Schedule B: Md. Shahidul Alam P. Eng. (604) 653-7475 6- HPO: Theorem Developments Ltd. "Combustible projections or roof soffits on an exposing building face shall not project to less than .45m from the property line and shall be in compliance with VBBL 2014 9.10.15.5.(9) ***This permit is issued under the VBBL 2019, with updated energy requirements as per bylaw # 12997 effective Jan 01, 2022.*** | Rikur Energy Inc.
EP-2022-08793 | 2022-10-19 | 44 E 57TH AVENUE, Vancouver, BC V5X 1S4 | Electrical Permit | Residential | Addition | Completed | Installation / Repair - Residential - check power system is safety for power of reconnection as per BC hydro Amend: Oct 31, 2022 this is new service , the service is 100 AMPS , new grounding and new bonding, new meter base and panel with main breaker | Zhu Chen
GP-2022-02075 | 2022-07-13 | 121 E 57TH AVENUE, Vancouver, BC V5X 1S5 | Gas Permit | Residential | Renovation - Dwelling Unit(s) only | Completed | Residential - Hot Water Tank Installation | Reid Brothers Plumbing & Heating Ltd
GP-2023-01256 | 2023-04-18 | 160 E 57TH AVENUE, Vancouver, BC V5X 1S4 | Gas Permit | Residential | Renovation | Completed | Residential - hwt re&re | Ferenc Nagy
EP-2022-04235 | 2022-05-26 | 225 E 57TH AVENUE, Vancouver, BC V5X 1S6 | Electrical Permit | Residential | New | Completed | Installation / Repair - Residential - Duplex new construction. Main 200 amp service 125 amp each unit. >BP: 2FD + 2 L/O To construct a 2 storey two-family dwelling with a/(2) lock off(s) located in the Basement/Cellar ($762,090.00) with 2 detached accessory building (garages) at the rear providing 2 parking spaces, having vehicular access from the lane. 1. No A/C Unit proposed 2. Schedule B: Shahidul Alam P.Eng (604-653-7475) Structural and Geotechnical 3. HPO: Residential Builder- Woodbine Builders 4. Rev #1: L/O Covenant Registrations CA9852192, CA9852913 The entire building is to be sprinklered to 2 x NFPA 13D Note: This is a 2 storey building pursuant to the Zoning and Development By-Law WEST UNIT #1-225 E 57th Av - One Family Dwelling (2nd to 3rd floor) #2-225 E 57th Av - Lock Off Unit (1st floor) EAST UNIT #1-227 E 57th Av - One Family Dwelling (2nd to 3rd floor) #2-227 E 57th Av - Lock Off Unit (1st floor) Address and suite numbers assigned as per approved plans for Fire and Emergency response. The address numbers are to be posted on the building to be visible from the street and the suite numbers are to be posted at the suite entries in accordance with the Building By-law prior to final inspection. **THIS PERMIT HAS BEEN ISSUED UNDER THE REQUIREMENTS OF VBBL #12511 (2019).** | Uppal Electrical Ltd
SP-2022-00875 | 2022-06-02 | 225 E 57TH AVENUE, Vancouver, BC V5X 1S6 | Sprinkler Permit | Residential | New | Completed | Residential - New sprinkler system 2FD + 2 L/O To construct a 2 storey two-family dwelling with a/(2) lock off(s) located in the Basement/Cellar with 2 detached accessory building (garages) at the rear providing 2 parking spaces, having vehicular access from the lane. 1. No A/C Unit proposed 2. Schedule B: Shahidul Alam P.Eng (604-653-7475) Structural and Geotechnical 3. HPO: Residential Builder- Woodbine Builders 4. Rev #1: L/O Covenant Registrations CA9852192, CA9852913 | Haven Fire Protection Ltd
PP-2022-01661 | 2022-05-13 | 225 E 57TH AVENUE, Vancouver, BC V5X 1S6 | Plumbing Permit | Residential | New | Completed | Residential - Plumbing for: >BP: 2FD + 2 L/O To construct a 2 storey two-family dwelling with a/(2) lock off(s) located in the Basement/Cellar ($762,090.00) with 2 detached accessory building (garages) at the rear providing 2 parking spaces, having vehicular access from the lane. 1. No A/C Unit proposed 2. Schedule B: Shahidul Alam P.Eng (604-653-7475) Structural and Geotechnical 3. HPO: Residential Builder- Woodbine Builders 4. Rev #1: L/O Covenant Registrations CA9852192, CA9852913 The entire building is to be sprinklered to 2 x NFPA 13D Note: This is a 2 storey building pursuant to the Zoning and Development By-Law WEST UNIT #1-225 E 57th Av - One Family Dwelling (2nd to 3rd floor) #2-225 E 57th Av - Lock Off Unit (1st floor) EAST UNIT #1-227 E 57th Av - One Family Dwelling (2nd to 3rd floor) #2-227 E 57th Av - Lock Off Unit (1st floor) Address and suite numbers assigned as per approved plans for Fire and Emergency response. The address numbers are to be posted on the building to be visible from the street and the suite numbers are to be posted at the suite entries in accordance with the Building By-law prior to final inspection. **THIS PERMIT HAS BEEN ISSUED UNDER THE REQUIREMENTS OF VBBL #12511 (2019).** >>>Amend: Dec. 15th should be TOTAL of 38 fixtures for this new duplex | FOCUS MECHANICAL LTD.
PP-2022-01066 | 2022-03-30 | 225 E 57TH AVENUE, Vancouver, BC V5X 1S6 | Plumbing Permit | Residential | New | Completed | Residential - Sumps Engineering Assurance letter will be submitted with the District Inspector on the site | J B Siteworks Inc
EP-2022-05786 | 2022-07-18 | 225 E 57TH AVENUE, Vancouver, BC V5X 1S6 | Electrical Permit | Residential | New | Completed | Installation / Repair - Residential - low voltage wiring, data , rg6 wiring >BP: 2FD + 2 L/O To construct a 2 storey two-family dwelling with a/(2) lock off(s) located in the Basement/Cellar ($762,090.00) with 2 detached accessory building (garages) at the rear providing 2 parking spaces, having vehicular access from the lane. | ATOMIC ELECTRICAL SOLUTIONS LTD.
EP-2022-05787 | NULL | 225 E 57TH AVENUE, Vancouver, BC V5X 1S6 | Electrical Permit | Residential | New | Withdrawn | Installation / Repair - Residential - low voltage work, data wiring, rg6 | ATOMIC ELECTRICAL SOLUTIONS LTD.
NULL | NULL | 225 E 57TH AVENUE, Vancouver, BC V5X 1S6 | Gas Permit | Residential | New | Draft | Residential - Gas piping | FOCUS MECHANICAL LTD.
GP-2022-01905 | 2022-06-24 | 225 E 57TH AVENUE, Vancouver, BC V5X 1S6 | Gas Permit | Residential | New | Completed | Residential - Gas piping 2FD + 2 L/O To construct a 2 storey two-family dwelling with a/(2) lock off(s) located in the Basement/Cellar with 2 detached accessory building (garages) at the rear providing 2 parking spaces, having vehicular access from the lane. 1. No A/C Unit proposed 2. Schedule B: Shahidul Alam P.Eng (604-653-7475) Structural and Geotechnical 3. HPO: Residential Builder- Woodbine Builders 4. Rev #1: L/O Covenant Registrations CA9852192, CA9852913 | FOCUS MECHANICAL LTD.
GP-2023-00750 | 2023-03-02 | 242 E 57TH AVENUE, Vancouver, BC V5X 1S7 | Gas Permit | Residential | Tenant Improvement | Completed | Residential - Re and Re the water heater | Moore & Russell Heating Ltd
NULL | NULL | 1823 E 4TH AVENUE, Vancouver, BC V5N 1J9 | Mechanical Permit | NULL | NULL | Draft | NULL | NULL
MP-2023-01268 | 2023-07-11 | 1823 E 4TH AVENUE, Vancouver, BC V5N 1J9 | Mechanical Permit | NULL | NULL | Completed | NULL | Centrum Home Comfort Inc
NULL | NULL | 1823 E 4TH AVENUE, Vancouver, BC V5N 1J9 | Mechanical Permit | NULL | NULL | Withdrawn | NULL | Centrum Home Comfort Inc
NULL | NULL | 1823 E 4TH AVENUE, Vancouver, BC V5N 1J9 | Mechanical Permit | NULL | NULL | Draft | NULL | Centrum Home Comfort Inc
EP-2022-08535 | 2022-10-11 | 1823 E 4TH AVENUE, Vancouver, BC V5N 1J9 | Electrical Permit | Residential | Renovation | Completed | Installation / Repair - Residential - Service upgrade, KT wiring cancellation and rewiring -we are only replacing the old Knob and tube wiring with modern wire with ground. we are also doing a service upgrade from 100 amps to 200 amps. Amend: Oct 25, 2022 The AC unit is located at the rear, you can find the load calculation form attached. | Wirechief Electric Ltd
GP-2022-03140 | 2022-10-19 | 1823 E 4TH AVENUE, Vancouver, BC V5N 1J9 | Gas Permit | Residential | Tenant Improvement | Completed | Residential - Installation of tankless water heater | Centrum Home Comfort Inc
GP-2022-00553 | 2022-02-20 | 2262 E 49TH AVENUE, Vancouver, BC V5P 1T8 | Gas Permit | Residential | Addition | Completed | Residential - Combi Boiler 200,000 BTU | HAMZEH GERAMI Dba Nation Heating & Cooling
EP-2023-10750 | 2023-11-29 | 2329 E 49TH AVENUE, Vancouver, BC V5S 1J3 | Electrical Permit | Residential | New | Issued | Temporary Power - Residential - To provide temporary power. | Arise Electrical Ltd
GP-2023-00005 | 2023-01-03 | 2428 E 49TH AVENUE, Vancouver, BC V5S 1J4 | Gas Permit | Residential | Renovation | Completed | Residential - furnace re&re | Flame Co Heating Services Ltd
EP-2023-06861 | 2023-08-14 | 2477 E 49TH AVENUE, Vancouver, BC V5S 1J3 | Electrical Permit | Residential | Tenant Improvement | Issued | Installation / Repair - Residential - Electrical to outdoor heat pump -MP-2023-01377 | 0994152 BC Ltd
MP-2023-01377 | 2023-07-28 | 2477 E 49TH AVENUE, Vancouver, BC V5S 1J3 | Mechanical Permit | NULL | NULL | Completed | NULL | 0994152 BC Ltd
EP-2023-04515 | 2023-05-23 | 2570 E 49TH AVENUE, Vancouver, BC V5S 1J5 | Electrical Permit | Residential | New | Issued | Temporary Power - Residential - To provide temporary power. | STAT ELECTRICS LIMITED
EP-2023-10700 | 2023-11-28 | 2570 E 49TH AVENUE, Vancouver, BC V5S 1J5 | Electrical Permit | Residential | New | Issued | Installation / Repair - Residential - Pre wire and completion of alarm, telus, tv, internet and vacuum >BP: To construct a 2 storey two-family dwelling with 2 secondary suites located in the Basement ($870,437.50) with a detached accessory building (garage) and 2 open parking at the rear providing 4 parking spaces total, having vehicular access from the lane. Note: The entire building to be sprinklered to 2 x NFPA 13D Note: This is a 2 storey building pursuant to the Zoning and Development By-Law 1. Covenant registered at the Land Title Office under CB574631-CB574632 2. Mechanical unit proposed – Exterior component located in rear yard, Interior component located in upper floor 3. No bar sink 4. Schedule B: (M.S.ALAM) P.Eng (604.653.7475) Structural 5. Schedule B: (J.Z.JIN) P.Eng (604.362.7021) Geotechnical 6. HPO: Residential Builder- Theorem Developments Ltd. ***This permit is issued under the VBBL 2019, with updated energy requirements as per bylaw # 12997 effective Jan 01, 2022.*** | Pioneer Security and Communications Ltd
GP-2023-03900 | 2023-12-07 | 2570 E 49TH AVENUE, Vancouver, BC V5S 1J5 | Gas Permit | Residential | New | Issued | Residential - 2 Ranges, 2 BBQ & 2 Dryers >BP: To construct a 2 storey two-family dwelling with 2 secondary suites located in the Basement ($870,437.50) with a detached accessory building (garage) and 2 open parking at the rear providing 4 parking spaces total, having vehicular access from the lane. | AKAL Plumbing & Heating Ltd
MP-2023-02240 | 2023-12-18 | 2570 E 49TH AVENUE, Vancouver, BC V5S 1J5 | Mechanical Permit | NULL | NULL | Issued | NULL | Aeris Air Conditioning ltd
EP-2023-09774 | 2023-11-08 | 2570 E 49TH AVENUE, Vancouver, BC V5S 1J5 | Electrical Permit | Residential | New | Issued | Installation / Repair - Residential - ¦ 2FD- 200A ¦ wiring and finishing of duplex house *An approved mechanical permit is required for the installation of air conditioning or heat pump unit before a final electrical inspection will be performed >Permit Amendment Dec 13, 2023 Service Details Amended: 1- 400A service to 1- 200A Service *Interlock: Electric Boiler: 12000W + HP: 4800W *DCC12: 3840 EV *2 Gas Ranges *2 Gas Dryers >BP: To construct a 2 storey two-family dwelling with 2 secondary suites located in the Basement ($870,437.50) with a detached accessory building (garage) and 2 open parking at the rear providing 4 parking spaces total, having vehicular access from the lane. Note: The entire building to be sprinklered to 2 x NFPA 13D Note: This is a 2 storey building pursuant to the Zoning and Development By-Law 1. Covenant registered at the Land Title Office under CB574631-CB574632 2. Mechanical unit proposed – Exterior component located in rear yard, Interior component located in upper floor 3. No bar sink 4. Schedule B: (M.S.ALAM) P.Eng (604.653.7475) Structural 5. Schedule B: (J.Z.JIN) P.Eng (604.362.7021) Geotechnical 6. HPO: Residential Builder- Theorem Developments Ltd. ***This permit is issued under the VBBL 2019, with updated energy requirements as per bylaw # 12997 effective Jan 01, 2022.*** | STAT ELECTRICS LIMITED
SP-2023-02080 | 2023-11-15 | 2570 E 49TH AVENUE, Vancouver, BC V5S 1J5 | Sprinkler Permit | Residential | New | Issued | Residential - New fire sprinkler installation in Duplex >BP: To construct a 2 storey two-family dwelling with 2 secondary suites located in the Basement with a detached accessory building (garage) and 2 open parking at the rear providing 4 parking spaces total, having vehicular access from the lane. Note: The entire building to be sprinklered to 2 x NFPA 13D Note: This is a 2 storey building pursuant to the Zoning and Development By-Law 1. Covenant registered at the Land Title Office under CB574631-CB574632 2. Mechanical unit proposed – Exterior component located in rear yard, Interior component located in upper floor 3. No bar sink 4. Schedule B: (M.S.ALAM) P.Eng (604.653.7475) Structural 5. Schedule B: (J.Z.JIN) P.Eng (604.362.7021) Geotechnical 6. HPO: Residential Builder- Theorem Developments Ltd. | Fire Busters Inc
MP-2023-01747 | 2023-09-26 | 2570 E 49TH AVENUE, Vancouver, BC V5S 1J5 | Mechanical Permit | NULL | NULL | Issued | NULL | AKAL Plumbing & Heating Ltd
PP-2023-03361 | 2023-09-20 | 2570 E 49TH AVENUE, Vancouver, BC V5S 1J5 | Plumbing Permit | Residential | New | Issued | Residential - 2FD+2SS - WEST - 2570 E 49TH AV - #1 & #2 EAST - 2572 E 49TH AV - #1 & #2 This is a new duplex house with 34 fixtures >DB: To construct a 2 storey two-family dwelling with 2 secondary suites located in the Basement with a detached accessory building (garage) and 2 open parking at the rear providing 4 parking spaces total, having vehicular access from the lane. Note: The entire building to be sprinklered to 2 x NFPA 13D Note: This is a 2 storey building pursuant to the Zoning and Development By-Law 1. Covenant registered at the Land Title Office under CB574631-CB574632 2. Mechanical unit proposed – Exterior component located in rear yard, Interior component located in upper floor 3. No bar sink ***This permit is issued under the VBBL 2019, with updated energy requirements as per bylaw # 12997 effective Jan 01, 2022.*** | AKAL Plumbing & Heating Ltd
PP-2023-02854 | 2023-08-11 | 2570 E 49TH AVENUE, Vancouver, BC V5S 1J5 | Plumbing Permit | Residential | New | Issued | Residential - Installing 2 Sump 1 for each unit | Hans Demolition and Excavating Ltd.
NULL | NULL | 2600 E 49TH AVENUE, Vancouver, BC V5S 1J8 | Plumbing Permit | Commercial | New | Draft | Commercial - Installation/Re and Re of water entry DCW PRV Station. Removal of old/failed 3" ACV pressure regulation valve, removal of old 2" ACV Pressure regulation valve. Installation of new 3" ACV and 2" ACV including replacing of copper piping and fittings. Removal of 1.5" DCW City Meter and installation of new 2" City Meter. Ashton responsible for the meter setter and Rough in wiring for Meter Reader. City to install new reader and new meter. | Ashton Service Group/Ashton Mechanical Ltd.
NULL | NULL | 2600 E 49TH AVENUE, Vancouver, BC V5S 1J8 | Mechanical Permit | NULL | NULL | Draft | NULL | Ashton Service Group/Ashton Mechanical Ltd.
PP-2022-03857 | 2022-10-26 | 2600 E 49TH AVENUE, Vancouver, BC V5S 1J8 | Plumbing Permit | Commercial | Addition | Issued | Commercial - Installation of new 3” DCVA Backflow preventer Premise Isolation | Ashton Service Group/Ashton Mechanical Ltd.
PP-2022-04148 | NULL | 2600 E 49TH AVENUE, Vancouver, BC V5S 1J8 | Plumbing Permit | Commercial | New | Withdrawn | Commercial - Installation of a new 3 inch DCVA Backflow premise isolation | Ashton Service Group/Ashton Mechanical Ltd.
EP-2022-04746 | 2022-06-13 | 2600 E 49TH AVENUE, Vancouver, BC V5S 1J8 | Electrical Permit | Commercial | Tenant Improvement | Completed | Installation / Repair - Commercial - Install new telephone line from telephone board to machine room. Phone line to Install new ground wire from building ground to machine room. Replace receptacles in machine room and pit with new GFCI receptacles. Replace light fixtures in machine room and pit with new 4' LED fixtures c/w cages. be activated by others. Replace cab light disconnect with new c/w connection to controller. Replace elevator disconnect with new c/w connection to controller. Existing wood core machine room door with self-closer will be reused. Install new exhaust fan in machine room and vent through laundry room. Install new 500W baseboard heater in machine room c/w thermostat. Replace existing house panel in electrical room with new 42 circuit panel. This will need to be done to allow for new fan and heater circuits. | Sasco Contractors Ltd
NULL | NULL | 2605 E 49TH AVENUE, Vancouver, BC | Plumbing Permit | Commercial | Renovation | Draft | Commercial - Removal/capping sink unit to cap hot and cold pex waterline and cap drain pipe | Ryan Malcontento
EP-2023-00320 | 2023-01-16 | 2609 E 49TH AVENUE, Vancouver, BC | Electrical Permit | Commercial | New | Completed | Installation / Repair - Commercial - #112 Install customer supplied data rack and electronics. Route data to office locations as required. Terminate and test in new equipment as required. | Houle Electric Limited
SP-2022-01773 | NULL | 2611 E 49TH AVENUE, Vancouver, BC V5S 1J9 | Sprinkler Permit | Commercial | Tenant Improvement | Withdrawn | Commercial - add 1 new sprinkler head >BP: Interior and exterior alterations: Interior and exterior alterations to provide tenant improvements to the existing kitchen areas with new Kitchen exhaust and make-up air roof-top units in this existing one storey commercial building on this site. Mechanical Review Notes: 1. Class 1 cooking operations (Grease-Laden Vapours). 2. Commercial kitchen exhaust systems to NFPA 96 (Type 1 hood). >*****This application does not include any of the following: 1. Not more than 20 sprinklers (add, relocate, or remove), 2. hydraulic calculations, 3. change in occupancy and /or hazard classification, 4. warehouse storage arrangements, 5. mobile compact storage arrangements, 6. alternative solutions, 7. changes to the sprinkler system supply piping (e.g. valves, mains, cross-mains, branch-lines, etc.), or 8. flexible sprinkler pipe. | Five Star Fire Protection Ltd
SP-2023-00240 | 2023-02-13 | 2611 E 49TH AVENUE, Vancouver, BC V5S 1J9 | Sprinkler Permit | Commercial | Tenant Improvement | Cancelled | Commercial - add 1 new sprinkler head >BP: Interior and exterior alterations: Interior and exterior alterations to provide tenant improvements to the existing kitchen areas with new Kitchen exhaust and make-up air roof-top units in this existing one storey commercial building on this site. Mechanical Review Notes: 1. Class 1 cooking operations (Grease-Laden Vapours). 2. Commercial kitchen exhaust systems to NFPA 96 (Type 1 hood). >*****This application does not include any of the following: 1. Not more than 20 sprinklers (add, relocate, or remove), 2. hydraulic calculations, 3. change in occupancy and /or hazard classification, 4. warehouse storage arrangements, 5. mobile compact storage arrangements, 6. alternative solutions, 7. changes to the sprinkler system supply piping (e.g. valves, mains, cross-mains, branch-lines, etc.), or 8. flexible sprinkler pipe. | Five Star Fire Protection Ltd
PP-2023-01740 | 2023-06-26 | 2611 E 49TH AVENUE, Vancouver, BC V5S 1J9 | Plumbing Permit | Commercial | Addition | Completed | Commercial - BLDG 4 - Install new plumbing fixtures >BP: Interior and exterior alterations: Interior and exterior alterations to provide tenant improvements to the existing kitchen areas with new Kitchen exhaust and make-up air roof-top units in this existing one-storey commercial building on this site. Mechanical Review Notes: 1. Class 1 cooking operations (Grease-Laden Vapours). 2. Commercial kitchen exhaust systems to NFPA 96 (Type 1 hood). | RAHELU PLUMBING & HEATING LTD.
EP-2023-04112 | 2023-05-10 | 2611 E 49TH AVENUE, Vancouver, BC V5S 1J9 | Electrical Permit | Commercial | NULL | Issued | Annual / Operating - Electrical operating permit Renewal of EP-2022-04720 Valid: May 21, 2023 - May 20, 2024 | Finn Electric Ltd DBA Litespan Electric
EP-2023-07087 | 2023-08-09 | 2611 E 49TH AVENUE, Vancouver, BC V5S 1J9 | Electrical Permit | Commercial | Renovation | Completed | Installation / Repair - Commercial - Install power supply for kitchen exhaust fan, make up air, dish washer, food warmer, and ice maker. Install 100A three phase panel. BP: Interior and exterior alterations: Interior and exterior alterations to provide tenant improvements to the existing kitchen areas with new Kitchen exhaust and make-up air roof-top units in this existing one-storey commercial building on this site. Mechanical Review Notes: 1. Class 1 cooking operations (Grease-Laden Vapours). 2. Commercial kitchen exhaust systems to NFPA 96 (Type 1 hood). Note: Sprinkler commitment letter from Owner submitted. Note: "This Permit has been reviewed under the provision of Vancouver Building By-law 2019 (#12511)." | Roger Loo
SP-2023-01105 | 2023-06-21 | 2611 E 49TH AVENUE, Vancouver, BC V5S 1J9 | Sprinkler Permit | Commercial | Tenant Improvement | Completed | Commercial - adjusting 5 sprinklers- To continue work started by another company- SP-2023-00240 >BP: Interior and exterior alterations: Interior and exterior alterations to provide tenant improvements to the existing kitchen areas with new Kitchen exhaust and make-up air roof-top units in this existing one-storey commercial building on this site. Mechanical Review Notes: 1. Class 1 cooking operations (Grease-Laden Vapours). 2. Commercial kitchen exhaust systems to NFPA 96 (Type 1 hood). *****This application does not include any of the following: 1. Not more than 20 sprinklers (add, relocate, or remove), 2. hydraulic calculations, 3. change in occupancy and /or hazard classification, 4. warehouse storage arrangements, 5. mobile compact storage arrangements, 6. alternative solutions, 7. changes to the sprinkler system supply piping (e.g. valves, mains, cross-mains, branch-lines, etc.), or 8. flexible sprinkler pipe. | Titan Fire Protection Ltd
EP-2022-04720 | 2022-06-06 | 2611 E 49TH AVENUE, Vancouver, BC V5S 1J9 | Electrical Permit | Commercial | NULL | Expired | Annual / Operating - Electrical operating permit Renewal of EP-2021-03861 Valid: May 21, 2022 - May 20, 2023 | Finn Electric Ltd DBA Litespan Electric
GP-2022-00578 | 2022-02-23 | 321 E 51ST AVENUE, Vancouver, BC V5X 1C6 | Gas Permit | Residential | Renovation | Completed | Residential - REPLACEMENT OF HOT WATER TANK | 484081 BC LTD
GP-2023-02962 | 2023-10-06 | 343 E 51ST AVENUE, Vancouver, BC V5X 1C6 | Gas Permit | Residential | Renovation | Completed | Residential - furnace re&re | Flame Co Heating Services Ltd
GP-2023-02855 | 2023-09-28 | 349 E 51ST AVENUE, Vancouver, BC V5X 1C6 | Gas Permit | Residential | New | Issued | Residential - Remove the old boiler and replace it with a Navien high-efficiency gas Combi-boiler. | Superstar Plumbing Heating & Sprinkler Supplies Ltd
EP-2023-08568 | 2023-09-22 | 365 E 51ST AVENUE, Vancouver, BC V5X 1C6 | Electrical Permit | Residential | Renovation | Issued | Installation / Repair - Residential - Service upgrade from 100 amp to 200 amp. | A 1 Tech Electric Ltd
EP-2023-09785 | 2023-11-08 | 365 E 51ST AVENUE, Vancouver, BC V5X 1C6 | Electrical Permit | Residential | Renovation | Issued | Installation / Repair - Residential - Rénovation. Wiring and finishing of extra low voltage CF-2023-011042 | Creative Security Solutions Ltd
EP-2022-02660 | 2022-04-01 | 390 E 51ST AVENUE, Vancouver, BC | Electrical Permit | Commercial | Renovation | Completed | Installation / Repair - Commercial - Wiring for PH monitor | Fraser Valley Refrigeration Ltd
EP-2023-06556 | 2023-08-08 | 390 E 51ST AVENUE, Vancouver, BC | Electrical Permit | Commercial | Renovation | Completed | Installation / Repair - Commercial - Power wiring for compressors and fluid cooler >BP: Replacement and upgrade of Compressor Evaporative Cooler and Exhaust fan in this existing community center. Ok for planning as per B. Duffix Ok for Field Review as per M. Meier and E. Zienty. | Fraser Valley Refrigeration Ltd
EP-2023-05717 | NULL | 405 E 51ST AVENUE, Vancouver, BC V5X 1C8 | Electrical Permit | Residential | Renovation | Application Incomplete | Installation / Repair - Residential - certify electrical work done by others to supply power to outdoor heat pump -reference: MP-2023-01093 | Nelson Grant Chow
MP-2023-01065 | 2023-06-09 | 405 E 51ST AVENUE, Vancouver, BC V5X 1C8 | Mechanical Permit | NULL | NULL | Cancelled | NULL | 484081 BC LTD
NULL | NULL | 405 E 51ST AVENUE, Vancouver, BC V5X 1C8 | Mechanical Permit | NULL | NULL | Withdrawn | NULL | NULL
MP-2023-01093 | 2023-06-14 | 405 E 51ST AVENUE, Vancouver, BC V5X 1C8 | Mechanical Permit | NULL | NULL | Completed | NULL | George M Nitu
GP-2023-01121 | 2023-03-31 | 405 E 51ST AVENUE, Vancouver, BC V5X 1C8 | Gas Permit | Residential | Renovation - Dwelling Unit(s) only | Completed | Residential - RE & RE FURNACE | 484081 BC LTD
EP-2022-08842 | 2022-10-18 | 409 E 51ST AVENUE, Vancouver, BC V5X 1C8 | Electrical Permit | Residential | Renovation | Completed | Installation / Repair - Residential - New Lights and Plug Locations | Shakeel Ikbal dba New Edge Electric
EP-2023-04011 | 2023-05-16 | 455 E 51ST AVENUE, Vancouver, BC V5X 1C8 | Electrical Permit | Residential | Tenant Improvement | Completed | Installation / Repair - Residential - Service change on house. Because laneway house built. | Uppal Electrical Ltd
EP-2023-03828 | 2023-05-02 | 527 E 51ST AVENUE, Vancouver, BC V5X 1E1 | Electrical Permit | Residential | New | Issued | Temporary Power - Residential - To provide temporary power. | JR ELECTRIC LTD.
GP-2023-03840 | 2023-12-04 | 584 E 51ST AVENUE, Vancouver, BC V5X 1C9 | Gas Permit | Residential | Renovation | Completed | Residential - hwt RE&RE | Ferenc Nagy
GP-2022-00864 | 2022-03-18 | 584 E 51ST AVENUE, Vancouver, BC V5X 1C9 | Gas Permit | Residential | Renovation | Completed | Residential - Furnace re&re | Ferenc Nagy
GP-2022-01468 | 2022-05-11 | 615 E 51ST AVENUE, Vancouver, BC V5X 1E1 | Gas Permit | Residential | Renovation | Completed | Residential - Replace hot water tank | Reid Brothers Plumbing & Heating Ltd
GP-2022-01145 | 2022-04-11 | 586 E 50TH AVENUE, Vancouver, BC V5X 1B2 | Gas Permit | Residential | Renovation | Completed | Residential - Re&Re Furnace BTU: 70.000 | Milani Plumbing Heating & Air Conditioning Ltd
EP-2022-02419 | 2022-03-28 | 319 E 50TH AVENUE, Vancouver, BC V5X 1A7 | Electrical Permit | Residential | New | Expired | Temporary Power - Residential - To provide temporary power. NOTE: Work authorized by this permit is for placement of a temporary power pole only and does not authorize any site construction and/or excavation. A separate Building Permit will be required prior to commencement of any other work on this site. | Uppal Electrical Ltd
MP-2023-01035 | NULL | 319 E 50TH AVENUE, Vancouver, BC V5X 1A7 | Mechanical Permit | NULL | NULL | Withdrawn | NULL | Blueline Plumbing & Heating Ltd
MP-2023-01019 | NULL | 319 E 50TH AVENUE, Vancouver, BC V5X 1A7 | Mechanical Permit | NULL | NULL | Withdrawn | NULL | Blueline Plumbing & Heating Ltd
PP-2022-03730 | 2022-10-19 | 319 E 50TH AVENUE, Vancouver, BC V5X 1A7 | Plumbing Permit | Residential | New | Completed | Residential - plumbing >BP: To construct a 2 storey one-family dwelling with a secondary suite located in the Basement ($739,120) with an open parking pad, providing 1 parking space, having vehicular access from the 20' Lane. 1. Covenant registered at the Land Title Office under CA9810186 2. No Strata Titling permitted 3. A/C proposed – Exterior component located in rear NE yard, Interior component located in second floor laundry room. 4. Bar sink located in Basement. 5. Schedule B: Md. Shahidul Alam) P.Eng (604.653.7475) Structural & Geotechnical 6. HPO: Residential Builder- (Woodbine Builders Ltd.) Note: This is a 2 storey building pursuant to the Zoning and Development By-Law *THIS PERMIT HAS BEEN ISSUED UNDER THE REQUIREMENTS OF VBBL #12511 (2019) ** | Blueline Plumbing & Heating Ltd
MP-2022-00502 | 2022-11-02 | 319 E 50TH AVENUE, Vancouver, BC V5X 1A7 | Mechanical Permit | NULL | NULL | Completed | NULL | Blueline Plumbing & Heating Ltd
EP-2023-00207 | 2023-01-11 | 319 E 50TH AVENUE, Vancouver, BC V5X 1A7 | Electrical Permit | Residential | New | Completed | Installation / Repair - Residential - Low voltage rough & finish for data, cable, alarm, doorbells and Cams >BP: To construct a 2 story one-family dwelling with a secondary suite located in the Basement with an open parking pad, providing 1 parking space, having vehicular access from the 20' Lane. 1. Covenant registered at the Land Title Office under CA9810186 2. No Strata Titling permitted 3. A/C proposed – Exterior component located in rear NE yard, Interior component located in second floor laundry room. 4. Bar sink located in Basement. 5. Schedule B: Md. Shahidul Alam) P.Eng (604.653.7475) Structural & Geotechnical 6. HPO: Residential Builder- (Woodbine Builders Ltd.) | Paratech Integrated Systems Ltd
SP-2023-00069 | 2023-01-13 | 319 E 50TH AVENUE, Vancouver, BC V5X 1A7 | Sprinkler Permit | Residential | New | Completed | Residential - New sprinkler system >BP: To construct a 2 story one-family dwelling with a secondary suite located in the Basement with an open parking pad, providing 1 parking space, having vehicular access from the 20' Lane. 1. Covenant registered at the Land Title Office under CA9810186 2. No Strata Titling permitted 3. A/C proposed – Exterior component located in rear NE yard, Interior component located in second floor laundry room. 4. Bar sink located in Basement. 5. Schedule B: Md. Shahidul Alam) P.Eng (604.653.7475) Structural & Geotechnical 6. HPO: Residential Builder- (Woodbine Builders Ltd.) | Haven Fire Protection Ltd
GP-2023-00088 | 2023-01-10 | 319 E 50TH AVENUE, Vancouver, BC V5X 1A7 | Gas Permit | Residential | New | Completed | Residential - to install 1 boiler 1 range 1 bbq >BP: To construct a 2 story one-family dwelling with a secondary suite located in the Basement with an open parking pad, providing 1 parking space, having vehicular access from the 20' Lane. 1. Covenant registered at the Land Title Office under CA9810186 2. No Strata Titling permitted 3. A/C proposed – Exterior component located in rear NE yard, Interior component located in second floor laundry room. 4. Bar sink located in Basement. 5. Schedule B: Md. Shahidul Alam) P.Eng (604.653.7475) Structural & Geotechnical 6. HPO: Residential Builder- (Woodbine Builders Ltd.) | Symbolistic Heating Ltd
EP-2022-09984 | 2022-12-02 | 319 E 50TH AVENUE, Vancouver, BC V5X 1A7 | Electrical Permit | Residential | New | Completed | Installation / Repair - Residential - New house electrical work and main service 200 amp 150 amp to mail house 125 amp to laneway house. >BP: To construct a 2 storey one-family dwelling with a secondary suite located in the Basement ($739,120) with an open parking pad, providing 1 parking space, having vehicular access from the 20' Lane. 1. Covenant registered at the Land Title Office under CA9810186 2. No Strata Titling permitted 3. A/C proposed – Exterior component located in rear NE yard, Interior component located in second floor laundry room. 4. Bar sink located in Basement. 5. Schedule B: Md. Shahidul Alam) P.Eng (604.653.7475) Structural & Geotechnical 6. HPO: Residential Builder- (Woodbine Builders Ltd.) Note: This is a 2 storey building pursuant to the Zoning and Development By-Law **THIS PERMIT HAS BEEN ISSUED UNDER THE REQUIREMENTS OF VBBL #12511 (2019) ** ****ALL PC NOTES HAS BEEN ACCEPTED BY THE APPLICANT*** | Uppal Electrical Ltd
GP-2022-01618 | 2022-05-27 | 1997 E 4TH AVENUE, Vancouver, BC V5N 1K3 | Gas Permit | Residential | Renovation | Completed | Residential - Furnace replacement | CSI CLIMATE SOLUTIONS INC
EP-2022-02326 | 2022-03-23 | 2007 E 4TH AVENUE, Vancouver, BC V5N 1K5 | Electrical Permit | Residential | New | Completed | Installation / Repair - Residential - tv,telephone,alarm prewire and complete >BP: To construct a 2.5 storey two-family dwelling ($772,417.50) with a detached accessory building (garage) at the rear providing 2 parking spaces, having vehicular access from the lane. 1. A/C proposed – Exterior components located in Rear yard, Interior components located in Loft plan closets. 2. No Bar Sink proposed. 3. Schedule B: (ALAN PRAHALAD P.Eng (604-831-1431) Structural & Geotechnical 4. HPO: Residential Builder- (MODERN STYLES HOME LTD.) Note: This is a 2.5 storey building pursuant to the Zoning and Development By-Law **THIS PERMIT HAS BEEN ISSUED UNDER THE REQUIREMENTS OF VBBL #12511 (2019)** | Tvisha Technologies Ltd
SP-2022-00568 | 2022-04-21 | 2007 E 4TH AVENUE, Vancouver, BC V5N 1K5 | Sprinkler Permit | Residential | New | Completed | Residential - Install sprinklers in Duplex <BP: To construct a 2.5 storey two-family dwelling ($772,417.50) with a detached accessory building (garage) at the rear providing 2 parking spaces, having vehicular access from the lane. 1. A/C proposed – Exterior components located in Rear yard, Interior components located in Loft plan closets. 2. No Bar Sink proposed. 3. Schedule B: (ALAN PRAHALAD P.Eng (604-831-1431) Structural & Geotechnical 4. HPO: Residential Builder- (MODERN STYLES HOME LTD.) Note: This is a 2.5 storey building pursuant to the Zoning and Development By-Law Address Information: NORTH UNIT 1960 Semlin Dr - One Family Dwelling (1st-3rd floor) SOUTH UNIT 2007 E 4th Av - One Family Dwelling (1st-3rd floor)(primary) Address numbers assigned as per approved plans for Fire and Emergency response. The address numbers are to be posted to the building to be visible from the street and in accordance with the Building By-law prior to final inspection. **THIS PERMIT HAS BEEN ISSUED UNDER THE REQUIREMENTS OF VBBL #12511 (2019)** | Gold Key Fire Protection Ltd
EP-2022-02842 | 2022-04-08 | 2007 E 4TH AVENUE, Vancouver, BC V5N 1K5 | Electrical Permit | Residential | New | Completed | Installation / Repair - Residential - Duplex house Main services-200 amp Phase-Single phase 3 wires Volt-120/240 Each unit main panel -125 amp >BP: To construct a 2.5 storey two-family dwelling ($772,417.50) with a detached accessory building (garage) at the rear providing 2 parking spaces, having vehicular access from the lane. 1. A/C proposed – Exterior components located in Rear yard, Interior components located in Loft plan closets. 2. No Bar Sink proposed. 3. Schedule B: (ALAN PRAHALAD P.Eng (604-831-1431) Structural & Geotechnical 4. HPO: Residential Builder- (MODERN STYLES HOME LTD.) Note: This is a 2.5 storey building pursuant to the Zoning and Development By-Law Address Information: NORTH UNIT 1960 Semlin Dr - One Family Dwelling (1st-3rd floor) SOUTH UNIT 2007 E 4th Av - One Family Dwelling (1st-3rd floor)(primary) Address numbers assigned as per approved plans for Fire and Emergency response. The address numbers are to be posted to the building to be visible from the street and in accordance with the Building By-law prior to final inspection. **THIS PERMIT HAS BEEN ISSUED UNDER THE REQUIREMENTS OF VBBL #12511 (2019)** | Samreet Electrical Services Ltd
GP-2022-00995 | 2022-03-31 | 2007 E 4TH AVENUE, Vancouver, BC V5N 1K5 | Gas Permit | Residential | New | Completed | Residential - To install piping and appliances for a new duplex with complete installation. To construct a 2.5 storey two-family dwelling with a detached accessory building (garage) at the rear providing 2 parking spaces, having vehicular access from the lane. 1. A/C proposed – Exterior components located in Rear yard, Interior components located in Loft plan closets. 2. No Bar Sink proposed. 3. Schedule B: (ALAN PRAHALAD P.Eng (604-831-1431) Structural & Geotechnical 4. HPO: Residential Builder- (MODERN STYLES HOME LTD.) | Skyway Plumbing & gas Ltd
PP-2022-00502 | 2022-02-15 | 2007 E 4TH AVENUE, Vancouver, BC V5N 1K5 | Plumbing Permit | Residential | New | Completed | Residential - 2FD - NORTH UNIT - 1960 SEMLIN DR SOUTH UNIT - 2007 E 4TH AV to install piping and fixtures of a single family house. To construct a 2.5 storey two-family dwelling with a detached accessory building (garage) at the rear providing 2 parking spaces, having vehicular access from the lane. 1. A/C proposed – Exterior components located in Rear yard, Interior components located in Loft plan closets. 2. No Bar Sink proposed. | Skyway Plumbing & gas Ltd
MP-2024-00034 | 2024-01-09 | 2011 E 4TH AVENUE, Vancouver, BC V5N 1K5 | Mechanical Permit | NULL | NULL | Issued | NULL | 1236318 BC Ltd DBA Aquatech Vancouver
EP-2024-00248 | 2024-01-18 | 2011 E 4TH AVENUE, Vancouver, BC V5N 1K5 | Electrical Permit | Residential | Renovation | Issued | Installation / Repair - Residential - 200a Service Upgrade + Heat Pump Wiring -reference: MP-2024-00034 | Elysium Electric Ltd
EP-2022-02405 | 2022-03-25 | 2018 E 4TH AVENUE, Vancouver, BC V5N 1K4 | Electrical Permit | Residential | Renovation | Completed | Installation / Repair - Residential - upgrade service to 200amps and relocate service mast from house and relocate it on corner of garage in the back ally.. install 200amp panel in garage and refeed house panel underground. | Vancouver Telectric Services Ltd
EP-2023-07883 | 2023-09-18 | 2022 E 4TH AVENUE, Vancouver, BC V5N 1K4 | Electrical Permit | Residential | New | Issued | Installation / Repair - Residential - ¦ MCD: 2FD- 100A ¦ Installation / Repair - Residential - Single Family Dwelling with Secondary Suite and an INFILL Main Service 200 A. Main House main switch 100 A. Secondary suite 60 A. INFILL Main Switch 125A. Teck Cable to be installed from Main Meter (Laneway side) to House. -AC is with unit 1. EV and Dryer loads will be managed for Unit 1 and Unit 3 will be provided with Load Manager (EVMS). *An approved mechanical permit is required for the installation of air conditioning or heat pump unit at the time of installation before an electrical inspection will be performed >BP: To alter, add to and convert existing 2-storey One-Family Dwelling Character Building to a 3-storey Multiple Conversion Dwelling containing two dwelling units (Building 1) and to construct a 2-storey Infill One-Family Dwelling with an attached 1-car garage (Building 2 under separate permit) and one surface parking, having vehicular access from the lane. - See BP-2021-02153 for infill. >>Amend: January 2nd Extra Low Voltage Rough in Wiring to be included -cost will increase by $2000 | AMTEK Electric Ltd
EP-2022-10614 | 2022-12-16 | 2022 E 4TH AVENUE, Vancouver, BC V5N 1K4 | Electrical Permit | Residential | New | Expired | Temporary Power - Residential - To provide temporary power. Expired Permit EP-2021-08500 Valid Nov 16th, 2022 until Nov 15th, 2023 | AMTEK Electric Ltd
PP-2023-00083 | 2023-01-17 | 2022 E 4TH AVENUE, Vancouver, BC V5N 1K4 | Plumbing Permit | Residential | Addition | Issued | Residential - plumbing >To alter, add to and convert existing 2-storey One-Family Dwelling Character Building to a 3-storey Multiple Conversion Dwelling containing two dwelling units (Building 1) and to construct a 2-storey Infill One-Family Dwelling with an attached 1-car garage (Building 2 under separate permit) and one surface parking, having vehicular access from the lane. - See BP-2021-02153 for infill. ******THIS PERMIT HAS BEEN ISSUED UNDER THE REQUIREMENTS OF VBBL 2019 AND REVIEWED DURING THE COVID-19 PANDEMIC CRISIS. ******** Building Review Branch Notes: - Sch. A, Struct. B & Geo. B are submitted. - Entire building is to be sprinklered to NFPA 13R requirements. - Existing building is fully upgraded meeting 'Recontruction' upgrade levels of F4, S4, N4, A4 & E6. - Each dwelling unit has its own direct and separate entrance. - All new windows, doors, and skylights shall conform to AAMA/WDMA/CSA101/I.S.2/A440, NAFS. >>>>Amend: Sept. 29th -2 Floor drains on the 2nd floor was forgotten to be added in | Bluewater Mechanical Ltd
SP-2022-01044 | 2022-06-30 | 2022 E 4TH AVENUE, Vancouver, BC V5N 1K4 | Sprinkler Permit | Residential | New | Issued | Residential - One Common backflow preventor for Main and Infill house. No individual dual check valve as per engineer drawings Paid under Main house only >BP: To alter, add to and convert existing 2-storey One-Family Dwelling Character Building to a 3-storey Multiple Conversion Dwelling containing two dwelling units (Building 1) and to construct a 2-storey Infill One-Family Dwelling with an attached 1-car garage (Building 2 under separate permit) and one surface parking, having vehicular access from the lane. - See BP-2021-02153 for infill. ******THIS PERMIT HAS BEEN ISSUED UNDER THE REQUIREMENTS OF VBBL 2019 AND REVIEWED DURING THE COVID-19 PANDEMIC CRISIS. ******** | Haven Fire Protection Ltd
PP-2022-02389 | 2022-07-11 | 2022 E 4TH AVENUE, Vancouver, BC V5N 1K4 | Plumbing Permit | Residential | Addition | Issued | Residential - Sumps | Upscale Designs Inc
GP-2022-02450 | 2023-08-28 | 2022 E 4TH AVENUE, Vancouver, BC V5N 1K4 | Gas Permit | Residential | New | Issued | Residential - Gas Installation for: This Application should only have 2 boilers 2 ranges and 2 BBQ's #1-2022 E 4th Av - One Dwelling Unit (1st & 2nd floor) - 1 Boiler 115k BTU's - 1 Range 48k BTU's - 1 BBQ 35k BTU's #2-2022 E 4th Av - One Dwelling Unit (basement) - 1 Boiler 115k BTU's - 1 Range 48k BTU's - 1 BBQ 35k BTU's >BP: To alter, add to and convert existing 2-storey One-Family Dwelling Character Building to a 3-storey Multiple Conversion Dwelling containing two dwelling units (Building 1) and to construct a 2-storey Infill One-Family Dwelling with an attached 1-car garage (Building 2 under separate permit) and one surface parking, having vehicular access from the lane. - See BP-2021-02153 for infill. | Bluewater Mechanical Ltd
GP-2023-02288 | 2023-08-02 | 2022 E 4TH AVENUE, Vancouver, BC V5N 1K4 | Gas Permit | Residential | New | Issued | Residential - 1 gas fireplace with vent & hook up >BP: To alter, add to and convert existing 2-storey One-Family Dwelling Character Building to a 3-storey Multiple Conversion Dwelling containing two dwelling units | Fastgo System 2011 Inc DBA Fireplaces Unlimited
MP-2023-00117 | 2023-01-29 | 2022 E 4TH AVENUE, Vancouver, BC V5N 1K4 | Mechanical Permit | NULL | NULL | Issued | NULL | Bluewater Mechanical Ltd
PP-2022-00594 | 2022-02-22 | 2762 E 52ND AVENUE, Vancouver, BC V5S 1T1 | Plumbing Permit | Residential | New | Completed | Residential - 2762 e 52 ave | JVT EXCAVATING & DEMOLITION LTD
PP-2022-01129 | 2022-04-04 | 2762 E 52ND AVENUE, Vancouver, BC V5S 1T1 | Plumbing Permit | Residential | New | Completed | Residential - 2FD+2SS - WEST UNIT - 2762 E 52ND AV - #1 & #2 EAST UNIT - 2764 E 52ND AV - #1 & #2 to install new plumbing Fixtures To construct a two-storey two-family dwelling with two secondary suites located in the basement, with a detached accessory building (garage) at the rear providing 2 parking spaces, having vehicular access from the lane. Note: This is a 2 storey building pursuant to the Zoning and Development By-Law 1. Covenant registered at the Land Title Office under CA9252838 2. No strata titling permitted 3. A/C units proposed in Rear yard | ACME PLUMBING HEATING & GAS LTD.
EP-2022-04413 | 2022-06-02 | 2762 E 52ND AVENUE, Vancouver, BC V5S 1T1 | Electrical Permit | Residential | New | Completed | Installation / Repair - Residential - Extra low voltage work to be done on new construction of multi-family dwelling - with wiring of security alarms, telephone, and cameras. >BP: To construct a two-storey two-family dwelling with two secondary suites ($922,000.00) located in the basement, with a detached accessory building (garage) at the rear providing 2 parking spaces, having vehicular access from the lane. Note: This is a 2 storey building pursuant to the Zoning and Development By-Law 1. Covenant registered at the Land Title Office under CA9252838 2. No strata titling permitted 3. A/C units proposed in Rear yard 4. Schedule B: Shambhu N. Biswas, Structural & Geotechnical 5. HPO: Residential Builder - Kanwarjit Dhillon Address Note: Address and suite numbers assigned as per approved plans for Fire and Emergency response. The address numbers are to be posted on the building to be visible from the street and the suite numbers are to be posted at the suite entries in accordance with the Building By-law prior to final inspection. ******THIS PERMIT HAS BEEN ISSUED UNDER THE REQUIREMENTS OF VBBL #12511 (2019)****** | BIR Homes Ltd.
GP-2022-01503 | 2022-05-16 | 2762 E 52ND AVENUE, Vancouver, BC V5S 1T1 | Gas Permit | Residential | New | Completed | Residential - to install 2 boilers and 2 range rough-in > To construct a two-storey two-family dwelling with two secondary suites ($922,000.00) located in the basement, with a detached accessory building (garage) at the rear providing 2 parking spaces, having vehicular access from the lane. >>>Amend: Oct. 17 -please change the ranges rough in to complete. | ACME PLUMBING HEATING & GAS LTD.
SP-2022-00637 | 2022-04-28 | 2762 E 52ND AVENUE, Vancouver, BC V5S 1T1 | Sprinkler Permit | Residential | New | Completed | Residential - to install a new sprinkler system for Duplex To construct a two-storey two-family dwelling with two secondary suites located in the basement, with a detached accessory building (garage) at the rear providing 2 parking spaces, having vehicular access from the lane. Note: This is a 2 storey building pursuant to the Zoning and Development By-Law 1. Covenant registered at the Land Title Office under CA9252838 2. No strata titling permitted 3. A/C units proposed in Rear yard 4. Schedule B: Shambhu N. Biswas, Structural & Geotechnical 5. HPO: Residential Builder - Kanwarjit Dhillon | ACME PLUMBING HEATING & GAS LTD.
EP-2022-03678 | 2022-05-06 | 2762 E 52ND AVENUE, Vancouver, BC V5S 1T1 | Electrical Permit | Residential | New | Completed | Installation / Repair - Residential - New construction of multi-family dwelling. All electrical work to be done. This includes rough wiring and low voltage work. >BP: To construct a two-storey two-family dwelling with two secondary suites ($922,000.00) located in the basement, with a detached accessory building (garage) at the rear providing 2 parking spaces, having vehicular access from the lane. Note: This Building Permit will remain in a suspended status until the standard Demolition Permit DB-2021-03662 is completed. Note: This is a 2 storey building pursuant to the Zoning and Development By-Law 1. Covenant registered at the Land Title Office under CA9252838 2. No strata titling permitted 3. A/C units proposed in Rear yard 4. Schedule B: Shambhu N. Biswas, Structural & Geotechnical 5. HPO: Residential Builder - Kanwarjit Dhillon Address Note: Address and suite numbers assigned as per approved plans for Fire and Emergency response. The address numbers are to be posted on the building to be visible from the street and the suite numbers are to be posted at the suite entries in accordance with the Building By-law prior to final inspection. ******THIS PERMIT HAS BEEN ISSUED UNDER THE REQUIREMENTS OF VBBL #12511 (2019)****** | BIR Homes Ltd.
EP-2022-01162 | 2022-02-23 | 2772 E 52ND AVENUE, Vancouver, BC V5S 1T1 | Electrical Permit | Residential | New | Expired | Temporary Power - Residential - To provide temporary power. NOTE: Work authorized by this permit is for placement of a temporary power pole only and does not authorize any site construction and/or excavation. A separate Building Permit will be required prior to commencement of any other work on this site. | Ultimate Electrical Ltd
EP-2022-08010 | 2022-09-26 | 2772 E 52ND AVENUE, Vancouver, BC V5S 1T1 | Electrical Permit | Residential | New | Completed | Installation / Repair - Residential - We need to relocate service of main house because of new laneway house. | Ultimate Electrical Ltd
EP-2022-00540 | 2022-01-26 | 3024 E 52ND AVENUE, Vancouver, BC V5S 1T6 | Electrical Permit | Commercial | Renovation | Completed | Installation / Repair - Commercial - Upgrade and replacement of HVAC controls and wiring | Cheyenne Hohensinn
GP-2023-00056 | 2023-01-09 | 3140 E 52ND AVENUE, Vancouver, BC V5S 1T8 | Gas Permit | Residential | Renovation - Dwelling Unit(s) only | Completed | Residential - furnace replacement | Central Commercial & Residential Services
GP-2023-01933 | 2023-06-27 | 3223 E 52ND AVENUE, Vancouver, BC V5S 1T9 | Gas Permit | Residential | Addition | Completed | Residential - TO INSTALL 1 COMBI BOILER | BC Care Heating Services Ltd
PP-2023-03146 | 2023-09-06 | 2691 E 49TH AVENUE, Vancouver, BC V5S 1J9 | Plumbing Permit | Commercial | Renovation - Dwelling Unit(s) only | Completed | Commercial - We are doing complete rough in and installation of plumbing by supplying and installing all fixtures without any change in location in Unit#221 as this unit had fire damage >BP: #221 - 2691 E 49th Avenue Repairs to the fire damaged unit #221 - 2691 E 49th Avenue Related to Case File CF-2022-008620 replacement of interior finishes and fittings (drywall; insulation, interior doors,cabinetry, flooring, appliances) Exterior work : replaement of a number of windows same size and quantity damaged from fire *No changes to layout or configuration of dwelling* | R & M Mechanical Ltd
GP-2023-04117 | 2023-12-19 | 2691 E 49TH AVENUE, Vancouver, BC V5S 1J9 | Gas Permit | Residential | Renovation | Completed | Residential - We removed the existing HWT and Furnace to replace with new furnace . Location is same **Amendment 01/05/2024** Correct address should be 2691 E 49th Unit # 221 from 2660 E 48th | R & M Mechanical Ltd
GP-2023-00825 | 2023-03-07 | 2716 E 49TH AVENUE, Vancouver, BC V5S 1K1 | Gas Permit | Residential | Renovation | Completed | Residential - fURNACE RE & RE | Ferenc Nagy
GP-2022-02988 | 2022-10-04 | 2716 E 49TH AVENUE, Vancouver, BC V5S 1K1 | Gas Permit | Residential | Renovation | Completed | Residential - HWT re&re | Ferenc Nagy
GP-2023-00405 | 2023-02-06 | 2718 E 49TH AVENUE, Vancouver, BC V5S 1K1 | Gas Permit | Residential | Renovation | Issued | Residential - RE AND RE 1 GAS INSERT | The LM Fireplace Warehouse Ltd.
EP-2023-04174 | 2023-05-30 | 2778 E 49TH AVENUE, Vancouver, BC V5S 1K4 | Electrical Permit | Residential | Addition | Completed | Installation / Repair - Residential - 1. Install new 100A service and 100A panel in garage 2. Dig trench for grounding plate 3. Install two 40A circuits with PVC pipe, two NEMA 14-50 outlets -Please find attached the load calculation for the existing panel in this house. There is very little capacity left therefore we are applying to install a new service, a new 100A panel and two 240V 40A outlets in the garage for EV charging. BC Hydro reference number is 4916873. Existing service will not be affected. 2nd Service at Address Single Family (Existing): 100A Garage (New): 100A | APC ALARM CORP
NULL | NULL | 2866 E 49TH AVENUE, Vancouver, BC V5S 1K6 | Electrical Permit | Residential | New | Draft | Installation / Repair - Residential - Alarm finishing | SHS Alarm BC Ltd
EP-2023-00029 | 2023-01-04 | 2866 E 49TH AVENUE, Vancouver, BC V5S 1K6 | Electrical Permit | Residential | New | Completed | Installation / Repair - Residential - Alarm finishing >BP: To construct a two-storey two-family dwelling with two secondary suites located in the basement, with 2 parking pads and a detached accessory building (garage) at the rear providing 4 parking spaces, having vehicular access from the lane. | SHS Alarm BC Ltd
SP-2022-01327 | 2022-08-18 | 2866 E 49TH AVENUE, Vancouver, BC V5S 1K6 | Sprinkler Permit | Residential | New | Completed | Residential - Install sprinklers in duplex >BP: To construct a two-storey two-family dwelling with two secondary suites ($915,600.00) located in the basement, with 2 parking pads and a detached accessory building (garage) at the rear providing 4 parking spaces, having vehicular access from the lane. 1. Covenant registered at the Land Title Office under CA9415848 2. No strata titling permitted 3. A/C units proposed in rear yard 4. No Bar sinks proposed 5. Schedule B: K.T.C. Nguyen, P.Eng Structural & Geotechnical 6. HPO: Residential Builder - Pacific Homes Ltd ******THIS PERMIT HAS BEEN ISSUED UNDER THE REQUIREMENTS OF VBBL #12511 (2019)******NFPA 13D | Gold Key Fire Protection Ltd
PP-2022-02189 | 2022-06-22 | 2866 E 49TH AVENUE, Vancouver, BC V5S 1K6 | Plumbing Permit | Residential | New | Completed | Residential - Plumbing for: >BP: To construct a two-storey two-family dwelling with two secondary suites ($915,600.00) located in the basement, with 2 parking pads and a detached accessory building (garage) at the rear providing 4 parking spaces, having vehicular access from the lane. | UNIVERSAL PLUMBING & HEATING LTD
EP-2022-06748 | 2022-08-12 | 2866 E 49TH AVENUE, Vancouver, BC V5S 1K6 | Electrical Permit | Residential | New | Completed | Installation / Repair - Residential - Cable, internet, tel, doorbell, vacuum, alarm prewire, cameras, intercom >BP: To construct a two-storey two-family dwelling with two secondary suites ($915,600.00) located in the basement, with 2 parking pads and a detached accessory building (garage) at the rear providing 4 parking spaces, having vehicular access from the lane. Note: This is a 2 storey building pursuant to the Zoning and Development By-Law 1. Covenant registered at the Land Title Office under CA9415848 2. No strata titling permitted 3. A/C units proposed in rear yard 4. No Bar sinks proposed 5. Schedule B: K.T.C. Nguyen, P.Eng Structural & Geotechnical 6. HPO: Residential Builder - Pacific Homes Ltd Address Note: Address and suite numbers assigned as per approved plans for Fire and Emergency response. The address numbers are to be posted to the building to be visible from the street and the suite numbers are to be posted at the suite entries in accordance with the Building By-law prior to final inspection. ******THIS PERMIT HAS BEEN ISSUED UNDER THE REQUIREMENTS OF VBBL #12511 (2019)****** | PLANET SMART HOMES LTD.
GP-2022-02371 | 2022-08-12 | 2866 E 49TH AVENUE, Vancouver, BC V5S 1K6 | Gas Permit | Residential | New | Completed | Residential - 2FD+2SS - WEST - 2866 E 49TH AV - #1 & #2 EAST - 2868 E 49TH AV - #1 & #2 To install 2 boiler 2 range 2 BBQ There is pipping for 2 BBQ To construct a two-storey two-family dwelling with two secondary suites located in the basement, with 2 parking pads and a detached accessory building (garage) at the rear providing 4 parking spaces, having vehicular access from the lane. Note: This is a 2 storey building pursuant to the Zoning and Development By-Law 1. Covenant registered at the Land Title Office under CA9415848 2. No strata titling permitted 3. A/C units proposed in rear yard 4. No Bar sinks proposed | JOT MECHANICAL LTD
EP-2022-06607 | 2022-08-12 | 2866 E 49TH AVENUE, Vancouver, BC V5S 1K6 | Electrical Permit | Residential | New | Completed | Installation / Repair - Residential - Electrical wiring for: duplex single family home with detached garage >BP: To construct a two-storey two-family dwelling with two secondary suites ($915,600.00) located in the basement, with 2 parking pads and a detached accessory building (garage) at the rear providing 4 parking spaces, having vehicular access from the lane. Note: This is a 2 storey building pursuant to the Zoning and Development By-Law 1. Covenant registered at the Land Title Office under CA9415848 2. No strata titling permitted 3. A/C units proposed in rear yard 4. No Bar sinks proposed 5. Schedule B: K.T.C. Nguyen, P.Eng Structural & Geotechnical 6. HPO: Residential Builder - Pacific Homes Ltd | Kraftsman Electric Ltd
EP-2022-03323 | 2022-04-25 | 2866 E 49TH AVENUE, Vancouver, BC V5S 1K6 | Electrical Permit | Residential | New | Expired | Temporary Power - Residential - To provide temporary power. | Kraftsman Electric Ltd
PP-2022-01652 | 2022-05-13 | 2866 E 49TH AVENUE, Vancouver, BC V5S 1K6 | Plumbing Permit | Residential | New | Completed | Residential - sump >BP: To construct a two-storey two-family dwelling with two secondary suites ($915,600.00) located in the basement, with 2 parking pads and a detached accessory building (garage) at the rear providing 4 parking spaces, having vehicular access from the lane. Address Information: WEST UNIT #1-2866 E 49th Av - One Family Dwelling (1st-2nd floor) #2-2866 E 49th Av - Secondary Suite (basement) EAST UNIT #1-2868 E 49th Av - One Family Dwelling (1st-2nd floor) #2-2868 E 49th Av - Secondary Suite (basement) Note: This is a 2 storey building pursuant to the Zoning and Development By-Law 1. Covenant registered at the Land Title Office under CA9415848 2. No strata titling permitted 3. A/C units proposed in rear yard 4. No Bar sinks proposed 5. Schedule B: K.T.C. Nguyen, P.Eng Structural & Geotechnical 6. HPO: Residential Builder - Pacific Homes Ltd Address Note: Address and suite numbers assigned as per approved plans for Fire and Emergency response. The address numbers are to be posted to the building to be visible from the street and the suite numbers are to be posted at the suite entries in accordance with the Building By-law prior to final inspection. ******THIS PERMIT HAS BEEN ISSUED UNDER THE REQUIREMENTS OF VBBL #12511 (2019)****** | K P Excavating & Demolition Ltd
PP-2023-01739 | 2023-05-17 | 644 E 51ST AVENUE, Vancouver, BC V5X 1C9 | Plumbing Permit | Residential | New | Issued | Residential - 1FD+SS - #1 & #2 - This is a new house with 31 fixtures >DB: To construct a 2 storey + basement one-family dwelling with a secondary suite ($886,250) located in the basement. Note: Parking for the site has been provided under DB-2022-03098 (Laneway House) The entire building, INCLUDING THE ATTACHED GARAGE (if applicable), to be sprinklered to NFPA 13D. 1- Covenant registered at the Land Title Office under CB303057 2- No strata titling permitted 3- Bar sink proposed in basement 4- A/C unit proposed on second storey | AKAL Plumbing & Heating Ltd
MP-2023-00888 | 2023-05-19 | 644 E 51ST AVENUE, Vancouver, BC V5X 1C9 | Mechanical Permit | NULL | NULL | Issued | NULL | AKAL Plumbing & Heating Ltd
EP-2023-05556 | 2023-07-10 | 644 E 51ST AVENUE, Vancouver, BC V5X 1C9 | Electrical Permit | Residential | New | Issued | Installation / Repair - Residential - ¦ 1FD + 1SS/ 200A ¦ New house electrical work electrical rough in and finishing 400 amp service 200 amp to house and 125 amp to laneway house *An approved mechanical permit is required for the installation of air conditioning or heat pump unit at the time of installation before an electrical inspection will be performed >BP: To construct a 2 storey + basement one-family dwelling with a secondary suite ($886,250) located in the basement. Note: Parking for the site has been provided under DB-2022-03098 (Laneway House) The entire building, INCLUDING THE ATTACHED GARAGE (if applicable), to be sprinklered to NFPA 13D. 1- Covenant registered at the Land Title Office under CB303057 2- No strata titling permitted 3- Bar sink proposed in basement 4- A/C unit proposed on second storey 5- Schedule B: Jason Hui P.Eng (778.319.3403) Structural & Geotechnical 6- HPO: Residential Builder - Gill's Construction Ltd | Uppal Electrical Ltd
EP-2023-06058 | 2023-07-06 | 644 E 51ST AVENUE, Vancouver, BC V5X 1C9 | Electrical Permit | Residential | New | Issued | Installation / Repair - Residential - A security alarm, cameras and TV, telephone wiring, door bells, and vacuum systems. >BP: To construct a 2 storey + basement one-family dwelling with a secondary suite ($886,250) located in the basement. Note: Parking for the site has been provided under DB-2022-03098 (Laneway House) The entire building, INCLUDING THE ATTACHED GARAGE (if applicable), to be sprinklered to NFPA 13D. 1- Covenant registered at the Land Title Office under CB303057 2- No strata titling permitted 3- Bar sink proposed in basement 4- A/C unit proposed on second storey 5- Schedule B: Jason Hui P.Eng (778.319.3403) Structural & Geotechnical 6- HPO: Residential Builder - Gill's Construction Ltd ***This permit is issued under the VBBL 2019, with updated energy requirements as per bylaw # 12997 effective Jan 01, 2022.*** | Innova Security Systems Inc
GP-2023-01999 | 2023-07-04 | 644 E 51ST AVENUE, Vancouver, BC V5X 1C9 | Gas Permit | Residential | New | Issued | Residential - 3 Ranges & 1 BBQ >BP: To construct a 2 storey + basement one-family dwelling with a secondary suit | AKAL Plumbing & Heating Ltd
SP-2023-01359 | 2023-07-26 | 644 E 51ST AVENUE, Vancouver, BC V5X 1C9 | Sprinkler Permit | Residential | New | Issued | Residential - Install sprinklers in SFD >BP: To construct a 2 storey + basement one-family dwelling with a secondary suite located in the basement. Note: Parking for the site has been provided under DB-2022-03098 (Laneway House) The entire building, INCLUDING THE ATTACHED GARAGE (if applicable), to be sprinklered to NFPA 13D. Note: This Building Permit will remain in a suspended status until the associated (green) Demolition Permit BP-2022-03324 is completed. 1- Covenant registered at the Land Title Office under CB303057 2- No strata titling permitted 3- Bar sink proposed in basement 4- A/C unit proposed on second storey 5- Schedule B: Jason Hui P.Eng (778.319.3403) Structural & Geotechnical 6- HPO: Residential Builder - Gill's Construction Ltd | Gold Key Fire Protection Ltd
PP-2023-01185 | 2023-04-04 | 644 E 51ST AVENUE, Vancouver, BC V5X 1C9 | Plumbing Permit | Residential | New | Issued | Residential - 1FD+SS - #1 & #2 - sump to be installed out side | 4way Excavating & Drain Tile Ltd
EP-2022-01336 | 2022-02-22 | 1361 E 49TH AVENUE, Vancouver, BC V5W 2J6 | Electrical Permit | Residential | Addition | Completed | Installation / Repair - Residential - Relocation of service of existing house due to new lane way house Main service 200 Amps lain way 100 Amps main house 100 Amps | AULAKH ELECTRICAL CORPORATION
EP-2022-00844 | 2022-02-04 | 1366 E 49TH AVENUE, Vancouver, BC V5W 2J5 | Electrical Permit | Residential | Renovation | Completed | Installation / Repair - Residential - Rewire kitchen as required after small fire -Rewire of damaged circuits | Wespac Electrical Contractor Ltd
EP-2023-08560 | 2023-09-22 | 1376 E 49TH AVENUE, Vancouver, BC V5W 2J5 | Electrical Permit | Residential | New | Completed | Installation / Repair - Residential - Installation of associated wiring for a new solar array on the roof, the system is a grid-tie-only. >BP: Exterior alterations only to provide for the installation of eleven (11) flush mounted solar panels on the existing hip roof at this existing Single Detached House with Secondary Suite building. | Haven Solar Inc
GP-2024-00171 | 2024-01-22 | 1628 E 4TH AVENUE, Vancouver, BC V5N 1J8 | Gas Permit | Residential | Renovation | Completed | Residential - furnace re&re | Ferenc Nagy
EP-2023-00687 | 2023-01-27 | 1688 E 4TH AVENUE, Vancouver, BC V5N 1J8 | Electrical Permit | Commercial | Addition | Completed | Installation / Repair - Commercial - Supply and install One 208-volt 40-amp circuit for parking stall 17 for EV charging. | Cielo Electric Ltd
GP-2022-02898 | 2022-09-26 | 1479 E 49TH AVENUE, Vancouver, BC V5P 1S4 | Gas Permit | Residential | Renovation | Completed | Residential - New Gas Furnace Replacement | Pro West Heating & Air Conditioning Ltd
EP-2022-03463 | 2022-05-02 | 1480 E 49TH AVENUE, Vancouver, BC V5P 1S5 | Electrical Permit | Residential | Renovation | Issued | Installation / Repair - Residential - Safety check new add circuits and lighting, previous job done without permit. -Add service grounding and gas pipe bonding,existing service is 120/240 v,single phase,100A,no upgrade or relocate. (CF-2022-003887) | Myarc Electrical Inc
PP-2022-00892 | 2022-03-18 | 2024 E 4TH AVENUE, Vancouver, BC V5N 1K4 | Plumbing Permit | Residential | New | Issued | Residential - plumbing roughen and finish To construct a two-storey two-family dwelling with a detached accessory building (garage) at the rear providing 2 parking spaces, having vehicular access from the lane. | ARCO PLUMBING & HEATING LTD
PP-2022-00871 | 2022-03-16 | 2024 E 4TH AVENUE, Vancouver, BC V5N 1K4 | Plumbing Permit | Residential | New | Issued | Residential - 2FD - FRONT UNIT - 2024 E 4TH AV BACK UNIT - 2026 E 4TH AV sump installation To construct a two-storey two-family dwelling with a detached accessory building (garage) at the rear providing 2 parking spaces, having vehicular access from the lane. Note: The "Roof Garden Upper Floor Sundeck" and front covered porch are allowed in accordance with the Board of Variance appeal # Z35878, dated October 5th, 2021. Note: This is a 2 storey building pursuant to the Zoning and Development By-Law 1. No A/C units proposed 2. No bar sinks proposed | Kingsman Excavating Ltd.
PP-2022-02334 | NULL | 2024 E 4TH AVENUE, Vancouver, BC V5N 1K4 | Plumbing Permit | Residential | New | Application Incomplete | Residential - Sump >BP: To construct a two-storey two-family dwelling ($1,000,000) with a detached accessory building (garage) at the rear providing 2 parking spaces, having vehicular access from the lane. Note: The "Roof Garden Upper Floor Sundeck" and front covered porch are allowed in accordance with the Board of Variance appeal # Z35878, dated October 5th, 2021. Note: This Building Permit will remain in a suspended status until the associated (green) Demolition Permit BP-2021-03108 is completed. Note: This is a 2 storey building pursuant to the Zoning and Development By-Law 1. No A/C units proposed 2. No bar sinks proposed 3. Schedule B: CARLOS CHIU 604-737-9830 Structural 4. Schedule B: P.K.L. FONG 604-837-3205 Geotechnical 5. HPO: Residential Builder - AREE Developments Ltd. Address number assigned as per approved plans for Fire and Emergency response. The address number is to be posted and to the building and to be visible from the street in accordance with the Building By-law prior to final inspection. ******THIS PERMIT HAS BEEN ISSUED UNDER THE REQUIREMENTS OF VBBL #12511 (2019)****** | Finest Construction & Renovation Ltd
EP-2023-00373 | 2023-03-22 | 2024 E 4TH AVENUE, Vancouver, BC V5N 1K4 | Electrical Permit | Residential | New | Issued | Installation / Repair - Residential - New house wiring Fixture & fitting. >Permit Amendment Oct 04, 2023 -"Add Air Conditioning" *An approved mechanical permit is required for the installation of air conditioning or heat pump unit at the time of installation before an electrical inspection will be performed *Document(s) uploaded to "Application Documents" tab for Electrical Inspector review. Documents are at pending status at time of permit amendment approval >BP: To construct a two-storey two-family dwelling ($1,000,000) with a detached accessory building (garage) at the rear providing 2 parking spaces, having vehicular access from the lane. Note: The "Roof Garden Upper Floor Sundeck" and front covered porch are allowed in accordance with the Board of Variance appeal # Z35878, dated October 5th, 2021. Note: This Building Permit will remain in a suspended status until the associated (green) Demolition Permit BP-2021-03108 is completed. Note: This is a 2 storey building pursuant to the Zoning and Development By-Law 1. No A/C units proposed 2. No bar sinks proposed 3. Schedule B: CARLOS CHIU 604-737-9830 Structural 4. Schedule B: P.K.L. FONG 604-837-3205 Geotechnical 5. HPO: Residential Builder - AREE Developments Ltd. Address number assigned as per approved plans for Fire and Emergency response. The address number is to be posted and to the building and to be visible from the street in accordance with the Building By-law prior to final inspection. ******THIS PERMIT HAS BEEN ISSUED UNDER THE REQUIREMENTS OF VBBL #12511 (2019)****** | Future Force Systems Ltd
EP-2023-00368 | 2023-01-17 | 2024 E 4TH AVENUE, Vancouver, BC V5N 1K4 | Electrical Permit | Residential | New | Expired | Temporary Power - Residential - To provide temporary power. | Dragon Electric Ltd
SP-2022-02016 | 2022-12-05 | 2024 E 4TH AVENUE, Vancouver, BC V5N 1K4 | Sprinkler Permit | Residential | New | Issued | Residential - 2FD - FRONT - 2024 E 4TH AV BACK - 2026 E 4TH AV installation of a new fire sprinkler system >DB: To construct a two-storey two-family dwelling with a detached accessory building (garage) at the rear providing 2 parking spaces, having vehicular access from the lane. Note: The "Roof Garden Upper Floor Sundeck" and front covered porch are allowed in accordance with the Board of Variance appeal # Z35878, dated October 5th, 2021. Note: This is a 2 storey building pursuant to the Zoning and Development By-Law 1. No A/C units proposed 2. No bar sinks proposed | CENTRE LINE FIRE SPRINKLERS LTD
GP-2022-03972 | 2022-12-13 | 2024 E 4TH AVENUE, Vancouver, BC V5N 1K4 | Gas Permit | Residential | New | Issued | Residential - gas roughen and finish >To construct a two-storey two-family dwelling ($1,000,000) with a detached accessory building (garage) at the rear providing 2 parking spaces, having vehicular access from the lane. Note: The "Roof Garden Upper Floor Sundeck" and front covered porch are allowed in accordance with the Board of Variance appeal # Z35878, dated October 5th, 2021. Note: This Building Permit will remain in a suspended status until the associated (green) Demolition Permit BP-2021-03108 is completed. Note: This is a 2 storey building pursuant to the Zoning and Development By-Law 1. No A/C units proposed 2. No bar sinks proposed 3. Schedule B: CARLOS CHIU 604-737-9830 Structural 4. Schedule B: P.K.L. FONG 604-837-3205 Geotechnical 5. HPO: Residential Builder - AREE Developments Ltd. Address number assigned as per approved plans for Fire and Emergency response. The address number is to be posted and to the building and to be visible from the street in accordance with the Building By-law prior to final inspection. ******THIS PERMIT HAS BEEN ISSUED UNDER THE REQUIREMENTS OF VBBL #12511 (2019)****** | ARCO PLUMBING & HEATING LTD
EP-2023-02247 | 2023-03-16 | 2024 E 4TH AVENUE, Vancouver, BC V5N 1K4 | Electrical Permit | Residential | New | Issued | Installation / Repair - Residential - tv, telephone, alarm prewire and complete >BP: To construct a two-storey two-family dwelling ($1,000,000) with a detached accessory building (garage) at the rear providing 2 parking spaces, having vehicular access from the lane. Note: The "Roof Garden Upper Floor Sundeck" and front covered porch are allowed in accordance with the Board of Variance appeal # Z35878, dated October 5th, 2021. Note: This is a 2 storey building pursuant to the Zoning and Development By-Law 1. No A/C units proposed 2. No bar sinks proposed 3. Schedule B: CARLOS CHIU 604-737-9830 Structural 4. Schedule B: P.K.L. FONG 604-837-3205 Geotechnical 5. HPO: Residential Builder - AREE Developments Ltd. ******THIS PERMIT HAS BEEN ISSUED UNDER THE REQUIREMENTS OF VBBL #12511 (2019)****** | Tvisha Technologies Ltd
GP-2023-02289 | 2023-08-02 | 2024 E 4TH AVENUE, Vancouver, BC V5N 1K4 | Gas Permit | Residential | New | Issued | Residential - 1 gas fireplace with vent & hook up >BP: To construct a two-storey two-family dwelling | Fastgo System 2011 Inc DBA Fireplaces Unlimited
MP-2023-00771 | 2023-05-03 | 2024 E 4TH AVENUE, Vancouver, BC V5N 1K4 | Mechanical Permit | NULL | NULL | Issued | NULL | FAST ROUTE PLUMBING & REFRIGERATION MECHANICAL LTD
NULL | NULL | 2104 E 4TH AVENUE, Vancouver, BC V5N 1K6 | Plumbing Permit | Residential | Renovation | Draft | Residential - replacing all plumbing | NULL
PP-2022-01019 | 2022-03-25 | 2104 E 4TH AVENUE, Vancouver, BC V5N 1K6 | Plumbing Permit | Residential | Renovation | Completed | Residential - replace all plumbing Interior alterations to provide improvements to this exiting one-family dwelling building on this site. Scope of work includes new interior layout with plumbing, electrical & gas to suite new layout. Exterior rear covered deck to be removed per approved plans. | Dan Dee Plumbing (2000) Ltd
NULL | NULL | 2104 E 4TH AVENUE, Vancouver, BC V5N 1K6 | Plumbing Permit | Residential | Renovation | Draft | Residential - redo plumbing | NULL
NULL | NULL | 2104 E 4TH AVENUE, Vancouver, BC V5N 1K6 | Plumbing Permit | NULL | Renovation | Draft | - redo plumbing | NULL
EP-2022-05113 | 2022-06-16 | 2104 E 4TH AVENUE, Vancouver, BC V5N 1K6 | Electrical Permit | Residential | Renovation | Completed | Installation / Repair - Residential - full house renovation with service upgrade -This is an old house that has been stripped down to studs inside. Interior renovation and a 200A service upgrade. >BP: Interior alterations to provide improvements to this exiting one-family dwelling building on this site. Scope of work includes new interior layout with plumbing, electrical & gas to suite new layout. Exterior rear covered deck to be removed per approved plans. Separate permit required to retain exterior covered deck. Ok for Over the Counter Issue - Daniel Langevin February 23, 2022 | BRENMACK ELECTRIC LTD
EP-2022-05477 | 2022-06-28 | 2104 E 4TH AVENUE, Vancouver, BC V5N 1K6 | Electrical Permit | Residential | New | Completed | Installation / Repair - Residential - Speaker prewire and networking >BP: Interior alterations to provide improvements to this exiting one-family dwelling building on this site. Scope of work includes new interior layout with plumbing, electrical & gas to suite new layout. Exterior rear covered deck to be removed per approved plans. Separate permit required to retain exterior covered deck. | Wiresmart Installations Ltd
GP-2022-02113 | 2022-07-21 | 2104 E 4TH AVENUE, Vancouver, BC V5N 1K6 | Gas Permit | Residential | Renovation | Completed | Residential - Install one natural gas fireplace insert >BP: Interior alterations to provide improvements to this exiting one-family dwelling building on this site. Scope of work includes new interior layout with plumbing, electrical & gas to suite new layout. Exterior rear covered deck to be removed per approved plans. | Vancouver Gas Fireplaces Ltd
GP-2022-00557 | 2022-02-23 | 2124 E 4TH AVENUE, Vancouver, BC V5N 1K6 | Gas Permit | Residential | New | Completed | Residential - install one Navien NPE240A2 tankless@ 199,000 | Drips & Drains Plumbing and Heating Ltd
PP-2022-01227 | 2022-04-11 | 2127 E 4TH AVENUE, Vancouver, BC V5N 1K7 | Plumbing Permit | Residential | New | Completed | Residential - 1FD+SS - #1 & #2 - draintile sump To construct a 2 storey + basement one-family dwelling with a secondary suite located in the basement. Note: Parking for the site has been provided under DB-2021-02272 (Laneway House) Note: This Building Permit will remain in a suspended status until the associated (green) Demolition Permit BP-2021-02270 is completed. Note: This is a 2 storey building pursuant to the Zoning and Development By-Law 1- Covenant registered at the Land Title Office under CA8806162 2- No strata titling permitted 3- No bar sink proposed 4- No A/C unit proposed | Metro Contracting Ltd
EP-2022-03603 | 2022-05-05 | 2127 E 4TH AVENUE, Vancouver, BC V5N 1K7 | Electrical Permit | Residential | New | Expired | Temporary Power - Residential - To provide temporary power. | Dragon Electric Ltd
PP-2022-02211 | 2022-06-22 | 2127 E 4TH AVENUE, Vancouver, BC V5N 1K7 | Plumbing Permit | Residential | New | Completed | Residential - Plumbing To construct a 2 storey + basement one-family dwelling with a secondary suite located in the basement. Note: This is a 2 storey building pursuant to the Zoning and Development By-Law 1- Covenant registered at the Land Title Office under CA8806162 2- No strata titling permitted 3- No bar sink proposed 4- No A/C unit proposed 5- Schedule B: MAKHAN S. DHILLON - 604-537-6271 Structural & Geotechnical 6- HPO: Residential Builder - Empire West Properties Ltd. | GOODWILL PLUMBING & HEATING LTD
GP-2022-02506 | 2022-08-24 | 2127 E 4TH AVENUE, Vancouver, BC V5N 1K7 | Gas Permit | Residential | New | Completed | Residential - Gas >To construct a 2 storey + basement one-family dwelling with a secondary suite ($492,500) located in the basement. Note: Parking for the site has been provided under DB-2021-02272 (Laneway House) Note: This is a 2 storey building pursuant to the Zoning and Development By-Law 1- Covenant registered at the Land Title Office under CA8806162 2- No strata titling permitted 3- No bar sink proposed 4- No A/C unit proposed 5- Schedule B: MAKHAN S. DHILLON - 604-537-6271 Structural & Geotechnical 6- HPO: Residential Builder - Empire West Properties Ltd. Address number assigned as per approved plans for Fire and Emergency response. The address number is to be posted and to the building and to be visible from the street in accordance with the Building By-law prior to final inspection. ******THIS PERMIT HAS BEEN ISSUED UNDER THE REQUIREMENTS OF VBBL #12511 (2019)****** | GOODWILL PLUMBING & HEATING LTD
EP-2022-07476 | 2022-09-15 | 2127 E 4TH AVENUE, Vancouver, BC V5N 1K7 | Electrical Permit | Residential | New | Completed | Installation / Repair - Residential - rough in and finishing for electrical rough in for low voltage and finishing >>>PREP FOR FUTURE HOT TUB<<(not mentioned on the associated BP) >BP: To construct a 2 storey + basement one-family dwelling with a secondary suite ($492,500) located in the basement. Note: Parking for the site has been provided under DB-2021-02272 (Laneway House) Note: This Building Permit will remain in a suspended status until the associated (green) Demolition Permit BP-2021-02270 is completed. Note: This is a 2 storey building pursuant to the Zoning and Development By-Law 1- Covenant registered at the Land Title Office under CA8806162 2- No strata titling permitted 3- No bar sink proposed 4- No A/C unit proposed 5- Schedule B: MAKHAN S. DHILLON - 604-537-6271 Structural & Geotechnical 6- HPO: Residential Builder - Empire West Properties Ltd. Address number assigned as per approved plans for Fire and Emergency response. The address number is to be posted and to the building and to be visible from the street in accordance with the Building By-law prior to final inspection. ******THIS PERMIT HAS BEEN ISSUED UNDER THE REQUIREMENTS OF VBBL #12511 (2019)****** | Kulbir Bhatti dba Bhatti Electrical
SP-2022-01754 | 2022-10-24 | 2127 E 4TH AVENUE, Vancouver, BC V5N 1K7 | Sprinkler Permit | Residential | New | Completed | Residential - NEW HOME >>BP: To construct a 2 storey + basement one-family dwelling with a secondary suite ($492,500) located in the basement. Note: Parking for the site has been provided under DB-2021-02272 (Laneway House) Note: This is a 2 storey building pursuant to the Zoning and Development By-Law 1- Covenant registered at the Land Title Office under CA8806162 2- No strata titling permitted 3- No bar sink proposed 4- No A/C unit proposed 5- Schedule B: MAKHAN S. DHILLON - 604-537-6271 Structural & Geotechnical 6- HPO: Residential Builder - Empire West Properties Ltd. Address number assigned as per approved plans for Fire and Emergency response. The address number is to be posted and to the building and to be visible from the street in accordance with the Building By-law prior to final inspection. ******THIS PERMIT HAS BEEN ISSUED UNDER THE REQUIREMENTS OF VBBL #12511 (2019)****** | SBMS Construction Ltd
GP-2022-03590 | 2022-11-17 | 2127 E 4TH AVENUE, Vancouver, BC V5N 1K7 | Gas Permit | Residential | New | Completed | Residential - Venting, installation and final hook up of a gas fireplace >BP: To construct a 2 storey + basement one-family dwelling with a secondary suite ($492,500) located in the basement. Note: Parking for the site has been provided under DB-2021-02272 (Laneway House) | Galaxy Fireplaces Ltd
EP-2022-04277 | 2022-05-24 | 2156 E 4TH AVENUE, Vancouver, BC V5N 1K6 | Electrical Permit | Residential | Renovation | Completed | Installation / Repair - Residential - 200A Service Upgrade + Private pole installation >>>>>> Amend: June 22nd -this is not 70 amp - It is a 200 Amp service upgrade | Kato Electrical Inc
PP-2023-01258 | 2023-04-12 | 2156 E 4TH AVENUE, Vancouver, BC V5N 1K6 | Plumbing Permit | Residential | Renovation | Completed | Residential - replacing clay drainage to PVC drainage front lawn | Prolific Plumbing and Heating Ltd
GP-2022-03287 | 2022-10-25 | 2164 E 4TH AVENUE, Vancouver, BC V5N 1K6 | Gas Permit | Residential | Renovation | Completed | Residential - Removal of 50 gallon gas water heater, replacement with 40 gallon water heater | Pioneer Plumbing & Heating Inc
MP-2023-02271 | 2023-12-20 | 2210 E 4TH AVENUE, Vancouver, BC V5N 1K8 | Mechanical Permit | NULL | NULL | Issued | NULL | Olson Plumbing & Heating Ltd
GP-2023-04132 | 2023-12-20 | 2210 E 4TH AVENUE, Vancouver, BC V5N 1K8 | Gas Permit | Residential | Renovation | Issued | Residential - Delete tank style water heater and install tankless | Olson Plumbing & Heating Ltd
EP-2023-10953 | 2023-12-15 | 2210 E 4TH AVENUE, Vancouver, BC V5N 1K8 | Electrical Permit | Residential | Renovation | Issued | Installation / Repair - Residential - electric supply for heat pump MCA 38.7 MP-2023-02152 | Milani Electric Limited
MP-2023-02152 | 2023-12-04 | 2210 E 4TH AVENUE, Vancouver, BC V5N 1K8 | Mechanical Permit | NULL | NULL | Cancelled | NULL | Milani Plumbing Heating & Air Conditioning Ltd
PP-2023-02408 | 2023-07-24 | 2230 E 4TH AVENUE, Vancouver, BC V5N 1K8 | Plumbing Permit | Residential | Renovation | Completed | Residential - kitchen reno >BP: Exterior and interior alterations to this Single Detached home including removing the exterior deck cover, reconstructing the rear deck and constructing a 15 ft by 21 ft one-car garage at the rear of this inside with lane site. Scope of work includes interior alterations to kitchen, replacement of one door and two windows REUP submitted by Arman Masoumi Architectural Schedule B submitted by Brendan Callander, Arch. 604-376-6815 Structural Schedule B submitted by Christopher Man, P.Eng. - 604-874-3237 | Fusion Mechanical Plumbing Contractor Ltd
EP-2023-05816 | 2023-07-11 | 2230 E 4TH AVENUE, Vancouver, BC V5N 1K8 | Electrical Permit | Residential | Renovation | Completed | Installation / Repair - Residential - Kitchen renovation EV circuit Heat pump circuit 200A service upgrade NO MECHANICAL PERMIT AT THIS TIME >BP: Exterior and interior alterations to this Single Detached home including removing the exterior deck cover, reconstructing the rear deck and constructing a 15 ft by 21 ft accessory building at the rear of this inside with lane site. Scope of work includes interior alterations to kitchen, replacement of one door and two windows REUP submitted by Arman Masoumi Architectural Schedule B submitted by Brendan Callander, Arch. 604-376-6815 Structural Schedule B submitted by Christopher Man, P.Eng. - 604-874-3237 **Amend 01/08/2024** amend permit to remove heat pump form scope of work | Nelcan Electric Ltd
EP-2023-02742 | 2023-03-29 | 2235 E 4TH AVENUE, Vancouver, BC V5N 1K9 | Electrical Permit | Residential | New | Issued | Temporary Power - Residential - To provide temporary power. | Balsam Electric Ltd
EP-2022-02312 | 2022-03-23 | 2235 E 4TH AVENUE, Vancouver, BC V5N 1K9 | Electrical Permit | Residential | New | Expired | Temporary Power - Residential - To provide temporary power. | Balsam Electric Ltd
MP-2022-00115 | 2022-08-17 | 168 E 53RD AVENUE, Vancouver, BC V5X 1H8 | Mechanical Permit | NULL | NULL | Completed | NULL | AKAL Plumbing & Heating Ltd
EP-2022-06896 | 2022-08-17 | 168 E 53RD AVENUE, Vancouver, BC V5X 1H8 | Electrical Permit | Residential | Addition | Completed | Installation / Repair - Residential - Upgrade and relocate existing service to 200A duplex meter base 125A - Laneway main switch 125A - Main house switch Upgrade new underground service feeder Disconnect switch | AMTEK Electric Ltd
GP-2023-04233 | 2023-12-29 | 254 E 53RD AVENUE, Vancouver, BC V5X 1H9 | Gas Permit | Residential | Addition | Completed | Residential - replacement of furnace | Hillcrest Plumbing & Heating (1991) Ltd
EP-2022-02174 | 2022-05-26 | 2263 E 54TH AVENUE, Vancouver, BC V5P 1Y8 | Electrical Permit | Residential | Tenant Improvement | Completed | Installation / Repair - Residential - Electrical install of heat pump. | Moore And Russell Heating And Air Conditioning Ltd
MP-2024-00009 | 2024-01-03 | 2269 E 54TH AVENUE, Vancouver, BC V5P 1Y8 | Mechanical Permit | NULL | NULL | Issued | NULL | J&YMechanical Ltd
PP-2023-04398 | 2023-12-19 | 2269 E 54TH AVENUE, Vancouver, BC V5P 1Y8 | Plumbing Permit | Residential | New | Issued | Residential - NEW BUILD SINGLE HOUSE >BP: To construct a 2 storey one-family dwelling with a secondary suite located in the Basement with a detached accessory building (garage) , at the rear providing 2 parking spaces, having vehicular access from the rear yard. 1. Covenant registered at the Land Title Office under CB869997 2. No Strata Titling permitted 3. Entire building to be sprinklered 13D 4. Heat Pump proposed – Exterior component located in Rear yard, Interior component located in Second floor 5. “As shown by an asterisk (*) on the building permit floor plans and/or elevations, exit protection is required to be provided in accordance with Articles 9.9.4.4., 9.9.4.6., and/or 9.37.2.8. of the 2019 VBBL 6. Schedule B: Jason Hui P.Eng (778.319.3403) Structural and Geotechnical 7. HPO: Residential Builder- JBM Pacific Construction Ltd. | J&YMechanical Ltd
EP-2024-00350 | 2024-01-26 | 2269 E 54TH AVENUE, Vancouver, BC V5P 1Y8 | Electrical Permit | Residential | New | Issued | Installation / Repair - Residential - Install electrical service, panel box, bathroom fans, light fixtures, smoke detectors, receptacles and switches , wiring branch/appliance circuits. To construct a 2 storey one-family dwelling with a secondary suite located in the Basement ($779,165.00) with a detached accessory building (garage) ($10,000), at the rear providing 2 parking spaces, having vehicular access from the rear yard. 1. Covenant registered at the Land Title Office under CB869997 2. No Strata Titling permitted 3. Entire building to be sprinklered 13D 4. Heat Pump proposed – Exterior component located in Rear yard, | Myarc Electrical Inc
EP-2023-08543 | 2023-09-21 | 2269 E 54TH AVENUE, Vancouver, BC V5P 1Y8 | Electrical Permit | Residential | New | Issued | Temporary Power - Residential - To provide temporary power. | Myarc Electrical Inc
PP-2023-03773 | 2023-10-26 | 2269 E 54TH AVENUE, Vancouver, BC V5P 1Y8 | Plumbing Permit | Residential | New | Issued | Residential - 1FD+SS - One outside sump | East West Excavating 2022 ltd
GP-2022-00666 | 2022-03-01 | 3166 E 46TH AVENUE, Vancouver, BC V5S 1A9 | Gas Permit | Residential | Addition | Completed | Residential - 70,000 BTU Furnace & 40,000 BTU Hot Water Tank Replacement | HAMZEH GERAMI Dba Nation Heating & Cooling
GP-2022-00681 | 2022-03-02 | 3166 E 46TH AVENUE, Vancouver, BC V5S 1A9 | Gas Permit | Residential | Renovation | Completed | Residential - Tank-less water heater (199,000 BTU) | HAMZEH GERAMI Dba Nation Heating & Cooling
EP-2023-02971 | 2023-04-11 | 3228 E 46TH AVENUE, Vancouver, BC V5S 1A9 | Electrical Permit | Residential | Renovation - Dwelling Unit(s) only | Completed | Installation / Repair - Residential - Upgrade service to 200A, install EVSE branch circuit (12,000W). | KKY Electrical & Contracting Ltd
EP-2022-04195 | 2022-05-19 | 3420 E 47TH AVENUE, Vancouver, BC V5S 1C9 | Electrical Permit | Residential | New | Expired | Temporary Power - Residential - To provide temporary power. | G G S ELECTRICAL LTD
EP-2023-03111 | 2023-04-13 | 3420 E 47TH AVENUE, Vancouver, BC V5S 1C9 | Electrical Permit | Residential | New | Completed | Installation / Repair - Residential - extra low voltage >BP: To construct a 2 storey + basement one-family dwelling with a secondary suite ($1,255,115) located in the basement with a detached accessory building (garage), at the rear providing 2 parking spaces, having vehicular access from the lane. 1- Covenant registered at the Land Title Office under CB22789 2- No strata titling permitted 3- Bar sink proposed in basement 4- A/C unit proposed in rear yard & second storey 5- Schedule B: Md. Shahidul Alam P.Eng (604.653.7475) Structural & Geotechnical 6- HPO: Residential Builder - DSG Homes Ltd. 7- Rev#1: Schedule B Backyard Pool: G.F. Wensel, P. Eng. (778-855-2549) Structural & GeoTechnical ******THIS PERMIT HAS BEEN ISSUED UNDER THE REQUIREMENTS OF VBBL #12511 (2019)****** | AJ INTEGRATED SERVICES LTD
EP-2023-01538 | 2023-02-28 | 3420 E 47TH AVENUE, Vancouver, BC V5S 1C9 | Electrical Permit | Residential | New | Completed | Installation / Repair - Residential - ELECTRICAL ROUGH WIRING , SERVICE AND FINISHING -other people doing all pool work, we just give them power only *An approved mechanical permit is required for the installation of air conditioning/ heat Pump before an electrical inspection will be performed >BP: To construct a 2 storey + basement one-family dwelling with a secondary suite ($1,255,115) located in the basement with a detached accessory building (garage), at the rear providing 2 parking spaces, having vehicular access from the lane. 1- Covenant registered at the Land Title Office under CB22789 2- No strata titling permitted 3- Bar sink proposed in basement 4- A/C unit proposed in rear yard & second storey 5- Schedule B: Md. Shahidul Alam P.Eng (604.653.7475) Structural & Geotechnical 6- HPO: Residential Builder - DSG Homes Ltd. ******THIS PERMIT HAS BEEN ISSUED UNDER THE REQUIREMENTS OF VBBL #12511 (2019)****** | G G S ELECTRICAL LTD
GP-2023-01452 | 2023-05-04 | 3420 E 47TH AVENUE, Vancouver, BC V5S 1C9 | Gas Permit | Residential | New | Completed | Residential - INSTALLING 1 BBQ, RANGE, BOILER | Superstar Plumbing Heating & Sprinkler Supplies Ltd
SP-2023-00788 | 2023-05-05 | 3420 E 47TH AVENUE, Vancouver, BC V5S 1C9 | Sprinkler Permit | Residential | New | Completed | Residential - Sprinkler installation at the house. >BP: To construct a 2 storey + basement one-family dwelling with a secondary suite located in the basement with a detached accessory building (garage), at the rear providing 2 parking spaces, having vehicular access from the lane. 1- Covenant registered at the Land Title Office under CB22789 2- No strata titling permitted 3- Bar sink proposed in basement 4- A/C unit proposed in rear yard & second storey 5- Schedule B: Md. Shahidul Alam P.Eng (604.653.7475) Structural & Geotechnical 6- HPO: Residential Builder - DSG Homes Ltd. 7- Rev#1: Schedule B Backyard Pool: G.F. Wensel, P. Eng. (778-855-2549) Structural & GeoTechnical | Superstar Plumbing Heating & Sprinkler Supplies Ltd
PP-2022-03758 | 2022-10-20 | 3420 E 47TH AVENUE, Vancouver, BC V5S 1C9 | Plumbing Permit | Residential | New | Completed | Residential - SUMPS | Bhullar Excavating and Demolition
PP-2022-04311 | 2022-12-01 | 3420 E 47TH AVENUE, Vancouver, BC V5S 1C9 | Plumbing Permit | Residential | New | Completed | Residential - plumbing RI and Installation of fixtures supplied by owner >BP: To construct a 2 storey + basement one-family dwelling with a secondary suite ($1,255,115) located in the basement with a detached accessory building (garage), at the rear providing 2 parking spaces, having vehicular access from the lane. 1- Covenant registered at the Land Title Office under CB22789 2- No strata titling permitted 3- Bar sink proposed in basement 4- A/C unit proposed in rear yard & second storey 5- Schedule B: Md. Shahidul Alam P.Eng (604.653.7475) Structural & Geotechnical 6- HPO: Residential Builder - DSG Homes Ltd. ******THIS PERMIT HAS BEEN ISSUED UNDER THE REQUIREMENTS OF VBBL #12511 (2019)****** | Superstar Plumbing Heating & Sprinkler Supplies Ltd
MP-2023-00067 | 2023-01-17 | 3420 E 47TH AVENUE, Vancouver, BC V5S 1C9 | Mechanical Permit | NULL | NULL | Completed | NULL | Superstar Plumbing Heating & Sprinkler Supplies Ltd
EP-2022-01727 | 2022-03-03 | 1647 E 49TH AVENUE, Vancouver, BC V5P 1S8 | Electrical Permit | Residential | Renovation | Completed | Installation / Repair - Residential - -Upgrade service form 100 to 200 amp. -Add wiring for lights, plugs & switches & heat. -Add smoke detectors. >BP: Interior alterations to provide improvements and a change of use from an One-Family Dwelling building to an One-Family with Secondary Suite on the Basement Floor Plan and exterior alterations to provide a new 4'-10" wide by 2'-11" high window at the new Dining Room, which is the North Elevation. Notes: - Schedule B, Structural, Suhoon Bae, P.ENG/MASC, 778-302-8224. - REUP Submitted by Ke Jiang, 604-562-0387. Scope of work to include energy upgrade in accordance with Article 11.2.1.4 of the 2019 Vancouver Building By-law and as per the Energy Efficiency Upgrade Details noted in the Energuide Report. - No strata-titling will be permitted. - An annual Vancouver Business License must be obtained prior to the rental of this approved one-family dwelling and/or secondary suite on this site. - Install interconnected, hardwired, 120 volt smoke alarms with battery back-up and silencing feature, in each sleeping unit and within 5m outside each sleeping areas on each storey as per Building Bylaw 9.10.19. - Install Carbon Monoxide Alarm as per Building By-Law 9.32.4.2. - Dedicated 3'-0" wide firefighting access path with overhead clearance of 2m to be maintained at all times - Headroom to be minimum 1950mm over 80% of the suite area and all egress routes. | BPM Electric Ltd
GP-2022-00454 | 2022-03-02 | 1647 E 49TH AVENUE, Vancouver, BC V5P 1S8 | Gas Permit | Residential | Renovation | Issued | Residential - Replace atmospheric vented water heater with on demand unit Replace range, no change in location Interior alterations to provide improvements and a change of use from an One-Family Dwelling building to an One-Family with Secondary Suite on the Basement Floor Plan, upgrading attic insulation and exterior alterations to provide a new 4'-10" wide by 2'-11" high window at the new Dining Room, which is the North Elevation. **Amend 05/04/2022** Add to permit 30 ft gas line for future range upstairs | Jon O'Brien
PP-2022-00487 | 2022-03-29 | 1647 E 49TH AVENUE, Vancouver, BC V5P 1S8 | Plumbing Permit | Residential | Renovation | Issued | Residential - Moving several fixtures in two bathrooms, adding a free standing tub, moving the kitchen sink from the wall to an island Interior alterations to provide improvements and a change of use from an One-Family Dwelling building to an One-Family with Secondary Suite on the Basement Floor Plan, upgrading attic insulation and exterior alterations to provide a new 4'-10" wide by 2'-11" high window at the new Dining Room, which is the North Elevation. | Jon O'Brien
GP-2022-02265 | 2022-08-02 | 1647 E 49TH AVENUE, Vancouver, BC V5P 1S8 | Gas Permit | Residential | Renovation | Completed | Residential - decommission and remove furnace from site | Ashton Service Group/Ashton Mechanical Ltd.
PP-2023-02314 | 2024-01-24 | 1647 E 49TH AVENUE, Vancouver, BC V5P 1S8 | Plumbing Permit | Residential | Renovation | Issued | Residential - 1FD+SS - #1 & #2 - Water & sewer connection **LICENSED CONTRACTOR NEEDS TO BE SWAPPED OUT FOR BRANO** | John Aresta & Chlorice Celman
EP-2022-09468 | 2022-11-08 | 1727 E 4TH AVENUE, Vancouver, BC V5N 1J9 | Electrical Permit | Residential | Tenant Improvement | Completed | Installation / Repair - Residential - electrical to outdoor heat pump | 0994152 BC Ltd
GP-2022-03470 | 2022-11-07 | 1727 E 4TH AVENUE, Vancouver, BC V5N 1J9 | Gas Permit | Residential | Tenant Improvement | Completed | Residential - decommissioning and removal of gas furnace | 0994152 BC Ltd
MP-2022-00531 | 2022-11-07 | 1727 E 4TH AVENUE, Vancouver, BC V5N 1J9 | Mechanical Permit | NULL | NULL | Completed | NULL | 0994152 BC Ltd
GP-2022-02226 | 2022-07-28 | 1729 E 4TH AVENUE, Vancouver, BC V5N 1J9 | Gas Permit | Residential | Tenant Improvement | Completed | Residential - decommissioning and removal of gas furnace | 0994152 BC Ltd
GP-2023-03272 | 2023-10-30 | 1918 E 50TH AVENUE, Vancouver, BC V5P 1V2 | Gas Permit | Residential | Renovation - Dwelling Unit(s) only | Completed | Residential - Remove non operational furnace and install high efficiency furnace. Remove leaking hot water tank and replace with new hot water tank. Install expansion tank, check valve and seismic strapping with drain pan | AE Mechanical Ltd
MP-2023-01818 | 2023-10-11 | 286 E 53RD AVENUE, Vancouver, BC V5X 1H9 | Mechanical Permit | NULL | NULL | Completed | NULL | Bright Star Plumbing & Heating Supply Ltd
EP-2022-09483 | 2022-11-18 | 286 E 53RD AVENUE, Vancouver, BC V5X 1H9 | Electrical Permit | Residential | New | Completed | Installation / Repair - Residential - New house electrical work rough wiring and finishing 200 amp main service 150 amp to main house 125 amp to laneway house >BP: To construct a 2 storey one-family dwelling with a secondary suite located in the Basement ($703,157.50) with an open parking pad, providing 1 parking space, having vehicular access from the 20' Lane. 1. Covenant registered at the Land Title Office under CA9796279 2. No Strata Titling permitted 3. A/C proposed – Exterior component located in rear yard, Interior component located in closet on second floor. 4. Bar sink located in basement 5. Schedule B: (Shambhu N Biswas) P.Eng (604-250-8666) Structural 6. Schedule B: (Jason Hui) P.Eng (778-319-3403) Geotechnical 7. HPO: Residential Builder- (Ashok Kumar Bihal) Note: This is a 2 storey building pursuant to the Zoning and Development By-Law ** Laneway house permit under DB-2021-06521.** **THIS PERMIT HAS BEEN ISSUED UNDER THE REQUIREMENTS OF VBBL #12511 (2019) ** | Uppal Electrical Ltd
MP-2023-00338 | 2023-03-09 | 286 E 53RD AVENUE, Vancouver, BC V5X 1H9 | Mechanical Permit | NULL | NULL | Completed | NULL | Bright Star Plumbing & Heating Supply Ltd
PP-2022-03777 | 2022-10-21 | 286 E 53RD AVENUE, Vancouver, BC V5X 1H9 | Plumbing Permit | Residential | New | Completed | Residential - Sump | GNA Contracting Ltd
PP-2023-00132 | 2023-03-07 | 286 E 53RD AVENUE, Vancouver, BC V5X 1H9 | Plumbing Permit | Residential | New | Completed | Residential - To install plumbing DWV and water pipe for the building, and install all plumbing fixtures. >To construct a 2 storey one-family dwelling with a secondary suite located in the Basement ($703,157.50) with an open parking pad, providing 1 parking space, having vehicular access from the 20' Lane. 1. Covenant registered at the Land Title Office under CA9796279 2. No Strata Titling permitted 3. A/C proposed – Exterior component located in rear yard, Interior component located in closet on second floor. 4. Bar sink located in basement 5. Schedule B: (Shambhu N Biswas) P.Eng (604-250-8666) Structural 6. Schedule B: (Jason Hui) P.Eng (778-319-3403) Geotechnical 7. HPO: Residential Builder- (Ashok Kumar Bihal) Note: This is a 2 storey building pursuant to the Zoning and Development By-Law ** Laneway house permit under DB-2021-06521.** **THIS PERMIT HAS BEEN ISSUED UNDER THE REQUIREMENTS OF VBBL #12511 (2019) ** | Bright Star Plumbing & Heating Supply Ltd
GP-2023-00860 | 2023-03-10 | 286 E 53RD AVENUE, Vancouver, BC V5X 1H9 | Gas Permit | Residential | New | Completed | Residential - To install Gas for range, bbq and boiler. >BP: To construct a 2 storey one-family dwelling with a secondary suite located in the Basement ($703,157.50) with an open parking pad, providing 1 parking space, having vehicular access from the 20' Lane. | Bright Star Plumbing & Heating Supply Ltd
EP-2023-03626 | 2023-04-26 | 286 E 53RD AVENUE, Vancouver, BC V5X 1H9 | Electrical Permit | Residential | New | Completed | Installation / Repair - Residential - ALARM, VAC, INTERCOM, TEL, CABLE, LOW VOLTAGE WIRING. >BP: To construct a 2 storey one-family dwelling with a secondary suite located in the Basement ($703,157.50) with an open parking pad, providing 1 parking space, having vehicular access from the 20' Lane. 1. Covenant registered at the Land Title Office under CA9796279 2. No Strata Titling permitted 3. A/C proposed – Exterior component located in rear yard, Interior component located in closet on second floor. 4. Bar sink located in basement 5. Schedule B: (Shambhu N Biswas) P.Eng (604-250-8666) Structural 6. Schedule B: (Jason Hui) P.Eng (778-319-3403) Geotechnical 7. HPO: Kennon Construction Ltd. 778-688-1929 Note: This is a 2 storey building pursuant to the Zoning and Development By-Law ** Laneway house permit under DB-2021-06521.** **THIS PERMIT HAS BEEN ISSUED UNDER THE REQUIREMENTS OF VBBL #12511 (2019) ** | Advanced Alarm-Tech Ltd
EP-2022-04232 | 2022-05-20 | 286 E 53RD AVENUE, Vancouver, BC V5X 1H9 | Electrical Permit | Residential | New | Expired | Temporary Power - Residential - To provide temporary power. Amend: June 7, 2022 Service size for temporary power pole is 60 amp 120/240 v 3wire | Uppal Electrical Ltd
SP-2023-00412 | 2023-03-10 | 286 E 53RD AVENUE, Vancouver, BC V5X 1H9 | Sprinkler Permit | Residential | New | Completed | Residential - To install 31 heads fire sprinkler system for the main house >BP: To construct a 2 storey one-family dwelling with a secondary suite located in the Basement with an open parking pad, providing 1 parking space, having vehicular access from the 20' Lane. 1. Covenant registered at the Land Title Office under CA9796279 2. No Strata Titling permitted 3. A/C proposed – Exterior component located in rear yard, Interior component located in closet on second floor. 4. Bar sink located in basement 5. Schedule B: (Shambhu N Biswas) P.Eng (604-250-8666) Structural 6. Schedule B: (Jason Hui) P.Eng (778-319-3403) Geotechnical 7. HPO: Kennon Construction Ltd. 778-688-192 | Bright Star Plumbing & Heating Supply Ltd
EP-2022-02648 | 2022-04-01 | 312 E 53RD AVENUE, Vancouver, BC V5X 1J1 | Electrical Permit | Residential | New | Completed | Installation / Repair - Residential - New construction >BP: To construct a 2 storey one-family dwelling ($495,000) with a detached accessory building (garage), at the rear providing 1 parking space, having vehicular access from the lane. Note: This is a 2 storey building pursuant to the Zoning and Development By-Law 1- A/C unit proposed in rear yard & main floor 2- Schedule B: Pawanjit Aulakh P.Eng (604.543.8044) Structural & Geotechnical 3- HPO: Residential Builder - B-Tec Custom Works inc. ******THIS PERMIT HAS BEEN ISSUED UNDER THE REQUIREMENTS OF VBBL #12511 (2019)****** | MSD Electrical Ltd.
EP-2022-03024 | 2022-04-13 | 312 E 53RD AVENUE, Vancouver, BC V5X 1J1 | Electrical Permit | Residential | New | Completed | Installation / Repair - Residential - Pre-wire security, tv, telephone >BP: To construct a 2 storey one-family dwelling ($495,000) with a detached accessory building (garage), at the rear providing 1 parking space, having vehicular access from the lane. Note: This is a 2 storey building pursuant to the Zoning and Development By-Law 1- A/C unit proposed in rear yard & main floor 2- Schedule B: Pawanjit Aulakh P.Eng (604.543.8044) Structural & Geotechnical 3- HPO: Residential Builder - B-Tec Custom Works inc. ******THIS PERMIT HAS BEEN ISSUED UNDER THE REQUIREMENTS OF VBBL #12511 (2019)****** | Corey S Doherty
GP-2022-01155 | 2022-04-13 | 312 E 53RD AVENUE, Vancouver, BC V5X 1J1 | Gas Permit | Residential | New | Completed | Residential - to install 1 furnace 1 water heater 1 range 1 bbq | Symbolistic Heating Ltd
SP-2022-00548 | 2022-04-19 | 312 E 53RD AVENUE, Vancouver, BC V5X 1J1 | Sprinkler Permit | Residential | New | Completed | Residential - MAIN HOUSE WITH NEW SPRINKLERS >BP: To construct a 2 storey one-family dwelling ($495,000) with a detached accessory building (garage), at the rear providing 1 parking space, having vehicular access from the lane. Note: This is a 2 storey building pursuant to the Zoning and Development By-Law 1- A/C unit proposed in rear yard & main floor 2- Schedule B: Pawanjit Aulakh P.Eng (604.543.8044) Structural & Geotechnical 3- HPO: Residential Builder - B-Tec Custom Works inc. ******THIS PERMIT HAS BEEN ISSUED UNDER THE REQUIREMENTS OF VBBL #12511 (2019)****** | BC Fire Sprinklers Ltd
PP-2022-00739 | 2022-03-04 | 312 E 53RD AVENUE, Vancouver, BC V5X 1J1 | Plumbing Permit | Residential | New | Completed | Residential - 1FD - Plumbing To construct a 2 storey one-family dwelling with a detached accessory building (garage), at the rear providing 1 parking space, having vehicular access from the lane. Note: This is a 2 storey building pursuant to the Zoning and Development By-Law 1- A/C unit proposed in rear yard & main floor | GOODWILL PLUMBING & HEATING LTD
PP-2022-00199 | 2022-01-24 | 312 E 53RD AVENUE, Vancouver, BC V5X 1J1 | Plumbing Permit | Residential | New | Completed | Residential - 1FD - sentry and storm con with one sump To construct a 2 storey one-family dwelling with a detached accessory building (garage), at the rear providing 1 parking space, having vehicular access from the lane. Note: This is a 2 storey building pursuant to the Zoning and Development By-Law 1- A/C unit proposed in rear yard & main floor | AKAL DEMOLITION & EXCAVATING LTD
EP-2022-00365 | 2022-01-18 | 312 E 53RD AVENUE, Vancouver, BC V5X 1J1 | Electrical Permit | Residential | New | Expired | Temporary Power - Residential - To provide temporary power. | MSD Electrical Ltd.
EP-2022-05482 | 2022-06-28 | 81 E 51ST AVENUE, Vancouver, BC V5X 1C1 | Electrical Permit | Residential | Renovation | Completed | Installation / Repair - Residential - Upgrade services from 100amp to 200amp | Gold Medal Electric Ltd
GP-2022-00231 | 2022-01-25 | 142 E 51ST AVENUE, Vancouver, BC V5X 1C3 | Gas Permit | Residential | Tenant Improvement | Completed | Residential - Replace hot water tank | Gregori Plumbing, Heating & Air Conditioning Ltd
EP-2022-03217 | 2022-04-21 | 136 E 52ND AVENUE, Vancouver, BC V5X 1G6 | Electrical Permit | Residential | New | Expired | Temporary Power - Residential - To provide temporary power. | AECOM ELECTRIC LTD
PP-2022-02723 | 2022-08-05 | 136 E 52ND AVENUE, Vancouver, BC V5X 1G6 | Plumbing Permit | Residential | New | Completed | Residential - 1FD+SS - #1 & #2 - Pump, sanitary and storm connection To construct a 2 storey one-family dwelling with a secondary suite located in the Basement with an open parking pad, providing 2 parking space, having vehicular access from the 20' Lane. Note: The entire building, INCLUDING THE ATTACHED GARAGE (if applicable), to be sprinklered to NFPA 13D 1. Covenant registered at the Land Title Office under CA9688415 2. A/C proposed – Exterior component located in Rear, Interior component located in second floor 3. Bar sink located in basement | GNA Contracting Ltd
EP-2022-06716 | 2022-08-29 | 136 E 52ND AVENUE, Vancouver, BC V5X 1G6 | Electrical Permit | Residential | New | Completed | Installation / Repair - Residential - 200 amp New Overhead Service, 125 Amp goes to main house , 100 amp goes to Lwh, >BP: To construct a 2 storey one-family dwelling with a secondary suite located in the Basement ($680,750) with an open parking pad, providing 2 parking space, having vehicular access from the 20' Lane. Note: The entire building, INCLUDING THE ATTACHED GARAGE (if applicable), to be sprinklered to NFPA 13D 1. Covenant registered at the Land Title Office under CA9688415 2. A/C proposed – Exterior component located in Rear, Interior component located in second floor 3. Bar sink located in basement 4. Schedule B: (S.N. Biswas) P.Eng (604.250.8666) Structural 5. Schedule B: (A.D.A Prahalad) P.Eng (604.831.1431) Geotechnical 6. HPO: Residential Builder- EJ Homes Ltd Note: This is a 2 storey building pursuant to the Zoning and Development By-Law Address Information: Principle Dwelling: #1-136 E 52nd Av Secondary Suite:#2-136 E 52nd Av Laneway home: #3-136 E 52nd Av Address and suite numbers assigned as per approved plans for Fire and Emergency response. The address number is to be posted to the building to be visible from the street and the suite numbers are to be posted at the suite entries in accordance with the Building By-law prior to final inspection. **THIS PERMIT HAS BEEN ISSUED UNDER THE REQUIREMENTS OF VBBL #12511 (2019) ** | AECOM ELECTRIC LTD
MP-2023-00014 | 2023-01-04 | 136 E 52ND AVENUE, Vancouver, BC V5X 1G6 | Mechanical Permit | NULL | NULL | Completed | NULL | Rain Coast Plumbing & Heating Ltd
PP-2022-04058 | 2022-11-09 | 136 E 52ND AVENUE, Vancouver, BC V5X 1G6 | Plumbing Permit | Residential | New | Completed | Residential - 1FD+SS - #1 & #2 - Plumbing for New house >DB: To construct a 2 storey one-family dwelling with a secondary suite located in the Basement with an open parking pad, providing 2 parking space, having vehicular access from the 20' Lane. Note: The entire building, INCLUDING THE ATTACHED GARAGE (if applicable), to be sprinklered to NFPA 13D 1. Covenant registered at the Land Title Office under CA9688415 2. A/C proposed – Exterior component located in Rear, Interior component located in second floor 3. Bar sink located in basement | Rain Coast Plumbing & Heating Ltd
SP-2023-00379 | 2023-03-07 | 136 E 52ND AVENUE, Vancouver, BC V5X 1G6 | Sprinkler Permit | Residential | New | Completed | Residential - 1FD+SS - #1 & #2 - new sprinkler installation >DB: To construct a 2 storey one-family dwelling with a secondary suite located in the Basement with an open parking pad, providing 2 parking space, having vehicular access from the 20' Lane. Note: The entire building, INCLUDING THE ATTACHED GARAGE (if applicable), to be sprinklered to NFPA 13D 1. Covenant registered at the Land Title Office under CA9688415 2. A/C proposed – Exterior component located in Rear, Interior component located in second floor 3. Bar sink located in basement | Real Tech Fire Protection Ltd
GP-2023-00459 | 2023-02-08 | 136 E 52ND AVENUE, Vancouver, BC V5X 1G6 | Gas Permit | Residential | New | Completed | Residential - To install: 1 boiler, 2 ranges and 1 BBQ There is pipping for 1 range BBQ >BP: To construct a 2 storey one-family dwelling with a secondary suite located in the Basement ($680,750) with an open parking pad, providing 2 parking space, having vehicular access from the 20' Lane. | JOT MECHANICAL LTD
GP-2023-03196 | 2023-10-24 | 149 E 52ND AVENUE, Vancouver, BC V5X 1G5 | Gas Permit | Residential | Addition | Completed | Residential - Boiler Replacement to high efficiency boiler | AKAL Plumbing & Heating Ltd
PP-2024-00119 | 2024-01-16 | 3150 E 54TH AVENUE, Vancouver, BC | Plumbing Permit | Commercial | Addition | Issued | Commercial - Adding one hand sink in a room | New Look Mechanical Ltd
EP-2024-00245 | 2024-01-12 | 3150 E 54TH AVENUE, Vancouver, BC | Electrical Permit | Commercial | Tenant Improvement | Issued | Installation / Repair - Commercial - 1. Install 3 plugs in one new room 2. Install internet Cat5e in one new room 3. Install 2'x2' ceiling lightings x 3 We will do the rough in one dedicate circuit/receptacle for the patient bed. >BP: #350 - 3rd floor Interior alterations to provide tenant improvements for the existing Health Care Office on the 3rd floor (#350) in this existing commercial building on this site. Scope of work: construct new partition walls to create 3 new exam rooms, electrical and plumbing work. TENANT: Collingwood Medical Clinic | Sunrun Projects Inc
SP-2023-02171 | 2023-11-30 | 3150 E 54TH AVENUE, Vancouver, BC | Sprinkler Permit | Commercial | Renovation | Issued | Commercial - SUITE #350 - 3RD FLOOR - Add (3) Relocate (1) to existing Medical Clinic. >BP: #350 - 3rd floor Interior alterations to provide tenant improvements for the existing Health Care Office on the 3rd floor (#350) in this existing commercial building on this site. Scope of work: construct new partition walls to create 3 new exam rooms, electrical and plumbing work. *****This application does not include any of the following: 1. Not more than 20 sprinklers (add, relocate, or remove), 2. hydraulic calculations, 3. change in occupancy and /or hazard classification, 4. warehouse storage arrangements, 5. mobile compact storage arrangements, 6. alternative solutions, 7. changes to the sprinkler system supply piping (e.g. valves, mains, cross-mains, branch-lines, etc.), or 8. flexible sprinkler pipe. | Community Fire Prevention Ltd
EP-2023-02064 | 2023-03-10 | 3150 E 54TH AVENUE, Vancouver, BC | Electrical Permit | Commercial | Renovation | Completed | Installation / Repair - Commercial - Maintenance replacement of fire alarm (control unit and all initiating devices [manual pulls, heat detectors, smoke detectors]). Note: This permit has been issued based on Bulletin 2018-004-BU/EL. | Fina Electrical Systems Ltd
EP-2023-03297 | 2023-04-18 | 3150 E 54TH AVENUE, Vancouver, BC | Electrical Permit | Commercial | NULL | Issued | Annual / Operating - Electrical and General Lighting Maintenance Renewal of EP-2022-03910 Valid: May 11, 2023 to May 10, 2024 | Finn Electric Ltd DBA Litespan Electric
EP-2022-03910 | 2022-05-13 | 3150 E 54TH AVENUE, Vancouver, BC | Electrical Permit | Commercial | NULL | Expired | Annual / Operating - ANNUAL PERMIT Effective dates: May 11, 2022 to May 10, 2023 Renewal of EP-2021-03631 | Finn Electric Ltd DBA Litespan Electric
EP-2023-05655 | 2023-07-10 | 3262 E 53RD AVENUE, Vancouver, BC V5S 1W7 | Electrical Permit | Residential | Tenant Improvement | Issued | Installation / Repair - Residential - Electrical installation of mini split system NO MECHANICAL PERMIT AT THIS TIME. | Moore And Russell Heating And Air Conditioning Ltd
EP-2022-00221 | 2022-01-12 | 3280 E 53RD AVENUE, Vancouver, BC V5S 1W7 | Electrical Permit | Residential | New | Expired | Temporary Power - Residential - To provide temporary power. | Kooner Electrical Ltd
PP-2022-01590 | 2022-05-09 | 3280 E 53RD AVENUE, Vancouver, BC V5S 1W7 | Plumbing Permit | Residential | New | Issued | Residential - sump >BP: To construct a 2 storey two-family dwelling with a/(2) secondary suite (s) located in the Basement ($949,750.00) with a detached accessory building (garage) having vehicular access from the lane. 1. Covenant registered at the Land Title Office under CA9225370 2. A/C Unit proposed located in rear yard and main floor 3. Schedule B:Tong Ngo P.Eng (604-3722120) Structural and Geotechnical 7. HPO: Residential Builder- Montage Development Ltd The entire building to be sprinklered to 2 x NFPA 13D Note: This is a 2 storey building pursuant to the Zoning and Development By-Law Front / North Unit #1-3280 E 53rd Av - One Family Dwelling (1st & 2nd floor) #2-3280 E 53rd Av - Secondary Suite (basement) Back / South Unit #1-3282 E 53rd Av - One Family Dwelling (1st & 2nd floor) #2-3280 E 53rd Av - Secondary Suite (basement) Address and suite numbers assigned as per approved plans for Fire and Emergency response. The address numbers are to be posted to the building to be visible from the street and the suite numbers are to be posted at the suite entries in accordance with the Building By-law prior to final inspection. ******THIS PERMIT HAS BEEN ISSUED UNDER THE REQUIREMENTS OF VBBL 2019****** | PTL Contracting Ltd
GP-2022-03513 | 2022-11-10 | 3280 E 53RD AVENUE, Vancouver, BC V5S 1W7 | Gas Permit | Residential | New | Completed | Residential - 2FD+SS - FRONT - 3280 E 53RD AV - #1 & #2 BACK - 3282 E 53RD AV - #1 & #2 BBQ piping only To construct a 2 storey two-family dwelling with a/(2) secondary suite (s) located in the Basement with a detached accessory building (garage) having vehicular access from the lane. 1. Covenant registered at the Land Title Office under CA9225370 2. A/C Unit proposed located in rear yard and main floor The entire building to be sprinklered to 2 x NFPA 13D | Lally Plumbing & Heating Ltd
PP-2022-02124 | 2022-06-17 | 3280 E 53RD AVENUE, Vancouver, BC V5S 1W7 | Plumbing Permit | Residential | New | Completed | Residential - Plumbing >To construct a 2 storey two-family dwelling with a/(2) secondary suite (s) located in the Basement ($949,750.00) with a detached accessory building (garage) having vehicular access from the lane. 1. Covenant registered at the Land Title Office under CA9225370 2. A/C Unit proposed located in rear yard and main floor 3. Schedule B:Tong Ngo P.Eng (604-3722120) Structural and Geotechnical 7. HPO: Residential Builder- Montage Development Ltd The entire building to be sprinklered to 2 x NFPA 13D Note: This is a 2 storey building pursuant to the Zoning and Development By-Law Front / North Unit #1-3280 E 53rd Av - One Family Dwelling (1st & 2nd floor) #2-3280 E 53rd Av - Secondary Suite (basement) Back / South Unit #1-3282 E 53rd Av - One Family Dwelling (1st & 2nd floor) #2-3280 E 53rd Av - Secondary Suite (basement) Address and suite numbers assigned as per approved plans for Fire and Emergency response. The address numbers are to be posted to the building to be visible from the street and the suite numbers are to be posted at the suite entries in accordance with the Building By-law prior to final inspection. ******THIS PERMIT HAS BEEN ISSUED UNDER THE REQUIREMENTS OF VBBL 2019****** | Lally Plumbing & Heating Ltd
EP-2022-08174 | 2022-10-18 | 3280 E 53RD AVENUE, Vancouver, BC V5S 1W7 | Electrical Permit | Residential | New | Completed | Installation / Repair - Residential - Rough wire, service and finishing to be completed DUPLEX 1 (front) - 125A BREAKER DUPLEX 2 (rear) - 125A BREAKER MAIN SERVICE 200A To construct a 2 storey two-family dwelling with a/(2) secondary suite (s) located in the Basement with a detached accessory building (garage) having vehicular access from the lane. 1. Covenant registered at the Land Title Office under CA9225370 2. A/C Unit proposed located in rear yard and main floor 3. Schedule B:Tong Ngo P.Eng (604-3722120) Structural and Geotechnical 7. HPO: Residential Builder- Montage Development Ltd | Kooner Electrical Ltd
EP-2022-08205 | 2022-09-28 | 3280 E 53RD AVENUE, Vancouver, BC V5S 1W7 | Electrical Permit | Residential | New | Completed | Installation / Repair - Residential - ( Low Voltage)Complete Security Alarm System, Tel, Data, Tv, Vacuum Speakers, Cameras, Pre Wire And Complete Security Alarm System - Contact Gurdeep 604-729-3595 >BP: To construct a 2 storey two-family dwelling with a/(2) secondary suite (s) located in the Basement ($949,750.00) with a detached accessory building (garage) having vehicular access from the lane. 1. Covenant registered at the Land Title Office under CA9225370 2. A/C Unit proposed located in rear yard and main floor 3. Schedule B:Tong Ngo P.Eng (604-3722120) Structural and Geotechnical 7. HPO: Residential Builder- Montage Development Ltd The entire building to be sprinklered to 2 x NFPA 13D Note: This is a 2 storey building pursuant to the Zoning and Development By-Law | Ads Security Systems Ltd
SP-2022-01552 | 2022-09-27 | 3280 E 53RD AVENUE, Vancouver, BC V5S 1W7 | Sprinkler Permit | Residential | New | Issued | Residential - Install Sprinkler Heads To construct a 2 storey two-family dwelling with a/(2) secondary suite (s) located in the Basement with a detached accessory building (garage) having vehicular access from the lane. 1. Covenant registered at the Land Title Office under CA9225370 2. A/C Unit proposed located in rear yard and main floor 3. Schedule B:Tong Ngo P.Eng (604-3722120) Structural and Geotechnical 7. HPO: Residential Builder- Montage Development Ltd | RAHELU PLUMBING & HEATING LTD.
PP-2022-01775 | 2022-05-26 | 3245 E 54TH AVENUE, Vancouver, BC V5S 1Z2 | Plumbing Permit | Residential | New | Completed | Residential - Install 3/4" backflow prevention device >BP: Exterior and interior alterations and change of use to this existing one-storey with basement one-family dwelling to convert to one-family dwelling with secondary suite with one surface level parking space and a detached two-car garage with access from the rear lane. Scope of work includes addition to lower floor, new covered deck above addition, site plan pathway reconfigured, legalization of suite. Notes: 1. Building not required to be sprinkelered at this time due to scope of work. If a revision is proposed, sprinkelers may be required if project value increases to be >50% of the replacement value of the existing house prior to the renovation. 2. Engineering upgrades not required at this time as per Cheryl Moore and Terry Wilson. 3. Issued under VBBL 2014. REVISION #1 - 21.03.03 1 SLAB LEVEL & CEILING HEIGHT IN FAMILY ROOM IN PROPOSED LOWER FLOOR ADDITION REVISED 2 STORM WATER SUMP NOTED BELOW BACK EXTERIOR STAIRS (SEE MECHANICAL DRAWINGS) 3 NEW MAIN FLOOR EXTERIOR WALLS TO BE 2x4 WOOD STUDS w/ R14 BATT INSULATION (SEE REVISED REUP FORM) 4 NEW CLOSET IN BASEMENT RECREATION ROOM 5 EN-SUITE LAYOUT ON MAIN FLOOR REVISED 6 EXTERIOR PATHWAY TO GARAGE RECONFIGURED 7 NEW LANDING AND STAIRS FROM NORTH DOOR OF BASEMENT TO GRADE. NEW GUARDRAIL AND HANDRAIL 8 NEW GUARDRAIL ON MAIN FLOOR STAIRS 9 FRENCH DOOR (NOT SLIDING DOOR) FROM MAIN FLOOR KITCHEN 10 NEW WET BAR AND SINK IN FAMILY ROOM IN BASEMENT 11 EXISTING TREE #1 TO BE REMOVED 12 CLOSET BETWEEN NORTH & SOUTH BEDROOMS REVISED 13 NEW CLOSET AT MAIN FLOOR ENTRANCE AND ADJACENT BEDROOM 14 RELOCATE LAUNDRY IN BASEMENT RENTAL SUITE 15 WALL TYPE "W3" AND FLOOR "F3" REVISED 16 NEW ATTIC ACCESS IN FRONT HALLWAY 22.5" x 47" 17 NORTH WINDOW IN KITCHEN REVISED IN SIZE 18 NEW WALLS TO HAVE FIBRE CEMENT PLANK CLADDING 19 NEW CLOSET IN RENTAL SUITE BEDROOM 20 STORAGE / MECHANICAL AREA LAYOUT REVISED 21 METAL AWNING OVER SUNDECK DELETED FROM SCOPE | M&M Industries Ltd
NULL | NULL | 3261 E 54TH AVENUE, Vancouver, BC V5S 1Z2 | Mechanical Permit | NULL | NULL | Draft | NULL | Fastech Electrical Ltd
EP-2023-04909 | 2023-06-02 | 3261 E 54TH AVENUE, Vancouver, BC V5S 1Z2 | Electrical Permit | Residential | New | Completed | Installation / Repair - Residential - Low voltage, security prewiring. >BP: To construct a 2 storey two-family dwelling with (2) secondary suite(s) located in the Basement ($1,082,815) with a detached accessory building (garage) and 1 open parking at the rear providing 3 parking spaces, having vehicular access from the lane. 1. Covenant registered at the Land Title Office under CB441502 2. No A/C Unit proposed 3. Entire building to be sprinklered 2 x 13D 4. “As shown by an asterisk (*) on the building permit floor plans and/or elevations, exit protection is required to be provided in accordance with Articles 9.9.4.4., 9.9.4.6., and/or 9.37.2.8. of the 2019 VBBL 5. Schedule B: (Md. Shahidul Alam) P.Eng (604.653.7475) Structural 6. Schedule B: (Md. Shahidul Alam) P.Eng (604.653.7475) Geotechnical 7. HPO: Owner Builder- Gurinder Garcha Note: This is a 2 storey building pursuant to the Zoning and Development By-Law **THIS PERMIT HAS BEEN ISSUED UNDER THE REQUIREMENTS OF VBBL #12511 (2019)** | Fastech Electrical Ltd
SP-2023-00985 | 2023-06-05 | 3261 E 54TH AVENUE, Vancouver, BC V5S 1Z2 | Sprinkler Permit | Residential | New | Completed | Residential - 2FD+2SS - WEST - 3261 E 54TH AV - #1 & #2 EAST - 3263 E 54TH AV - #1 & #2 DUPLEX WITH NEW SPRINKLERS >To construct a 2 storey two-family dwelling with (2) secondary suite(s) located in the Basement with a detached accessory building (garage) and 1 open parking at the rear providing 3 parking spaces, having vehicular access from the lane. 1. Covenant registered at the Land Title Office under CB441502 2. No A/C Unit proposed 3. Entire building to be sprinklered 2 x 13D | BC Fire Sprinklers Ltd
GP-2023-01734 | 2023-06-05 | 3261 E 54TH AVENUE, Vancouver, BC V5S 1Z2 | Gas Permit | Residential | New | Completed | Residential - Complete 2 boilers, 2 ranges, 2 bbq. > BP: To construct a 2 storey two-family dwelling with (2) secondary suite(s) | Deep Gas Fitting Ltd.
PP-2023-01446 | 2023-04-25 | 3261 E 54TH AVENUE, Vancouver, BC V5S 1Z2 | Plumbing Permit | Residential | New | Completed | Residential - New duplex plumbing >BP: To construct a 2 storey two-family dwelling with (2) secondary suite(s) located in the Basement with a detached accessory building (garage) and 1 open parking at the rear providing 3 parking spaces, having vehicular access from the lane. 1. Covenant registered at the Land Title Office under CB441502 2. No A/C Unit proposed 3. Entire building to be sprinklered 2 x 13D 4. “As shown by an asterisk (*) on the building permit floor plans and/or elevations, exit protection is required to be provided in accordance with Articles 9.9.4.4., 9.9.4.6., and/or 9.37.2.8. of the 2019 VBBL 5. Schedule B: (Md. Shahidul Alam) P.Eng (604.653.7475) Structural 6. Schedule B: (Md. Shahidul Alam) P.Eng (604.653.7475) Geotechnical 7. HPO: Owner Builder- Gurinder Garcha Sept 21/2023-AMEND Add 2basin sink rough in only to permit | JAI Plumbing & Heating Ltd
PP-2023-00861 | 2023-03-14 | 3261 E 54TH AVENUE, Vancouver, BC V5S 1Z2 | Plumbing Permit | Residential | New | Completed | Residential - 2FD+2SS - installing storm sump and sentry connections | BigCity Excavation Ltd
EP-2023-01543 | 2023-03-07 | 3261 E 54TH AVENUE, Vancouver, BC V5S 1Z2 | Electrical Permit | Residential | New | Completed | Installation / Repair - Residential - Service/rough in/ finishing of electrical components & devices *Amend Jun 16, 2023 -"AC" rough in only *An additional electrical permit + mechanical permit will be required at time of AC installation >BP: To construct a 2 storey two-family dwelling with (2) secondary suite(s) located in the Basement ($1,082,815) with a detached accessory building (garage) and 1 open parking at the rear providing 3 parking spaces, having vehicular access from the lane. 1. Covenant registered at the Land Title Office under CB441502 2. No A/C Unit proposed 3. Entire building to be sprinklered 2 x 13D 4. “As shown by an asterisk (*) on the building permit floor plans and/or elevations, exit protection is required to be provided in accordance with Articles 9.9.4.4., 9.9.4.6., and/or 9.37.2.8. of the 2019 VBBL 5. Schedule B: (Md. Shahidul Alam) P.Eng (604.653.7475) Structural 6. Schedule B: (Md. Shahidul Alam) P.Eng (604.653.7475) Geotechnical 7. HPO: Owner Builder- Gurinder Garcha Note: This is a 2 storey building pursuant to the Zoning and Development By-Law **THIS PERMIT HAS BEEN ISSUED UNDER THE REQUIREMENTS OF VBBL #12511 (2019)** | Fastech Electrical Ltd
EP-2023-09927 | 2023-11-09 | 3261 E 54TH AVENUE, Vancouver, BC V5S 1Z2 | Electrical Permit | Residential | Tenant Improvement | Completed | Installation / Repair - Residential - Add exit signs for home daycare | Parminder Bagry
EP-2023-11239 | 2023-12-21 | 3482 E 47TH AVENUE, Vancouver, BC V5S 1C9 | Electrical Permit | Residential | Renovation | Issued | Installation / Repair - Residential - ¦ 1FD: 125A DISCONNECT/ RE-CONNECT ¦ House need power from New service....disconnect and reconnect same day It's line to line 240 Volts....125 amps and single phase | Friend Electrical Ltd
GP-2023-01253 | 2023-04-17 | 3503 E 47TH AVENUE, Vancouver, BC V5S 1E1 | Gas Permit | Residential | Renovation | Completed | Residential - REPLACING AN OLD BOILER WITH A NEW NAVIEN COMBI BOILER | Superstar Plumbing Heating & Sprinkler Supplies Ltd
GP-2022-00339 | 2022-04-04 | 3541 E 47TH AVENUE, Vancouver, BC V5S 1E1 | Gas Permit | Residential | Renovation | Completed | Residential - gas furnace installation | ROMA Heating Ltd
EP-2022-09733 | 2022-11-17 | 3559 E 47TH AVENUE, Vancouver, BC V5S 1E3 | Electrical Permit | Residential | New | Expired | Temporary Power - Residential - To provide temporary power. | Blueridge Electrical Ltd.
EP-2023-08755 | 2023-10-16 | 3559 E 47TH AVENUE, Vancouver, BC V5S 1E3 | Electrical Permit | Residential | Addition | Completed | Installation / Repair - Residential - ¦ 1FD- 200A/ DISCONNECT/ RE-CONNECT ¦ Moving and connecting Service to main house to new Laneway house | Blueridge Electrical Ltd.
PP-2022-03954 | 2022-11-02 | 2810 E 48TH AVENUE, Vancouver, BC V5S 1G9 | Plumbing Permit | Residential | New | Issued | Residential - 1FD+SS - #1 & #2 - sump placing | Metro Contracting Ltd
PP-2023-00003 | 2023-01-09 | 2810 E 48TH AVENUE, Vancouver, BC V5S 1G9 | Plumbing Permit | Residential | New | Issued | Residential - plimbing >BP: To construct a 2 storey + basement one-family dwelling with a secondary suite located in the basement with an open parking pad, at the rear providing one parking spaces, having vehicular access from the lane. This is a 2 storey building pursuant to the Zoning and Development By-Law 1- No strata titling permitted. 2- Bar sink proposed in main floor. 3- A/C unit proposed in rear yard. 4- Schedule B: Jason Hui P.Eng (778.319.3403) Structural & Geotechnical 5- HPO: Cyanic Developments Inc | KDD Plumbing & Heating Ltd
NULL | NULL | 2810 E 48TH AVENUE, Vancouver, BC V5S 1G9 | Mechanical Permit | NULL | NULL | Draft | NULL | NULL
NULL | NULL | 2810 E 48TH AVENUE, Vancouver, BC V5S 1G9 | Mechanical Permit | NULL | NULL | Draft | NULL | KDD Plumbing & Heating Ltd
MP-2023-00079 | 2023-01-18 | 2810 E 48TH AVENUE, Vancouver, BC V5S 1G9 | Mechanical Permit | NULL | NULL | Issued | NULL | KDD Plumbing & Heating Ltd
EP-2022-05631 | 2022-07-04 | 2810 E 48TH AVENUE, Vancouver, BC V5S 1G9 | Electrical Permit | Residential | New | Expired | Temporary Power - Residential - To provide temporary power. | G N ELECTRIC LTD
SP-2023-00535 | 2023-04-18 | 2810 E 48TH AVENUE, Vancouver, BC V5S 1G9 | Sprinkler Permit | Residential | New | Issued | Residential - 1FD+SS - #1 & #2 - new sprinkler system >DB: To construct a 2 storey + basement one-family dwelling with a secondary suite located in the basement with an open parking pad, at the rear providing one parking spaces, having vehicular access from the lane. This is a 2 storey building pursuant to the Zoning and Development By-Law 1- No strata titling permitted. 2- Bar sink proposed in main floor. 3- A/C unit proposed in rear yard. The entire building, to be sprinklered to NFPA 13D. | Haven Fire Protection Ltd
NULL | NULL | 2810 E 48TH AVENUE, Vancouver, BC V5S 1G9 | Mechanical Permit | NULL | NULL | Draft | NULL | KDD Plumbing & Heating Ltd
EP-2023-01699 | 2023-03-10 | 2810 E 48TH AVENUE, Vancouver, BC V5S 1G9 | Electrical Permit | Residential | New | Issued | Installation / Repair - Residential - New house wiring and finishing service is 125 amp *An approved mechanical permit is required for the installation of air conditioning or heat pump unit at the time of installation before an electrical inspection will be performed >BP: To construct a 2 storey + basement one-family dwelling with a secondary suite located in the basement with an open parking pad, at the rear providing one parking spaces, having vehicular access from the lane. This is a 2 storey building pursuant to the Zoning and Development By-Law 1- No strata titling permitted. 2- Bar sink proposed in main floor. 3- A/C unit proposed in rear yard. 4- Schedule B: Jason Hui P.Eng (778.319.3403) Structural & Geotechnical 5- HPO: Cyanic Developments Inc Combustible projections or roof soffits on an exposing building face shall not project to less than .45m from the property line and shall be in compliance with VBBL 2019 9.10.15.5.(9) The entire building, to be sprinklered to NFPA 13D. ******THIS PERMIT HAS BEEN ISSUED UNDER THE REQUIREMENTS OF VBBL #12511 (2019)****** | G N ELECTRIC LTD
NULL | NULL | 2810 E 48TH AVENUE, Vancouver, BC V5S 1G9 | Plumbing Permit | Residential | New | Draft | Residential - Plumbing Rough in DWV | KDD Plumbing & Heating Ltd
GP-2023-00736 | 2023-03-03 | 2810 E 48TH AVENUE, Vancouver, BC V5S 1G9 | Gas Permit | Residential | New | Issued | Residential - 1FD+SS - #1 & #2 - Complete boiler and range only. >DB: To construct a 2 storey + basement one-family dwelling with a secondary suite located in the basement with an open parking pad, at the rear providing one parking spaces, having vehicular access from the lane. This is a 2 storey building pursuant to the Zoning and Development By-Law 1- No strata titling permitted. 2- Bar sink proposed in main floor. 3- A/C unit proposed in rear yard. The entire building, to be sprinklered to NFPA 13D. | Deep Gas Fitting Ltd.
EP-2023-01892 | 2023-03-07 | 2810 E 48TH AVENUE, Vancouver, BC V5S 1G9 | Electrical Permit | Residential | New | Issued | Installation / Repair - Residential - Extra Low Voltage. Door Bell, Data, Voice, TV Cable, Alarm Prewire, Security Camera, Central Vacuum. >BP: To construct a 2 storey + basement one-family dwelling with a secondary suite located in the basement with an open parking pad, at the rear providing one parking spaces, having vehicular access from the lane. This is a 2 storey building pursuant to the Zoning and Development By-Law 1- No strata titling permitted. 2- Bar sink proposed in main floor. 3- A/C unit proposed in rear yard. 4- Schedule B: Jason Hui P.Eng (778.319.3403) Structural & Geotechnical 5- HPO: Cyanic Developments Inc | SECUTECH DEVELOPMENT LTD.
EP-2022-02977 | 2022-04-13 | 1988 E 49TH AVENUE, Vancouver, BC V5P 1T3 | Electrical Permit | Commercial | Renovation | Completed | Installation / Repair - Commercial - Additional circuit for AC unit located within the ground floor, NW Corner and adjacent parkade. This installation is an addition to a TELUS cellular site. This AC unit was allowed for in the original build load calculation. Attached is a letter from the engineer to the electrical inspector with the load summary. | HighAngle Electrical Inc
GP-2023-03832 | 2023-12-02 | 2063 E 49TH AVENUE, Vancouver, BC V5P 1T6 | Gas Permit | Residential | Renovation | Issued | Residential - replace a combi boiler | SUNFLOWER HOME SERVICE LTD
GP-2023-02266 | NULL | 2068 E 49TH AVENUE, Vancouver, BC V5P 1T7 | Gas Permit | Residential | Renovation | Application Incomplete | Residential - Replace older IBC Boiler with new IBC Boiler SL-14-115 | Day and KNIGHT PLUMBING Heating Ltd
NULL | NULL | 2068 E 49TH AVENUE, Vancouver, BC V5P 1T7 | Gas Permit | Residential | Renovation | Draft | Residential - Replacement of Boiler 95% | Day and KNIGHT PLUMBING Heating Ltd
GP-2023-00882 | 2023-03-12 | 2142 E 49TH AVENUE, Vancouver, BC V5P 1T7 | Gas Permit | Residential | Addition | Completed | Residential - re and re gas range | Christopher Sterling
EP-2024-00058 | 2024-01-03 | 2160 E 49TH AVENUE, Vancouver, BC V5P 1T7 | Electrical Permit | Residential | New | Issued | Temporary Power - Residential - To provide temporary power. | Powerful Electric Ltd
GP-2022-02331 | 2022-08-09 | 2163 E 49TH AVENUE, Vancouver, BC V5P 1T6 | Gas Permit | Residential | Addition | Completed | Residential - re and re gas range | Christopher Sterling
EP-2022-06989 | NULL | 2218 E 49TH AVENUE, Vancouver, BC V5P 1T8 | Electrical Permit | Residential | Renovation | Withdrawn | Installation / Repair - Residential - Upgrade overhead service from 100Amps to 200Amps. Replace the panel. | MILKYWAY INDUSTRY LTD
GP-2022-00902 | 2022-03-22 | 3211 E 49TH AVENUE, Vancouver, BC V5S 1L4 | Gas Permit | Residential | New | Completed | Residential - Replace Furnace @ 100,000 BTU | Broadway Refrigeration & Air Conditioning Co Ltd
GP-2023-03634 | 2023-11-21 | 495 E 52ND AVENUE, Vancouver, BC V5X 1G7 | Gas Permit | Residential | Tenant Improvement | Completed | Residential - install 1 gas fireplace | Campbell Care Plumbing, Heating & Air Ltd.
GP-2023-04005 | 2023-12-13 | 542 E 52ND AVENUE, Vancouver, BC V5X 1G9 | Gas Permit | Residential | Tenant Improvement | Completed | Residential - replacing boiler | Coleman Heating Inc
EP-2022-05946 | 2022-07-15 | 555 E 52ND AVENUE, Vancouver, BC V5X 1G8 | Electrical Permit | Residential | Addition | Completed | Installation / Repair - Residential - Service update and secondary suite wiring Exterior and interior alterations to convert the existing 2 car garage into a secondary suite for this existing two storey slab on grade one family dwelling on this inside with lane site. Amend: Feb 21, 2023 Secondary suite low voltage wiring telephone cable and data wiring job value increase with 450 $ | Uppal Electrical Ltd
PP-2022-01710 | 2022-05-19 | 555 E 52ND AVENUE, Vancouver, BC V5X 1G8 | Plumbing Permit | Residential | Renovation | Completed | Residential - Plumbing for: >BP: Exterior and interior alterations to convert the existing 2 car garage into a secondary suite for this existing two storey slab on grade one family dwelling on this inside with lane site. *** existing non-conforming FSR accepted by David Jung, April 5, 2022 To be unit #1 (principal) and #2 (secondary suite) BUILDING 1 #1-555 E 52nd Av - One Family Dwelling (1st - 2nd floor) #2-555 E 52nd Av - Secondary Suite (north east corner of 1st floor) Address and suite numbers assigned as per approved plans for Fire and Emergency response. The address numbers are to be posted on the building to be visible from the street and the suite numbers are to be posted at the suite entries in accordance with the Building By-law prior to final inspection. | Lally Plumbing & Heating Ltd
GP-2022-01289 | 2022-04-25 | 555 E 52ND AVENUE, Vancouver, BC V5X 1G8 | Gas Permit | Residential | Renovation | Completed | Residential - Furnace replacement Exterior and interior alterations to convert the existing 2 car garage into a secondary suite for this existing two storey slab on grade one family dwelling on this inside with lane site. | PANNU GAS & HEATING SERVICES
GP-2022-01297 | 2022-04-26 | 789 E 52ND AVENUE, Vancouver, BC V5X 1H1 | Gas Permit | Residential | Addition | Completed | Residential - This is a old house getting a new boiler installed | AKAL Plumbing & Heating Ltd
MP-2023-00026 | 2023-01-05 | 789 E 52ND AVENUE, Vancouver, BC V5X 1H1 | Mechanical Permit | NULL | NULL | Issued | NULL | East West Plumbing (2007) Ltd
NULL | NULL | 789 E 52ND AVENUE, Vancouver, BC V5X 1H1 | Mechanical Permit | NULL | NULL | Draft | NULL | East West Plumbing (2007) Ltd
EP-2022-08910 | 2023-01-17 | 789 E 52ND AVENUE, Vancouver, BC V5X 1H1 | Electrical Permit | Residential | Renovation | Completed | Installation / Repair - Residential - Wiring for new AC MP-2023-00026 | Roop Electric Co Ltd
GP-2022-03903 | NULL | 1855 E 51ST AVENUE, Vancouver, BC V5P 1W1 | Gas Permit | Residential | New | Cancelled | Residential - Addition of one more gas range | Yi He
GP-2022-02044 | 2022-07-12 | 1855 E 51ST AVENUE, Vancouver, BC V5P 1W1 | Gas Permit | Residential | Addition | Completed | Residential - Gas Appliance FOR THE SECOND LEGAL SUITE >BP:Exterior and interior alterations and change of use of this existing two-storey, one-family dwelling to a one-family dwelling with a secondary suite, with 1 off-street parking space provided in the detached garage, having vehicular access off the rear lane. Scope of work includes kitchen renovation on the main floor and new bathroom on the upper floor. AMEND: DEC 8/2022 Addition of one more gas range | Yi He
PP-2022-02405 | 2022-07-12 | 1855 E 51ST AVENUE, Vancouver, BC V5P 1W1 | Plumbing Permit | Residential | Renovation | Completed | Residential - Second legal suite >Exterior and interior alterations and change of use of this existing two-storey, one-family dwelling to a one-family dwelling with a secondary suite, with 1 off-street parking space provided in the detached garage, having vehicular access off the rear lane. Scope of work includes kitchen renovation on the main floor and new bathroom on the upper floor. Structural Schedule B submitted by Frankie Xu, P. Eng., 778.895.0848 Note: - No strata-titling will be permitted. - This is a two-storey building pursuant to the Zoning and Development By-law. - An annual Vancouver Business License must be obtained prior to the rental of this approved one-family dwelling and/or secondary suite on this site. - Install interconnected, hardwired, 120 volt smoke alarms with battery back-up and silencing feature, in each sleeping unit and within 5m outside each sleeping areas on each storey as per Building Bylaw 9.10.19. - Install Carbon Monoxide Alarm as per Building By-Law 9.32.4.2. & Bulletin 2007-007-BU/EL - Renovation Energy Upgrade Proposal provided by Arshdeep Sandhu of Ecosteps Energy Ltd, 778.317.4850. | Yi He
EP-2022-07455 | 2022-09-08 | 1855 E 51ST AVENUE, Vancouver, BC V5P 1W1 | Electrical Permit | Residential | Renovation | Completed | Installation / Repair - Residential - Interior reno including the secondary suite and service upgrade to 150A. -pre-wire for the AC for now >BP: Exterior and interior alterations and change of use of this existing two-storey, one-family dwelling to a one-family dwelling with a secondary suite, with 1 off-street parking space provided in the detached garage, having vehicular access off the rear lane. Scope of work includes kitchen renovation on the main floor and new bathroom on the upper floor. Structural Schedule B submitted by Frankie Xu, P. Eng., 778.895.0848 Note: - No strata-titling will be permitted. - This is a two-storey building pursuant to the Zoning and Development By-law. - An annual Vancouver Business License must be obtained prior to the rental of this approved one-family dwelling and/or secondary suite on this site. - Install interconnected, hardwired, 120 volt smoke alarms with battery back-up and silencing feature, in each sleeping unit and within 5m outside each sleeping areas on each storey as per Building Bylaw 9.10.19. - Install Carbon Monoxide Alarm as per Building By-Law 9.32.4.2. & Bulletin 2007-007-BU/EL - Renovation Energy Upgrade Proposal provided by Arshdeep Sandhu of Ecosteps Energy Ltd, 778.317.4850. | JIU DING ELECTRIC LTD
GP-2023-04162 | NULL | 1855 E 51ST AVENUE, Vancouver, BC V5P 1W1 | Gas Permit | Residential | Renovation - Dwelling Unit(s) only | Application Incomplete | Residential - replacement of furnace | Alliance Total Solution Inc
GP-2023-00095 | 2023-01-10 | 2815 E 46TH AVENUE, Vancouver, BC V5S 1A8 | Gas Permit | Residential | Addition | Completed | Residential - RE & RE FURNACE | B C Furnace Service Ltd
MP-2022-00136 | 2022-08-24 | 2881 E 46TH AVENUE, Vancouver, BC V5S 1A8 | Mechanical Permit | NULL | NULL | Completed | NULL | Milani Electric Limited
EP-2022-06555 | 2022-08-09 | 2881 E 46TH AVENUE, Vancouver, BC V5S 1A8 | Electrical Permit | Residential | New | Completed | Installation / Repair - Residential - Wire and connect the new Heat Pump and install a Load sharing device. Heat pump load is switched / controlled by a load controller. Note: A mechanical permit is required. | Gerald W Jansen & Jody Jansen
GP-2023-00133 | 2023-01-23 | 2889 E 46TH AVENUE, Vancouver, BC V5S 1A8 | Gas Permit | Residential | Renovation | Completed | Residential - Replaced existing furnace with high efficiency | Lew Plumbing And Heating Ltd
EP-2022-03606 | 2022-05-04 | 2212 E 46TH AVENUE, Vancouver, BC V5P 1P4 | Electrical Permit | Residential | New | Completed | Installation / Repair - Residential - NEW ELECTRICAL FOR SINGLE FAMILY WITH SUITE >BP: To construct a 2 storey + basement one-family dwelling with a secondary suite ($708,250) located in the basement with a detached accessory building (garage), at the rear providing 2 parking spaces, having vehicular access from the lane. Note: This Building Permit will remain in a suspended status until the associated (green) Demolition Permit BP-2021-03543 is completed. Note: This is a 2 storey building pursuant to the Zoning and Development By-Law 1- Covenant registered at the Land Title Office under CA8862661 2- No strata titling permitted 3- Bar sink proposed 4- A/C unit proposed 5. Schedule B: Alan Prahalad P.Eng (604-831-1431) Structural & Geotechnical 6. HPO: Residential Builder- Sunrick Development Ltd 7- Entire Building to have NFPA 13-D Address Note: BUILDING 1 #1-2212 E 46th Av - One Family Dwelling (1st & 2nd floor, east portion of basement) #2-2212 E 46th Av - Secondary Suite (west portion of basement) Address and suite numbers assigned as per approved plans for Fire and Emergency response. The address number is to be posted to the building to be visible from the street and the suite numbers are to be posted at the suite entries in accordance with the Building By-law prior to final inspection. ****ALL PROJECT COORINATOR NOTES HAS BEEN ACCEPTED BY THE APPLICANT**** ******THIS PERMIT HAS BEEN ISSUED UNDER THE REQUIREMENTS OF VBBL #12511 (2019)****** | Indy Electrical Ltd
PP-2022-02052 | 2022-06-14 | 2212 E 46TH AVENUE, Vancouver, BC V5P 1P4 | Plumbing Permit | Residential | New | Completed | Residential - Waterlines and roughin >To construct a 2 storey + basement one-family dwelling with a secondary suite ($708,250) located in the basement with a detached accessory building (garage), at the rear providing 2 parking spaces, having vehicular access from the lane. Note: This Building Permit will remain in a suspended status until the associated (green) Demolition Permit BP-2021-03543 is completed. Note: This is a 2 storey building pursuant to the Zoning and Development By-Law 1- Covenant registered at the Land Title Office under CA8862661 2- No strata titling permitted 3- Bar sink proposed 4- A/C unit proposed 5. Schedule B: Alan Prahalad P.Eng (604-831-1431) Structural & Geotechnical 6. HPO: Residential Builder- Sunrick Development Ltd 7- Entire Building to have NFPA 13-D Address Note: BUILDING 1 #1-2212 E 46th Av - One Family Dwelling (1st & 2nd floor, east portion of basement) #2-2212 E 46th Av - Secondary Suite (west portion of basement) Address and suite numbers assigned as per approved plans for Fire and Emergency response. The address number is to be posted to the building to be visible from the street and the suite numbers are to be posted at the suite entries in accordance with the Building By-law prior to final inspection. ****ALL PROJECT COORINATOR NOTES HAS BEEN ACCEPTED BY THE APPLICANT**** ******THIS PERMIT HAS BEEN ISSUED UNDER THE REQUIREMENTS OF VBBL #12511 (2019)****** | Dynasty Developments Ltd
EP-2022-01443 | 2022-02-23 | 2212 E 46TH AVENUE, Vancouver, BC V5P 1P4 | Electrical Permit | Residential | New | Expired | Temporary Power - Residential - To provide temporary power. | Indy Electrical Ltd
SP-2022-01112 | 2022-07-12 | 2212 E 46TH AVENUE, Vancouver, BC V5P 1P4 | Sprinkler Permit | Residential | New | Completed | Residential - Install sprinklers in sfd | Gold Key Fire Protection Ltd
EP-2022-05818 | 2022-07-12 | 2212 E 46TH AVENUE, Vancouver, BC V5P 1P4 | Electrical Permit | Residential | New | Completed | Installation / Repair - Residential - complete alarm system, network wiring, tv ,telephone,speaker wiring and cameras system >BP: To construct a 2 storey + basement one-family dwelling with a secondary suite ($708,250) located in the basement with a detached accessory building (garage), at the rear providing 2 parking spaces, having vehicular access from the lane. Note: This Building Permit will remain in a suspended status until the associated (green) Demolition Permit BP-2021-03543 is completed. Note: This is a 2 storey building pursuant to the Zoning and Development By-Law 1- Covenant registered at the Land Title Office under CA8862661 2- No strata titling permitted 3- Bar sink proposed 4- A/C unit proposed 5. Schedule B: Alan Prahalad P.Eng (604-831-1431) Structural & Geotechnical 6. HPO: Residential Builder- Sunrick Development Ltd 7- Entire Building to have NFPA 13-D ****ALL PROJECT COORINATOR NOTES HAS BEEN ACCEPTED BY THE APPLICANT**** ******THIS PERMIT HAS BEEN ISSUED UNDER THE REQUIREMENTS OF VBBL #12511 (2019)****** | Tutronic Security Sytem Co Ltd
GP-2022-02054 | 2022-07-15 | 2212 E 46TH AVENUE, Vancouver, BC V5P 1P4 | Gas Permit | Residential | New | Completed | Residential - To install boiler range fireplace BBQ There is pipping for BBQ and fireplace >BP: To construct a 2 storey + basement one-family dwelling with a secondary suite ($708,250) located in the basement with a detached accessory building (garage), at the rear providing 2 parking spaces, having vehicular access from the lane. Amend: Apr 11, 2023 add one more gas line for gas range. It has 60,000 btu. | JOT MECHANICAL LTD
GP-2023-02488 | 2023-08-25 | 2273 E 46TH AVENUE, Vancouver, BC V5P 1P3 | Gas Permit | Residential | Renovation | Completed | Residential - replacement of Gas Rheem hotwater tank | Hillcrest Plumbing & Heating (1991) Ltd
GP-2022-03668 | NULL | 1032 E 49TH AVENUE, Vancouver, BC V5W 2H8 | Gas Permit | Residential | Renovation | Application Incomplete | Residential - tall furnace | NULL
PP-2023-01109 | 2023-03-30 | 1055 E 49TH AVENUE, Vancouver, BC V5W 2H9 | Plumbing Permit | Residential | Renovation | Completed | Residential - basement reno >BP: Interior alterations to provide residential improvements to the existing secondary suite at 6480 Elgin Street in the basement level of this existing single detached house with secondary suite at this existing building on site. Scope of work: - Install & removal of interior walls, kitchen & bathroom updates, plumbing fixtures & electrical work, new skylight, EV charger, and boiler. - Replace windows & add one additional window on South EL | Reactive Plumbing & Heating Ltd
EP-2022-00734 | 2022-02-02 | 1096 E 49TH AVENUE, Vancouver, BC V5W 2H8 | Electrical Permit | Residential | Renovation | Completed | Installation / Repair - Residential - Run new tec cable to house | Samreet Electrical Services Ltd
MP-2022-00608 | 2022-11-24 | 1146 E 49TH AVENUE, Vancouver, BC V5W 2J1 | Mechanical Permit | NULL | NULL | Completed | NULL | Forbes Mechanical Ltd
GP-2023-03104 | 2023-10-18 | 1146 E 49TH AVENUE, Vancouver, BC V5W 2J1 | Gas Permit | Residential | Addition | Completed | Residential - Gas meter relocating. Re connecting gas line to new meter. | PACE PLUMBING & HEATING LTD.
GP-2022-00226 | 2022-01-25 | 1242 E 49TH AVENUE, Vancouver, BC V5W 2J2 | Gas Permit | Residential | Renovation | Completed | Residential - Replacement furnace | BC Wide Home Services Ltd
EP-2022-04872 | 2022-06-28 | 1318 E 49TH AVENUE, Vancouver, BC V5W 2J4 | Electrical Permit | Residential | New | Expired | Temporary Power - Residential - To provide temporary power. NOTE: Work authorized by this permit is for placement of a temporary power pole only and does not authorize any site construction and/or excavation. A separate Building Permit will be required prior to commencement of any other work on this site. | Mr. Sparky Electric Ltd.
MP-2023-01750 | 2023-09-26 | 1318 E 49TH AVENUE, Vancouver, BC V5W 2J4 | Mechanical Permit | NULL | NULL | Completed | NULL | Lumi HVAC Ltd
PP-2023-00067 | 2023-01-09 | 1318 E 49TH AVENUE, Vancouver, BC V5W 2J4 | Plumbing Permit | Residential | New | Completed | Residential - Sump | BigCity Excavation Ltd
GP-2023-01051 | 2023-03-27 | 1318 E 49TH AVENUE, Vancouver, BC V5W 2J4 | Gas Permit | Residential | New | Completed | Residential - Complete 2 range and 2 bbq only. >BP: To construct a 2-storey two-family dwelling with 2 secondary suites located in the basement with a detached accessory building (garage) at the rear providing 2 parking spaces, having vehicular access from the lane. | Deep Gas Fitting Ltd.
EP-2023-02963 | 2023-04-20 | 1318 E 49TH AVENUE, Vancouver, BC V5W 2J4 | Electrical Permit | Residential | New | Completed | Installation / Repair - Residential - New house wiring and finishing MP-2023-00192 *Permit Amendment Jul 25, 2023: -Change service from 400 amps to 200 amps . Installing interlock for electric radient heat and ac >To construct a 2-storey two-family dwelling with 2 secondary suites located in the basement with a detached accessory building (garage) at the rear providing 2 parking spaces, having vehicular access from the lane. NOTE: To achieve the required FSR a floor space exclusion of 2% has been applied to this application as per section 10.11.1 of the district schedule, to accommodate improved building performance. Note: This is a 2 storey building pursuant to the Zoning and Development By-Law ******THIS PERMIT HAS BEEN ISSUED UNDER THE REQUIREMENTS OF VBBL 2019****** ***This permit is issued under the VBBL 2019, with updated energy requirements as per bylaw # 12997 effective Jan 01, 2022.*** The entire building, INCLUDING THE ATTACHED GARAGE (if applicable), to be sprinklered to 2x NFPA 13D. 1. Covenant registered at the Land Title Office under CB324443-CB324444 2. No strata titling permitted 3. A/C unit proposed in front and rear yard 4. No bar sink proposed 5. Schedule B Xue Li Chen P.Eng (778-235-5447) Architectural, Structural & Geotechnical 6. BC Housing Treo Developments Ltd. All rooms adjacent to East and West exposing building face shall be sprinklered. "Combustible projections or roof soffits on an exposing building face shall not project to less than .45m from the property line and shall be in compliance with VBBL 2019 9.10.15.5.(9)" | Mr. Sparky Electric Ltd.
EP-2023-02880 | 2023-04-03 | 1318 E 49TH AVENUE, Vancouver, BC V5W 2J4 | Electrical Permit | Residential | New | Completed | Installation / Repair - Residential - Install Low Voltage wiring (networking), Alarm, CCTV, Data, Tel. Rough-In and Finishing >BP: To construct a 2-storey two-family dwelling with 2 secondary suites located in the basement with a detached accessory building (garage) at the rear providing 2 parking spaces, having vehicular access from the lane. | Magnificent Security Inc.
SP-2023-00389 | 2023-03-07 | 1318 E 49TH AVENUE, Vancouver, BC V5W 2J4 | Sprinkler Permit | Residential | New | Completed | Residential - 2FD+2SS - FRONT - 1318 E 49TH AV - #1 & #2 BACK - 1316 E 49TH AV - #1 & #2 Piping and fixture installation >DB: To construct a 2-storey two-family dwelling with 2 secondary suites located in the basement with a detached accessory building (garage) at the rear providing 2 parking spaces, having vehicular access from the lane. The entire building, INCLUDING THE ATTACHED GARAGE (if applicable), to be sprinklered to 2x NFPA 13D. 1. Covenant registered at the Land Title Office under CB324443-CB324444 2. No strata titling permitted 3. A/C unit proposed in front and rear yard 4. No bar sink proposed | RG Plumbing Ltd
MP-2023-00192 | 2023-02-11 | 1318 E 49TH AVENUE, Vancouver, BC V5W 2J4 | Mechanical Permit | NULL | NULL | Completed | NULL | Killarney Mechanical Ltd
GP-2022-01743 | 2022-06-07 | 3245 E 49TH AVENUE, Vancouver, BC V5S 1L4 | Gas Permit | Residential | Tenant Improvement | Completed | Residential - Removal and rei installation of Gas range | MAPLE APPLIANCE LTD
PP-2023-01110 | 2023-03-30 | 2775 E 50TH AVENUE, Vancouver, BC V5S 1N6 | Plumbing Permit | Residential | New | Issued | Residential - to install new plumbing fixtures in the Duplex >BP: To construct a two-storey two-family dwelling with two secondary suites located in the basement, with a detached accessory building (garage) and 2 open parking pad at the rear providing 4 parking spaces, having vehicular access from the lane. 1. A/C units proposed in rear yard. 2. Bar sinks proposed in main floor. 3. Schedule B: Jason Hui, P.Eng. (778.319.3403) Structural & Geotechnical 4. HPO: KPC Homes Ltd | ACME PLUMBING HEATING & GAS LTD.
MP-2023-00621 | 2023-04-11 | 2775 E 50TH AVENUE, Vancouver, BC V5S 1N6 | Mechanical Permit | NULL | NULL | Issued | NULL | ACME PLUMBING HEATING & GAS LTD.
EP-2023-05564 | 2023-07-10 | 2775 E 50TH AVENUE, Vancouver, BC V5S 1N6 | Electrical Permit | Residential | New | Issued | Installation / Repair - Residential - ¦ 2FD + 2SS/ 400A ¦ new duplex house construction with 2-200 amp duplex meter service *An approved mechanical permit is required for the installation of air conditioning or heat pump unit at the time of installation before an electrical inspection will be performed >BP: To construct a two-storey two-family dwelling with two secondary suites located in the basement, with a detached accessory building (garage) and 2 open parking pad at the rear providing 4 parking spaces, having vehicular access from the lane. Note: This is a 2 storey building pursuant to the Zoning and Development By-Law 1. A/C units proposed in rear yard. 2. Bar sinks proposed in main floor. 3. Schedule B: Jason Hui, P.Eng. (778.319.3403) Structural & Geotechnical 4. HPO: KPC Homes Ltd | Star Delta Electric Ltd
EP-2023-05948 | 2023-07-04 | 2775 E 50TH AVENUE, Vancouver, BC V5S 1N6 | Electrical Permit | Residential | New | Issued | Installation / Repair - Residential - Low Voltage, alarm, tel, data, cable, camera. >BP: To construct a two-storey two-family dwelling with two secondary suites located in the basement, with a detached accessory building (garage) and 2 open parking pad at the rear providing 4 parking spaces, having vehicular access from the lane. Note: This is a 2 storey building pursuant to the Zoning and Development By-Law 1. A/C units proposed in rear yard. 2. Bar sinks proposed in main floor. 3. Schedule B: Jason Hui, P.Eng. (778.319.3403) Structural & Geotechnical 4. HPO: KPC Homes Ltd ******THIS PERMIT HAS BEEN ISSUED UNDER THE REQUIREMENTS OF VBBL #12511 (2019)****** Combustible projections or roof soffits on an exposing building face shall not project to less than .45m from the property line and shall be in compliance with VBBL 2019 9.10.15.5.(9) The entire building, to be sprinklered to 2 x NFPA 13D. | Torrent Technologies Ltd
SP-2023-00933 | 2023-05-31 | 2775 E 50TH AVENUE, Vancouver, BC V5S 1N6 | Sprinkler Permit | Residential | New | Issued | Residential - to install a new Sprinkler system in the Duplex >BP: To construct a two-storey two-family dwelling with two secondary suites located in the basement, with a detached accessory building (garage) and 2 open parking pad at the rear providing 4 parking spaces, having vehicular access from the lane. Note: This is a 2 storey building pursuant to the Zoning and Development By-Law 1. A/C units proposed in rear yard. 2. Bar sinks proposed in main floor. 3. Schedule B: Jason Hui, P.Eng. (778.319.3403) Structural & Geotechnical 4. HPO: KPC Homes Ltd | ACME PLUMBING HEATING & GAS LTD.
GP-2023-01858 | 2023-06-19 | 2775 E 50TH AVENUE, Vancouver, BC V5S 1N6 | Gas Permit | Residential | New | Issued | Residential - 1 Boiler & 1 Range Rough in range >BP: To construct a 2 storey duplex with one (1) secondary suite | ACME PLUMBING HEATING & GAS LTD.
EP-2022-10140 | 2022-11-30 | 2775 E 50TH AVENUE, Vancouver, BC V5S 1N6 | Electrical Permit | Residential | New | Expired | Temporary Power - Residential - To provide temporary power. | Star Delta Electric Ltd
PP-2022-04409 | 2022-12-12 | 2775 E 50TH AVENUE, Vancouver, BC V5S 1N6 | Plumbing Permit | Residential | New | Issued | Residential - Sumps | JVT EXCAVATING & DEMOLITION LTD
GP-2022-03938 | 2022-12-09 | 2788 E 50TH AVENUE, Vancouver, BC V5S 1N7 | Gas Permit | Residential | Renovation | Issued | Residential - re re tankless water heater | Thomson Industries Ltd
EP-2022-10710 | 2023-01-25 | 2788 E 50TH AVENUE, Vancouver, BC V5S 1N7 | Electrical Permit | Residential | Renovation | Completed | Installation / Repair - Residential - Dedicated circuit for heat pump MP-2022-00302 | Pacific Star Electric Inc
MP-2022-00302 | 2022-09-29 | 2788 E 50TH AVENUE, Vancouver, BC V5S 1N7 | Mechanical Permit | NULL | NULL | Completed | NULL | Thomson Industries Ltd
NULL | NULL | 2788 E 50TH AVENUE, Vancouver, BC V5S 1N7 | Mechanical Permit | NULL | NULL | Withdrawn | NULL | Thomson Industries Ltd
PP-2021-04191 | 2022-01-05 | 2858 E 4TH AVENUE, Vancouver, BC V5M 1K8 | Plumbing Permit | Residential | New | Completed | Residential - Drainage pipe, water pipes and bathtub showers To construct a 2.5 storey two-family dwelling with a detached accessory building (garage) at the rear providing 2 parking spaces, having vehicular access from the lane. 1. No A/C unit proposed 2. No bar sink proposed in cellar 3. Structural and geotechnical schedule B: Md. Shahidul Alam (604.653.7475) 4. HPO: LaMai Homes Ltd. | AQUIFER MECHANICAL
GP-2022-01287 | 2022-04-28 | 2858 E 4TH AVENUE, Vancouver, BC V5M 1K8 | Gas Permit | Residential | New | Completed | Residential - Installation of black iron pipes for gas ,rough ins | AQUIFER MECHANICAL
EP-2022-02288 | 2022-03-22 | 2858 E 4TH AVENUE, Vancouver, BC V5M 1K8 | Electrical Permit | Residential | New | Expired | Temporary Power - Residential - To provide temporary power. | Kaler Electrical Ltd
MP-2023-00995 | 2023-06-04 | 2922 E 4TH AVENUE, Vancouver, BC V5M 1L2 | Mechanical Permit | NULL | NULL | Issued | NULL | Ghuman Mechanical Ltd
PP-2023-01821 | 2023-05-24 | 2922 E 4TH AVENUE, Vancouver, BC V5M 1L2 | Plumbing Permit | Residential | New | Issued | Residential - Plumbing >BP: To construct a 2 storey one-family dwelling with a secondary suite located in the Basement with an open parking pad, providing 1 parking space, having vehicular access from the 20' Lane. 1. Covenant registered at the Land Title Office under CA4554220 2. No A/C Unit proposed 3. Bar sink located in Basement 4. Schedule B: (Alan Prahalad) P.Eng (604.831.1431) Struct. & Geo. 5. HPO: Residential Builder - Reshmail S Sidhu #42434 | Ghuman Mechanical Ltd
EP-2023-06313 | 2023-07-27 | 2922 E 4TH AVENUE, Vancouver, BC V5M 1L2 | Electrical Permit | Residential | New | Issued | Installation / Repair - Residential - ¦ 1FD + 1SS- 200A ¦ 2 SEPARATE 200A SERVICES ¦ Rough wire, Service, and Finishing to be completed Main Service 2x200A Main house breaker size 200A Suite breaker 100A Laneway house breaker size 125A >Permit Amendment Jan 30, 2024 -Service Details: Amended ¦ -Service details change: 1- 400A service to 2 separate 200A Services ¦ Main Service 2x200A ¦ Main house breaker size 200A ¦ Suite breaker 100A¦ Laneway house breaker size 125A ¦ -Document Review: Rejected ¦ -"Revised load calculations" ¦ -Document(s) uploaded to "Application Documents" tab for Electrical Inspector review. Electrical contractor to request an electrical inspection online for the District Electrical Inspector to review document(s): https://plposweb.vancouver.ca/Public/Login.aspx ¦ Include "Document review only" in the requestor comments >BP: To construct a 2 storey one-family dwelling with a secondary suite located in the Basement ($728,500) with an open parking pad, providing 1 parking space, having vehicular access from the 20' Lane. 1. Covenant registered at the Land Title Office under CA4554220 2. No A/C Unit proposed 3. Bar sink located in Basement 4. Schedule B: (Alan Prahalad) P.Eng (604.831.1431) Struct. & Geo. 5. HPO: Residential Builder - Reshmail S Sidhu #42434 Note: The entire building to be sprinklered to NFPA 13D. Note: This is a 2 storey building pursuant to the Zoning and Development By-Law ***This permit is issued under the VBBL 2019, with updated energy requirements as per bylaw # 12997 effective Jan 01, 2022.*** | Kooner Electrical Ltd
SP-2023-01346 | 2023-07-25 | 2922 E 4TH AVENUE, Vancouver, BC V5M 1L2 | Sprinkler Permit | Residential | New | Issued | Residential - Sprinkler >BP: To construct a 2 storey one-family dwelling with a secondary suite located in the Basement ($728,500) with an open parking pad, providing 1 parking space, having vehicular access from the 20' Lane. 1. Covenant registered at the Land Title Office under CA4554220 2. No A/C Unit proposed 3. Bar sink located in Basement 4. Schedule B: (Alan Prahalad) P.Eng (604.831.1431) Struct. & Geo. 5. HPO: Residential Builder - Reshmail S Sidhu #42434 Note: The entire building to be sprinklered to NFPA 13D. | Ghuman Mechanical Ltd
PP-2023-01436 | 2023-04-25 | 2922 E 4TH AVENUE, Vancouver, BC V5M 1L2 | Plumbing Permit | Residential | New | Issued | Residential - two sumps no pump | Bhullar Excavating and Demolition
EP-2023-02995 | 2023-04-05 | 2922 E 4TH AVENUE, Vancouver, BC V5M 1L2 | Electrical Permit | Residential | New | Issued | Temporary Power - Residential - To provide temporary power. | Kooner Electrical Ltd
GP-2023-02330 | 2023-08-09 | 2922 E 4TH AVENUE, Vancouver, BC V5M 1L2 | Gas Permit | Residential | New | Issued | Residential - 1 Range & 1 Fireplace Gas piping >BP: To construct a 2 storey one-family dwelling with a secondary suite | Ghuman Mechanical Ltd
EP-2022-09075 | 2022-10-31 | 844 E 52ND AVENUE, Vancouver, BC V5X 1H2 | Electrical Permit | Residential | Renovation | Completed | Installation / Repair - Residential - -Mechanical permit is required before an electrical inspection will be performed Relocate existing Air conditioning unit to the back of house -The location of the air conditioner is changing from side yard to back yard. It will be the same air conditioner, the other company is moving the AC, we are only wiring (CF-2022-002251) | Andrew Creed
NULL | NULL | 844 E 52ND AVENUE, Vancouver, BC V5X 1H2 | Mechanical Permit | NULL | NULL | Withdrawn | NULL | NULL
NULL | NULL | 876 E 52ND AVENUE, Vancouver, BC V5X 1H2 | Plumbing Permit | Residential | New | Withdrawn | Residential - sump permit for new laneway house | KPC Homes Ltd
PP-2022-03293 | 2022-09-20 | 876 E 52ND AVENUE, Vancouver, BC V5X 1H2 | Plumbing Permit | Residential | New | Completed | Residential - sumps | KPC Homes Ltd
EP-2023-00895 | 2023-02-02 | 876 E 52ND AVENUE, Vancouver, BC V5X 1H2 | Electrical Permit | Residential | Renovation | Completed | Installation / Repair - Residential - service disconnect / reconnect *EP-2023-00800: LWH- NEW 200A SERVICE *EP-2023-00895: 1FD- 100A RE-CONNECT | Star Delta Electric Ltd
EP-2021-08908 | 2022-01-07 | 2531 E 46TH AVENUE, Vancouver, BC V5S 1A1 | Electrical Permit | Residential | New | Completed | Installation / Repair - Residential - we are going to wire a house and a basement a suit ** Amend 04/11/2022** we have installed the 400A main with 200A per position 120/240v meter base on the lane way house . which feeding the 100a 120/240V to the lane way house . And 200A 120/240v to the main house please amend my permit accordingly **Amend 06/23/2022** amend my permit service size for the house is 150A 120/240 and 90 sub feed to the suit . To construct a 2 storey + basement one-family dwelling with a secondary suite located in the basement with a detached accessory building (garage), at the rear providing 1 parking spaces and 1 surface pad, having vehicular access from the lane. Note: This is a 2 storey building pursuant to the Zoning and Development By-Law 1- Covenant registered at the Land Title Office under CA8810690 2- No strata titling permitted 3- No Bar sink proposed 4- A/C unit proposed in rear yard beside the East entrance of sunken patio 5- Schedule B: M.S. Dhillon P.Eng (604.537.6271) Structural & Geotechnical 4- HPO: Residential Builder - 1051957 B.C. Ltd >>>>Amend: May 27th -changing a service from 400A to 200a service 120/240 V | Orbit Electric Ltd
SP-2022-00071 | 2022-01-27 | 2531 E 46TH AVENUE, Vancouver, BC V5S 1A1 | Sprinkler Permit | Residential | New | Completed | Residential - To Install 37 sprinkler heads >BP: To construct a 2 storey + basement one-family dwelling with a secondary suite ($938,875) located in the basement with a detached accessory building (garage), at the rear providing 1 parking spaces and 1 surface pad, having vehicular access from the lane. Note: Parking for the site has been provided under DB-2021-00692 (Laneway House) Note: This is a 2 storey building pursuant to the Zoning and Development By-Law 1- Covenant registered at the Land Title Office under CA8810690 2- No strata titling permitted 3- No Bar sink proposed 4- A/C unit proposed in rear yard beside the East entrance of sunken patio 5- Schedule B: M.S. Dhillon P.Eng (604.537.6271) Structural & Geotechnical 4- HPO: Residential Builder - 1051957 B.C. Ltd Address Note: Addresses assigned per approved plans. Fire and Emergency street access to the secondary suite is from the east side. Street access must be provided and maintained at all times. The building addresses are to be posted and to be visible from the street in accordance with the Building By-law prior to final inspection. ******THIS PERMIT HAS BEEN ISSUED UNDER THE REQUIREMENTS OF VBBL #12511 (2019)****** | General Sprinkler Systems Ltd
PP-2022-00255 | 2022-01-26 | 2604 E 46TH AVENUE, Vancouver, BC V5S 1A3 | Plumbing Permit | Residential | New | Completed | Residential - 2FD+2SS - EAST UNIT - 2604 E 46TH AV - #1 & #2 WEST UNIT - 6124 ELLIOTT ST - #1 & #2 sump installation To construct a 2 storey two-family dwelling with 2 secondary suites located in the Basement with a detached accessory building (garage) and 1 open parking at the rear providing 3 parking spaces, having vehicular access from the lane. 1. Covenant registered at the Land Title Office under CA949491 2. A/C proposed – Exterior component located in Rear, Interior component located in Second Floor 3. No Bar sink | Kingsman Excavating Ltd.
PP-2022-00687 | 2022-03-01 | 2604 E 46TH AVENUE, Vancouver, BC V5S 1A3 | Plumbing Permit | Residential | New | Completed | Residential - 2FD+2SS - EAST UNIT - 2604 E 46TH AV - #1 & #2 WEST UNIT - 6124 ELLIOT ST - #1 & #2 Plumbing To construct a 2 storey two-family dwelling with 2 secondary suites located in the Basement with a detached accessory building (garage) and 1 open parking at the rear providing 3 parking spaces, having vehicular access from the lane. 1. Covenant registered at the Land Title Office under CA949491 2. A/C proposed – Exterior component located in Rear, Interior component located in Second Floor 3. No Bar sink | Lally Plumbing & Heating Ltd
SP-2022-00574 | 2022-04-21 | 2604 E 46TH AVENUE, Vancouver, BC V5S 1A3 | Sprinkler Permit | Residential | New | Completed | Residential - Install sprinkler heads >BP: To construct a 2 storey two-family dwelling with 2 secondary suites located in the Basement ($1,244,295) with a detached accessory building (garage) and 1 open parking at the rear providing 3 parking spaces, having vehicular access from the lane. 1. Covenant registered at the Land Title Office under CA949491 2. A/C proposed – Exterior component located in Rear, Interior component located in Second Floor 3. No Bar sink 4. Schedule B: (J.J.S. Hui) P.Eng (778.319.3403) Structural & Geotechnical 5. HPO: Residential Builder- NEW GALAXY BUILDING & DEVELOPMENT LTD Note: This is a 2 storey building pursuant to the Zoning and Development By-Law Address Information: Principle Dwelling (East): 2604 E 46th Av Principle Dwelling (West): 6124 Elliot St Address and suite numbers assigned as per approved plans for Fire and Emergency response. The address numbers are to be posted on the building to be visible from the street and the suite numbers are to be posted at the suite entries in accordance with the Building By-law prior to final inspection. **THIS PERMIT HAS BEEN ISSUED UNDER THE REQUIREMENTS OF VBBL #12511 (2019)** Amend: Aug 31, 2022 Schedule B Form | RAHELU PLUMBING & HEATING LTD.
GP-2022-01219 | 2022-04-21 | 2604 E 46TH AVENUE, Vancouver, BC V5S 1A3 | Gas Permit | Residential | New | Completed | Residential - Gas To construct a 2 storey two-family dwelling with 2 secondary suites located in the Basement with a detached accessory building (garage) and 1 open parking at the rear providing 3 parking spaces, having vehicular access from the lane. 1. Covenant registered at the Land Title Office under CA949491 2. A/C proposed – Exterior component located in Rear, Interior component located in Second Floor 3. No Bar sink 4. Schedule B: (J.J.S. Hui) P.Eng (778.319.3403) Structural & Geotechnical 5. HPO: Residential Builder- NEW GALAXY BUILDING & DEVELOPMENT LTD | Lally Plumbing & Heating Ltd
EP-2022-02961 | 2022-04-19 | 2604 E 46TH AVENUE, Vancouver, BC V5S 1A3 | Electrical Permit | Residential | New | Completed | Installation / Repair - Residential - Wiring and service for new duplex with 2 secondary suites. Main Consumer's Service: 200A. 2 Electric Meters. 125A for each unit. >BP: To construct a 2 storey two-family dwelling with 2 secondary suites located in the Basement with a detached accessory building (garage) and 1 open parking at the rear providing 3 parking spaces, having vehicular access from the lane. 1. Covenant registered at the Land Title Office under CA949491 2. A/C proposed – Exterior component located in Rear, Interior component located in Second Floor 3. No Bar sink 4. Schedule B: (J.J.S. Hui) P.Eng (778.319.3403) Structural & Geotechnical 5. HPO: Residential Builder- NEW GALAXY BUILDING & DEVELOPMENT LTD Note: This is a 2 storey building pursuant to the Zoning and Development By-Law Address Information: Principle Dwelling (East): 2604 E 46th Av Principle Dwelling (West): 6124 Elliot St Address and suite numbers assigned as per approved plans for Fire and Emergency response. The address numbers are to be posted on the building to be visible from the street and the suite numbers are to be posted at the suite entries in accordance with the Building By-law prior to final inspection. **THIS PERMIT HAS BEEN ISSUED UNDER THE REQUIREMENTS OF VBBL #12511 (2019)** | G.S.G. Electric Ltd.
EP-2022-02629 | 2022-04-04 | 2604 E 46TH AVENUE, Vancouver, BC V5S 1A3 | Electrical Permit | Residential | New | Completed | Installation / Repair - Residential - tv, telephone, security alarm prewire and complete >BP: To construct a 2 storey two-family dwelling with 2 secondary suites located in the Basement ($1,244,295) with a detached accessory building (garage) and 1 open parking at the rear providing 3 parking spaces, having vehicular access from the lane. 1. Covenant registered at the Land Title Office under CA949491 2. A/C proposed – Exterior component located in Rear, Interior component located in Second Floor 3. No Bar sink 4. Schedule B: (J.J.S. Hui) P.Eng (778.319.3403) Structural & Geotechnical 5. HPO: Residential Builder- NEW GALAXY BUILDING & DEVELOPMENT LTD | Tvisha Technologies Ltd
EP-2023-08251 | 2023-09-21 | 2611 E 46TH AVENUE, Vancouver, BC V5S 1A4 | Electrical Permit | Residential | Addition | Completed | Installation / Repair - Residential - ¦ 1FD- 200A SERVICE UPGRADE ¦ 200 Amp over head service upgrade No new loads . The upgrade is for insurance purposes | York Electrical Ltd
NULL | NULL | 2611 E 46TH AVENUE, Vancouver, BC V5S 1A4 | Electrical Permit | Residential | Renovation | Draft | Installation / Repair - Residential - 200 amp overhead service upgrade | York Electrical Ltd
EP-2024-00075 | 2024-01-05 | 2625 E 46TH AVENUE, Vancouver, BC V5S 1A4 | Electrical Permit | Residential | Renovation | Issued | Installation / Repair - Residential - Service upgrade from 100 amp single phase 240 volt to 200 amp single phase 240 volt. | Ling-Tec Electrical Service Ltd
EP-2023-07273 | 2023-09-12 | 1322 E 49TH AVENUE, Vancouver, BC V5W 2J4 | Electrical Permit | Residential | Addition | Completed | Installation / Repair - Residential - ¦ 1FD- 200A SERVICE UPGRADE upgrade service from 100 Amp to 200 Amp *MP-2023-01427: Issued (Heating and Cooling) | Pacific Total Electric Ltd
EP-2023-10985 | NULL | 1322 E 49TH AVENUE, Vancouver, BC V5W 2J4 | Electrical Permit | Residential | Addition | Withdrawn | Installation / Repair - Residential - upgrade service from 100 Amp to 200 Amp and add heat pump | Pacific Total Electric Ltd
MP-2023-01427 | 2023-08-03 | 1322 E 49TH AVENUE, Vancouver, BC V5W 2J4 | Mechanical Permit | NULL | NULL | Issued | NULL | Royal Vancouver Air Conditioning
GP-2023-04194 | 2023-12-26 | 3155 E 48TH AVENUE, Vancouver, BC V5S 1H3 | Gas Permit | Residential | Renovation | Completed | Residential - RE&RE furnace | Milani Plumbing Heating & Air Conditioning Ltd
GP-2022-01586 | 2022-05-24 | 545 E 49TH AVENUE, Vancouver, BC V5W 2H1 | Gas Permit | Residential | Renovation | Completed | Residential - replace gas water heater | Joyce Heating Services Ltd
GP-2023-02852 | 2023-09-28 | 545 E 49TH AVENUE, Vancouver, BC V5W 2H1 | Gas Permit | Residential | Renovation | Completed | Residential - replace gas water heater | Joyce Heating Services Ltd
MP-2023-02028 | 2023-11-14 | 584 E 49TH AVENUE, Vancouver, BC V5W 2G9 | Mechanical Permit | NULL | NULL | Issued | NULL | DAYLIGHT HEATING AND AIR CONDITIONING LTD
EP-2023-03960 | 2023-05-08 | 584 E 49TH AVENUE, Vancouver, BC V5W 2G9 | Electrical Permit | Residential | New | Completed | Installation / Repair - Residential - SECURITY CAMERAS DATA TV TELEPHONE AND CATV VACUUM SYSTEM DOOR BELLS AND SECURITY ALARM PREWIRE. >BP: To construct a 2.5 storey two-family dwelling with a 2 secondary suites located in the Basement ($767,500) with a detached accessory building (garage) and 1 open parking at the rear providing 3 parking spaces, having vehicular access from the 20' lane. | Innova Security Systems Inc
GP-2023-01539 | 2023-05-11 | 584 E 49TH AVENUE, Vancouver, BC V5W 2G9 | Gas Permit | Residential | New | Completed | Residential - 2FD+2SS - FRONT - 584 E 49TH AV - #1 & #2 BACK - 586 E 49TH AV - #1 & #2 Gas BBQ piping only >DB: To construct a 2.5 storey two-family dwelling with a 2 secondary suites located in the Basement ($767,500) with a detached accessory building (garage) and 1 open parking at the rear providing 3 parking spaces, having vehicular access from the 20' lane. Note: The entire building to be sprinklered to 2 x NFPA 13D 1. Covenant registered at the Land Title Office under CA9789849 2. A/C proposed – Exterior component located in Rear, Interior component located on Second floor | Lally Plumbing & Heating Ltd
PP-2023-00388 | 2023-02-06 | 584 E 49TH AVENUE, Vancouver, BC V5W 2G9 | Plumbing Permit | Residential | New | Issued | Residential - one sump no pump | Canadian Excavating Ltd
MP-2023-00578 | 2023-04-04 | 584 E 49TH AVENUE, Vancouver, BC V5W 2G9 | Mechanical Permit | NULL | NULL | Completed | NULL | Lally Plumbing & Heating Ltd
EP-2023-02669 | 2023-04-19 | 584 E 49TH AVENUE, Vancouver, BC V5W 2G9 | Electrical Permit | Residential | New | Completed | Installation / Repair - Residential - new wiring for duplex with suite -car charger is in garage and 1 on pad 2 nd unit has 2 car chargers = 7680 Load 1 x A/C per side >BP: To construct a 2.5 storey two-family dwelling with a 2 secondary suites located in the Basement ($767,500) with a detached accessory building (garage) and 1 open parking at the rear providing 3 parking spaces, having vehicular access from the 20' lane. Note: The entire building to be sprinklered to 2 x NFPA 13D Note: As shown by an asterisk (*) on the building permit floor plans and/or elevations, exit protection is required to be provided in accordance with Articles 9.9.4.6., and/ or 9.37.2.8. of the 2019 VBBL 1. Covenant registered at the Land Title Office under CA9789849 2. A/C proposed – Exterior component located in Rear, Interior component located on Second floor 3. Schedule B: (J.J.S. Hui) P.Eng (778.319.3403) Structural & Geotechnical 4. HPO: Residential Builder- Hi-Beam Builders Ltd Note: This is a 2.5 storey building pursuant to the Zoning and Development By-Law **THIS PERMIT HAS BEEN ISSUED UNDER THE REQUIREMENTS OF VBBL #12511 (2019)** | Roop Electric Co Ltd
PP-2023-00950 | 2023-03-20 | 584 E 49TH AVENUE, Vancouver, BC V5W 2G9 | Plumbing Permit | Residential | New | Completed | Residential - 2FD+2SS - FRONT - 584 E 49TH AV- #1 & #2 BACK - 586 E 49TH AV - #1 & #2 Plumbing >DB: To construct a 2.5 storey two-family dwelling with a 2 secondary suites located in the Basement with a detached accessory building (garage) and 1 open parking at the rear providing 3 parking spaces, having vehicular access from the 20' lane. Note: The entire building to be sprinklered to 2 x NFPA 13D 1. Covenant registered at the Land Title Office under CA9789849 2. A/C proposed – Exterior component located in Rear, Interior component located on Second floor | Lally Plumbing & Heating Ltd
SP-2023-00738 | 2023-05-10 | 584 E 49TH AVENUE, Vancouver, BC V5W 2G9 | Sprinkler Permit | Residential | New | Completed | Residential - Install sprinkler head **Amend 01/05/2024** attached is schedule c >BP: To construct a 2.5 storey two-family dwelling with a 2 secondary suites located in the Basement with a detached accessory building (garage) and 1 open parking at the rear providing 3 parking spaces, having vehicular access from the 20' lane. Note: The entire building to be sprinklered to 2 x NFPA 13D Note: As shown by an asterisk (*) on the building permit floor plans and/or elevations, exit protection is required to be provided in accordance with Articles 9.9.4.6., and/ or 9.37.2.8. of the 2019 VBBL 1. Covenant registered at the Land Title Office under CA9789849 2. A/C proposed – Exterior component located in Rear, Interior component located on Second floor 3. Schedule B: (J.J.S. Hui) P.Eng (778.319.3403) Structural & Geotechnical 4. HPO: Residential Builder- Hi-Beam Builders Ltd | RAHELU PLUMBING & HEATING LTD.
EP-2022-06598 | 2022-08-06 | 584 E 49TH AVENUE, Vancouver, BC V5W 2G9 | Electrical Permit | Residential | New | Expired | Temporary Power - Residential - To provide temporary power. | Roop Electric Co Ltd
EP-2023-05431 | 2023-06-20 | 615 E 49TH AVENUE, Vancouver, BC V5W 2H1 | Electrical Permit | Commercial | NULL | Issued | Annual / Operating - Maintenance of existing operating electrical equipment. Maintenance, Annual permit request electrical inspector, Paul Lehal -CF-2023-005944 | PANG'S ELECTRIC LTD
EP-2022-03948 | 2022-05-16 | 615 E 49TH AVENUE, Vancouver, BC V5W 2H1 | Electrical Permit | Commercial | NULL | Expired | Annual / Operating - Annual Operating for Fire alarm system maintenance | Aweico Electric Ltd
EP-2023-06881 | 2023-07-28 | 650 E 49TH AVENUE, Vancouver, BC V5W 2G9 | Electrical Permit | Residential | Renovation | Completed | Installation / Repair - Residential - Relocation of existing 100A service. | LINK ELECTRICAL LTD
PP-2022-02370 | 2022-07-08 | 727 E 49TH AVENUE, Vancouver, BC V5W 2H3 | Plumbing Permit | Commercial | Tenant Improvement | Completed | Commercial - Installation of 2 RP backflow preventers for existing glass dishwasher in bar area. As per Paul Allen's Cross Connection Report dated May 31, 2022 Amend: July 13, 2022 Inspection report | Your Professional Plumber Ltd
EP-2022-03594 | 2022-05-05 | 734 E 49TH AVENUE, Vancouver, BC V5W 2H4 | Electrical Permit | Residential | New | Completed | Installation / Repair - Residential - New duplex house Main services:200amp Phase:one phase 3 wires volt:120/240 Main panel each unit:125 >BP: To construct a two-storey two-family dwelling with two secondary suites ($750,337.50) located in the basement, with a detached accessory building (garage) at the rear providing 2 parking spaces, having vehicular access from the lane. Note: This is a 2 storey building pursuant to the Zoning and Development By-Law 1. Covenant registered at the Land Title Office under CA9351718 2. No strata titling permitted 3. No A/C units proposed 4. No Bar sinks proposed 5. Schedule B: Shambhu N. Biswas, Structural & Geotechnical 6. HPO: Residential Builder - Sodhi Development Ltd. Address Note: Address and suite numbers assigned as per approved plans for Fire and Emergency response. The address numbers are to be posted to the building to be visible from the street and the suite numbers are to be posted at the suite entries in accordance with the Building By-law prior to final inspection. ******THIS PERMIT HAS BEEN ISSUED UNDER THE REQUIREMENTS OF VBBL #12511 (2019)****** | Samreet Electrical Services Ltd
EP-2022-04485 | 2022-05-30 | 734 E 49TH AVENUE, Vancouver, BC V5W 2H4 | Electrical Permit | Residential | New | Completed | Installation / Repair - Residential - tv,telephone,alarm prewire and complete >BP: To construct a two-storey two-family dwelling with two secondary suites ($750,337.50) located in the basement, with a detached accessory building (garage) at the rear providing 2 parking spaces, having vehicular access from the lane. Note: This is a 2 storey building pursuant to the Zoning and Development By-Law 1. Covenant registered at the Land Title Office under CA9351718 2. No strata titling permitted 3. No A/C units proposed 4. No Bar sinks proposed 5. Schedule B: Shambhu N. Biswas, Structural & Geotechnical 6. HPO: Residential Builder - Sodhi Development Ltd. Address Note: Address and suite numbers assigned as per approved plans for Fire and Emergency response. The address numbers are to be posted to the building to be visible from the street and the suite numbers are to be posted at the suite entries in accordance with the Building By-law prior to final inspection. ******THIS PERMIT HAS BEEN ISSUED UNDER THE REQUIREMENTS OF VBBL #12511 (2019)****** | Tvisha Technologies Ltd
SP-2022-00592 | 2022-04-22 | 734 E 49TH AVENUE, Vancouver, BC V5W 2H4 | Sprinkler Permit | Residential | New | Completed | Residential - new sprinkler >BP: To construct a two-storey two-family dwelling with two secondary suites ($750,337.50) located in the basement, with a detached accessory building (garage) at the rear providing 2 parking spaces, having vehicular access from the lane. Note: This is a 2 storey building pursuant to the Zoning and Development By-Law 1. Covenant registered at the Land Title Office under CA9351718 2. No strata titling permitted 3. No A/C units proposed 4. No Bar sinks proposed 5. Schedule B: Shambhu N. Biswas, Structural & Geotechnical 6. HPO: Residential Builder - Sodhi Development Ltd. Address Note: Address and suite numbers assigned as per approved plans for Fire and Emergency response. The address numbers are to be posted to the building to be visible from the street and the suite numbers are to be posted at the suite entries in accordance with the Building By-law prior to final inspection. ******THIS PERMIT HAS BEEN ISSUED UNDER THE REQUIREMENTS OF VBBL #12511 (2019)****** | Sodhi Development Ltd
GP-2022-01272 | 2022-04-25 | 734 E 49TH AVENUE, Vancouver, BC V5W 2H4 | Gas Permit | Residential | New | Completed | Residential - new gas | Sodhi Development Ltd
NULL | NULL | 734 E 49TH AVENUE, Vancouver, BC V5W 2H4 | Plumbing Permit | Residential | New | Draft | Residential - new plumbing | Sodhi Development Ltd
PP-2022-00394 | 2022-02-07 | 734 E 49TH AVENUE, Vancouver, BC V5W 2H4 | Plumbing Permit | Residential | New | Completed | Residential - 2FD+2SS - FRONT UNIT -734 E 49TH AV - #1 & #2 BACK UNIT - 736 E 49TH AV - #1 & #2 new plumbing To construct a two-storey two-family dwelling with two secondary suites located in the basement, with a detached accessory building (garage) at the rear providing 2 parking spaces, having vehicular access from the lane. Note: This is a 2 storey building pursuant to the Zoning and Development By-Law 1. Covenant registered at the Land Title Office under CA9351718 2. No strata titling permitted 3. No A/C units proposed 4. No Bar sinks proposed | Sodhi Development Ltd
GP-2023-01198 | 2023-04-13 | 2059 E 51ST AVENUE, Vancouver, BC V5P 1W2 | Gas Permit | Residential | New | Completed | Residential - Combi Boiler | Pro Ace Heating & Air Conditioning Services Ltd
GP-2023-01020 | 2023-03-23 | 2792 E 50TH AVENUE, Vancouver, BC V5S 1N7 | Gas Permit | Residential | Renovation | Completed | Residential - Re&re furnace | Milani Plumbing Heating & Air Conditioning Ltd
EP-2022-03144 | 2022-04-19 | 3135 E 50TH AVENUE, Vancouver, BC V5S 1N9 | Electrical Permit | Residential | New | Expired | Temporary Power - Residential - To provide temporary power. | Bindi Electrical Services Ltd
GP-2023-01048 | 2023-03-27 | 3135 E 50TH AVENUE, Vancouver, BC V5S 1N9 | Gas Permit | Residential | New | Issued | Residential - to install one boiler, one Range and rough-in only for one BBQ, one Fireplace >BP: To construct a 2 storey + basement one-family dwelling with a secondary suite ($904,500) located in the basement. Note: Parking for the site has been provided under DB-2022-00897 (Laneway House). Note: This is a 2 storey building pursuant to the Zoning and Development By-Law. 1- Covenant registered at the Land Title Office under CB91706 2- No strata titling permitted 3- Bar sink proposed in the basement 4- A/C unit proposed in the rear yard 5- Schedule B: Jason Hui, P.Eng (778-319-3403) Structural & Geotechnical 6- BC Housing Residential Builder - Rishi Holdings Ltd. | ACME PLUMBING HEATING & GAS LTD.
EP-2023-02871 | 2023-04-03 | 3135 E 50TH AVENUE, Vancouver, BC V5S 1N9 | Electrical Permit | Residential | New | Issued | Installation / Repair - Residential - extra low voltage >BP: To construct a 2 storey + basement one-family dwelling with a secondary suite ($904,500) located in the basement. Note: Parking for the site has been provided under DB-2022-00897 (Laneway House). Note: This is a 2 storey building pursuant to the Zoning and Development By-Law. 1- Covenant registered at the Land Title Office under CB91706 2- No strata titling permitted 3- Bar sink proposed in the basement 4- A/C unit proposed in the rear yard 5- Schedule B: Jason Hui, P.Eng (778-319-3403) Structural & Geotechnical 6- BC Housing Residential Builder - Rishi Holdings Ltd. ******THIS PERMIT HAS BEEN ISSUED UNDER THE REQUIREMENTS OF VBBL #12511 (2019)****** | AJ INTEGRATED SERVICES LTD
EP-2023-03488 | 2023-04-21 | 3135 E 50TH AVENUE, Vancouver, BC V5S 1N9 | Electrical Permit | Residential | New | Issued | Temporary Power - Residential - To provide temporary power. | Bindi Electrical Services Ltd
EP-2023-00854 | 2023-02-10 | 3135 E 50TH AVENUE, Vancouver, BC V5S 1N9 | Electrical Permit | Residential | New | Issued | Installation / Repair - Residential - Main house rough wiring and finishing. 200 a service *See updated load calcs for EP-2023-01144- LWH >BP: To construct a 2 storey + basement one-family dwelling with a secondary suite ($904,500) located in the basement. Note: Parking for the site has been provided under DB-2022-00897 (Laneway House). Note: This is a 2 storey building pursuant to the Zoning and Development By-Law. 1- Covenant registered at the Land Title Office under CB91706 2- No strata titling permitted 3- Bar sink proposed in the basement 4- A/C unit proposed in the rear yard/ *MP-2023-00060 5- Schedule B: Jason Hui, P.Eng (778-319-3403) Structural & Geotechnical 6- BC Housing Residential Builder - Rishi Holdings Ltd. Address number assigned as per approved plans for Fire and Emergency response. The address number is to be posted and to the building and to be visible from the street in accordance with the Building By-law prior to final inspection. ******THIS PERMIT HAS BEEN ISSUED UNDER THE REQUIREMENTS OF VBBL #12511 (2019)****** | Bindi Electrical Services Ltd
SP-2023-00288 | 2023-02-21 | 3135 E 50TH AVENUE, Vancouver, BC V5S 1N9 | Sprinkler Permit | Residential | New | Issued | Residential - 1FD+SS - #1 & #2 - to install a new sprinkler system in the main house >DB: To construct a 2 storey + basement one-family dwelling with a secondary suite located in the basement. Note: Parking for the site has been provided under DB-2022-00897 (Laneway House). Note: This is a 2 storey building pursuant to the Zoning and Development By-Law. 1- Covenant registered at the Land Title Office under CB91706 2- No strata titling permitted 3- Bar sink proposed in the basement 4- A/C unit proposed in the rear yard | ACME PLUMBING HEATING & GAS LTD.
GP-2023-01542 | 2023-05-12 | 3135 E 50TH AVENUE, Vancouver, BC V5S 1N9 | Gas Permit | Residential | New | Issued | Residential - Install one gas fireplace >BP: To construct a 2 storey + basement one-family dwelling with a secondary suite located in the basement. | JOT MECHANICAL LTD
PP-2022-03458 | 2022-09-28 | 3135 E 50TH AVENUE, Vancouver, BC V5S 1N9 | Plumbing Permit | Residential | New | Issued | Residential - Sump | Canadian Excavating Ltd
PP-2023-00001 | 2023-01-04 | 3135 E 50TH AVENUE, Vancouver, BC V5S 1N9 | Plumbing Permit | Residential | New | Issued | Residential - to install new plumbing fixtures in the main house >BP: To construct a 2 story + basement one-family dwelling with a secondary suite located in the basement. Note: Parking for the site has been provided under DB-2022-00897 (Laneway House). Note: This is a 2 storey building pursuant to the Zoning and Development By-Law. 1- Covenant registered at the Land Title Office under CB91706 2- No strata titling permitted 3- Bar sink proposed in the basement 4- A/C unit proposed in the rear yard 5- Schedule B: Jason Hui, P.Eng (778-319-3403) Structural & Geotechnical 6- BC Housing Residential Builder - Rishi Holdings Ltd. | ACME PLUMBING HEATING & GAS LTD.
MP-2023-00060 | 2023-01-15 | 3135 E 50TH AVENUE, Vancouver, BC V5S 1N9 | Mechanical Permit | NULL | NULL | Issued | NULL | ACME PLUMBING HEATING & GAS LTD.
EP-2022-03208 | 2022-04-27 | 2635 E 53RD AVENUE, Vancouver, BC V5S 1W1 | Electrical Permit | Residential | New | Completed | Installation / Repair - Residential - complete new wiring for duplex new houses. Main Consumer's Service: 200A. 2 Electric Meters. 125A Service for each unit. >BP: To construct a 2 storey two-family dwelling with a/(2) secondary suite(s) located in the Basement/Cellar ($802,750.00) with a detached accessory building (garage) and 2 open parking at the rear providing 4 parking spaces, having vehicular access from the lane. 1. Covenant registered at the Land Title Office under CA8381873 2. A/C Units (2) proposed rear yard. 3. Schedule B: Xue Li Chen P.Eng (778-235-5447) Structural and Geotechnical 4. HPO: Rava Homes The entire building to be sprinklered to 2 x NFPA 13D Note: This is a 2 storey building pursuant to the Zoning and Development By-Law West Unit (primary) #1-2635 E 53rd Av - One Family Dwelling (1st & 2nd floor) #2-2635 E 53rd Av - Secondary Suite (basement) East Unit #1-2637 E 53rd Av - One Family Dwelling (1st & 2nd floor) #2-2637 E 53rd Av - Secondary Suite Address and suite numbers assigned as per approved plans for Fire and Emergency response. The address numbers are to be posted to the building to be visible from the street and the suite numbers are to be posted at the suite entries in accordance with the Building By-law prior to final inspection. **THIS PERMIT HAS BEEN ISSUED UNDER THE REQUIREMENTS OF VBBL #12511 (2019).** | T.G. Electrical Ltd
PP-2022-01055 | 2022-03-29 | 2635 E 53RD AVENUE, Vancouver, BC V5S 1W1 | Plumbing Permit | Residential | New | Completed | Residential - 2FD+2SS - WEST UNIT - 2635 E 53RD AV - -#1 & #2 EAST UNIT - 2637 E 53RD AV - -#1 & #2 To install 1 gravity sump To construct a 2 storey two-family dwelling with a/(2) secondary suite(s) located in the Basement/Cellar with a detached accessory building (garage) and 2 open parking at the rear providing 4 parking spaces, having vehicular access from the lane. 1. Covenant registered at the Land Title Office under CA8381873 2. A/C Unit proposed located at rear yard and upper floor | Trust Excavation & Demolition Ltd
PP-2022-01629 | 2022-05-11 | 2635 E 53RD AVENUE, Vancouver, BC V5S 1W1 | Plumbing Permit | Residential | New | Completed | Residential - Plumbing for: >BP: 2 FD + 2 SS To construct a 2 storey two-family dwelling with a/(2) secondary suite(s) located in the Basement/Cellar ($802,750.00) with a detached accessory building (garage) and 2 open parking at the rear providing 4 parking spaces, having vehicular access from the lane. 1. Covenant registered at the Land Title Office under CA8381873 2. A/C Units (2) proposed rear yard. 3. Schedule B: Xue Li Chen P.Eng (778-235-5447) Structural and Geotechnical 4. HPO: Rava Homes The entire building to be sprinklered to 2 x NFPA 13D Note: This is a 2 storey building pursuant to the Zoning and Development By-Law West Unit (primary) #1-2635 E 53rd Av - One Family Dwelling (1st & 2nd floor) #2-2635 E 53rd Av - Secondary Suite (basement) East Unit #1-2637 E 53rd Av - One Family Dwelling (1st & 2nd floor) #2-2637 E 53rd Av - Secondary Suite Address and suite numbers assigned as per approved plans for Fire and Emergency response. The address numbers are to be posted to the building to be visible from the street and the suite numbers are to be posted at the suite entries in accordance with the Building By-law prior to final inspection. **THIS PERMIT HAS BEEN ISSUED UNDER THE REQUIREMENTS OF VBBL #12511 (2019).* | Kennedy Mechanical Ltd
EP-2022-00636 | 2022-01-28 | 2635 E 53RD AVENUE, Vancouver, BC V5S 1W1 | Electrical Permit | Residential | New | Expired | Temporary Power - Residential - To provide temporary power. Amend: Jan 31, 2022 change service size to 60 amp 120/240 volts | T.G. Electrical Ltd
SP-2022-01377 | 2022-08-25 | 2635 E 53RD AVENUE, Vancouver, BC V5S 1W1 | Sprinkler Permit | Residential | New | Completed | Residential - Install sprinkles in duplex <BP: 2 FD + 2 SS To construct a 2 storey two-family dwelling with a/(2) secondary suite(s) located in the Basement/Cellar ($802,750.00) with a detached accessory building (garage) and 2 open parking at the rear providing 4 parking spaces, having vehicular access from the lane. 1. Covenant registered at the Land Title Office under CA8381873 2. A/C Units (2) proposed rear yard. 3. Schedule B: Xue Li Chen P.Eng (778-235-5447) Structural and Geotechnical 4. HPO: Rava Homes The entire building to be sprinklered to 2 x NFPA 13D | Gold Key Fire Protection Ltd
EP-2022-07363 | 2022-09-07 | 2635 E 53RD AVENUE, Vancouver, BC V5S 1W1 | Electrical Permit | Residential | New | Completed | Installation / Repair - Residential - 2FD+2SS - WEST - 2635 E 53RD AV - #1 & #2 EAST - 2637 E 53RD AV - #1 & #2 Extra low voltage. COMPLETE SECURITY ALARM SYSTEM >DB: To construct a 2 storey two-family dwelling with a/(2) secondary suite(s) located in the Basement/Cellar with a detached accessory building (garage) and 2 open parking at the rear providing 4 parking spaces, having vehicular access from the lane. 1. Covenant registered at the Land Title Office under CA8381873 2. A/C Units (2) proposed rear yard. AMEND: MAY 1/2023 Adding cost to $6000.00 | RAJNESH RAJU DBA: OPTIMUS SECURITY SYSTEMS
GP-2022-02208 | 2022-07-28 | 2635 E 53RD AVENUE, Vancouver, BC V5S 1W1 | Gas Permit | Residential | New | Completed | Residential - 2FD+2SS - WEST - 2635 E 53RD AV - #1 & #2 EAST - 2637 E 53RD AV - #1 & #2 2635 e53 ave to install 1 boiler 1 range 1 bbq 1 fireplace fireplace piping only 2637 e53 ave to install 1 boiler 1 range 1 bbq 1 fireplace fireplace piping only To construct a 2 storey two-family dwelling with a/(2) secondary suite(s) located in the Basement/Cellar with a detached accessory building (garage) and 2 open parking at the rear providing 4 parking spaces, having vehicular access from the lane. 1. Covenant registered at the Land Title Office under CA8381873 2. A/C Units (2) proposed rear yard. | Symbolistic Heating Ltd
GP-2022-02581 | 2022-08-30 | 468 E 53RD AVENUE, Vancouver, BC V5X 1J2 | Gas Permit | Residential | Renovation | Issued | Residential - -To remove and dispose of existing boiler. -To supply and install wall mounted Veissman Vitoden 100 B1HE 120,000 BTU 95% high efficient boiler. | Ashton Service Group/Ashton Mechanical Ltd.
EP-2023-01958 | 2023-06-09 | 468 E 53RD AVENUE, Vancouver, BC V5X 1J2 | Electrical Permit | Residential | Renovation | Cancelled | Installation / Repair - Residential - Installed a circuit for a heat pump *An approved mechanical permit is required for the installation of air conditioning or heat pump unit at the time of installation before an electrical inspection will be performed | Douglas Millington o/a Moose Electric
EP-2023-10062 | 2023-11-08 | 734 E 54TH AVENUE, Vancouver, BC V5X 1L7 | Electrical Permit | Residential | New | Issued | Installation / Repair - Residential - Pre wire and completion of security alarm, Telus, tv, internet, cctv and speakers >BP: To construct a 2 storey + basement single detached house ($720,250.00) with an attached garage providing 2 parking spaces, having vehicular access from the street. | Pioneer Security and Communications Ltd
GP-2023-03291 | 2023-10-30 | 734 E 54TH AVENUE, Vancouver, BC V5X 1L7 | Gas Permit | Residential | Renovation | Issued | Residential - 1 Fireplace VENTING AND HOOKUP ONLY >BP: To construct a 2 storey + basement single detached house ($720,250.00) with an attached garage providing 2 parking spaces, having vehicular access from the street. | REAL LIGHTING & FIREPLACES LTD
EP-2023-09797 | 2023-11-09 | 734 E 54TH AVENUE, Vancouver, BC V5X 1L7 | Electrical Permit | Residential | New | Issued | Installation / Repair - Residential - wiring, underground cables and service of single detached house main service 200 Amps >BP: To construct a 2 storey + basement single detached house ($720,250.00) with an attached garage providing 2 parking spaces, having vehicular access from the street. 1. No Strata Titling permitted 2. Mechanical unit proposed – Exterior component located in rear yard, Interior component located in upper floor closet. 3. Bar sink located in Basement Recreation Room 4. Schedule B: (S.N. Biswas) P.Eng (604.250.8666) Structural & Geotechnical 5. HPO: Residential Builder - Rai Development Ltd. Note: This is a 2 storey building pursuant to the Zoning and Development By-Law ***This permit is issued under the VBBL 2019, with updated energy requirements as per bylaw # 12997 effective Jan 01, 2022.*** | AULAKH ELECTRICAL CORPORATION
MP-2023-01810 | 2023-10-10 | 734 E 54TH AVENUE, Vancouver, BC V5X 1L7 | Mechanical Permit | NULL | NULL | Issued | NULL | Century Twenty One Gas & Heating Co. Ltd
PP-2023-03493 | 2023-10-04 | 734 E 54TH AVENUE, Vancouver, BC V5X 1L7 | Plumbing Permit | Residential | New | Issued | Residential - Installation of plumbing fixtures >BP: To construct a 2 storey + basement single detached house with an attached garage providing 2 parking spaces, having vehicular access from the street. 1. No Strata Titling permitted 2. Mechanical unit proposed – Exterior component located in rear yard, Interior component located in upper floor closet. 3. Bar sink located in Basement Recreation Room 4. Schedule B: (S.N. Biswas) P.Eng (604.250.8666) Structural & Geotechnical 5. HPO: Residential Builder - Rai Development Ltd. | Century Twenty One Gas & Heating Co. Ltd
PP-2023-02946 | 2023-08-21 | 734 E 54TH AVENUE, Vancouver, BC V5X 1L7 | Plumbing Permit | Residential | New | Issued | Residential - two sumps with pump one sump without pump NOTE: Engineering Assurance letter will be submitted to the Plumbing Inspector on the site. Letter shall conform to the requirements of Vancouver Bulletin 2000-008-EL/PL. | Bhullar Excavating and Demolition
GP-2023-04136 | 2023-12-20 | 734 E 54TH AVENUE, Vancouver, BC V5X 1L7 | Gas Permit | Residential | New | Issued | Residential - 1 Range, 1 BBQ & 1 Fireplace Installation of gas appliances >BP: To construct a 2 storey + basement single detached house ($720,250.00) with an attached garage providing 2 parking spaces, having vehicular access from the street. | Century Twenty One Gas & Heating Co. Ltd
PP-2023-04361 | 2023-12-22 | 746 E 54TH AVENUE, Vancouver, BC V5X 1L7 | Plumbing Permit | Residential | New | Issued | Residential - Rough plumbing and finishing >BP: To construct a two-storey two-family dwelling with two Lock off units located in the basement, with an attached garage providing 2 parking spaces, having vehicular access from E 54th Ave. This is a 2 storey building pursuant to the Zoning and Development By-Law 1. External mechanical units proposed in rear yard 2. Schedule B: Alan Prahalad, P. Eng (604-831-1431) Structural & Geotechnical 3. HPO: Lehail Construction Ltd. | Dynasty Developments Ltd
EP-2024-00003 | 2024-01-03 | 746 E 54TH AVENUE, Vancouver, BC V5X 1L7 | Electrical Permit | Residential | New | Issued | Installation / Repair - Residential - Rough wiring and finishing installation for a duplex. Installation of a 200 A main consumer's service, and 125 A consumer's service for each unit. >BP: To construct a two-storey two-family dwelling with two Lock off units located in the basement, with an attached garage providing 2 parking spaces, having vehicular access from E 54th Ave. This is a 2 storey building pursuant to the Zoning and Development By-Law 1. External mechanical units proposed in rear yard 2. Schedule B: Alan Prahalad, P. Eng (604-831-1431) Structural & Geotechnical 3. HPO: Lehail Construction Ltd. ***This permit is issued under the VBBL 2019, with updated energy requirements as per bylaw # 12997 effective Jan 01, 2022.***. Combustible projections or roof soffits on an exposing building face shall not project to less than .45m from the property line and shall be in compliance with VBBL 2019 9.10.15.5.(9) | Moon Star Electrical Ltd
MP-2024-00024 | NULL | 746 E 54TH AVENUE, Vancouver, BC V5X 1L7 | Mechanical Permit | NULL | NULL | Submitted | NULL | Dynasty Developments Ltd
PP-2023-03311 | 2023-09-18 | 746 E 54TH AVENUE, Vancouver, BC V5X 1L7 | Plumbing Permit | Residential | New | Issued | Residential - sump no pump | Bhullar Excavating and Demolition
EP-2023-07012 | 2023-08-03 | 746 E 54TH AVENUE, Vancouver, BC V5X 1L7 | Electrical Permit | Residential | New | Issued | Temporary Power - Residential - To provide temporary power. | Moon Star Electrical Ltd
EP-2024-00358 | 2024-01-19 | 753 E 54TH AVENUE, Vancouver, BC V5X 1L8 | Electrical Permit | Residential | Renovation | Completed | Installation / Repair - Residential - interconnected smoke alarm in each bedroom of secondary suite -CF-2021-011656 >BP: Interior alterations to convert a portion of a basement to a secondary suite. Scope of work : to relax an existing parking space within the existing attached garage to a small car and a storage room. | Sikander Electrical Ltd.
EP-2022-04916 | 2022-06-15 | 892 E 54TH AVENUE, Vancouver, BC V5X 1L7 | Electrical Permit | Residential | Renovation | Completed | Installation / Repair - Residential - Convert main floor into a family child day care facility. Install interconnected combination hard-wired smoke and carbon monoxide alarms in each bedroom and in common hallways. Install emergency lighting and exit signs. Install disconnect switch for furnace. | Oscar Electric Ltd
PP-2022-01903 | 2022-06-29 | 909 E 54TH AVENUE, Vancouver, BC V5X 1L8 | Plumbing Permit | Residential | New | Completed | Residential - Lawn irrigation system. (Dcva) | Clearway Demolition and Recycling
EP-2022-05189 | NULL | 909 E 54TH AVENUE, Vancouver, BC V5X 1L8 | Electrical Permit | Residential | New | Draft | Installation / Repair - Residential - Laneway House electrical rough wiring and finishing. | E G ELECTRICAL LTD.
PP-2022-02265 | 2022-06-28 | 909 E 54TH AVENUE, Vancouver, BC V5X 1L8 | Plumbing Permit | Residential | New | Completed | Residential - PLUMBING >To construct a 2 storey laneway house building with a detached garage and 1 open parking pad, providing a total of 3 parking spaces, having vehicular access from the lane. Note: This is a 1 ½ storey building pursuant to the Zoning & Development By-law 1. No A/C unit proposed. 2. Schedule B: S Dulay (604.603.7254) Structural & Geotechnical 3. HPO: Kondola Development Inc. BUILDING 2 - #3 - 909 E 54th Av - Laneway House Address and suite numbers assigned as per approved plans for Fire and Emergency response. The address number is to be posted to the building to be visible from the street and the suite numbers are to be posted at the suite entries in accordance with the Building By-law prior to final inspection. Combustible projections or roof soffits on an exposing building face shall not project to less than .45m from the property line and shall be in compliance with VBBL 2019 9.10.15.5.(9) Information regarding the principal building on the survey and site plan is for reference only. Any discrepancy between information regarding the principal building on the survey and/or site plan and approved permit drawings for the principal building are neither approved nor authorized under this laneway house permit. The entire building, to be sprinklered to NFPA 13D. ******THIS PERMIT HAS BEEN ISSUED UNDER THE REQUIREMENTS OF VBBL #12511 (2019)****** Amend: Nov 24, 2022 add 3 deck drain | GAHEER Bros Mechanical Ltd
GP-2023-02025 | 2023-07-07 | 2696 E 46TH AVENUE, Vancouver, BC V5S 1A3 | Gas Permit | Residential | Renovation | Completed | Residential - replacement of 1 hot water tank | Cangas Heating Service Ltd
PP-2023-02380 | 2023-07-06 | 2719 E 46TH AVENUE, Vancouver, BC V5S 1A6 | Plumbing Permit | Residential | New | Issued | Residential - Plumbing for new build >BP: To construct a 2 storey + basement one-family dwelling with a secondary suite ($719,367.50) located in the basement with parking at the rear providing 2 parking spaces, having vehicular access from the lane. | Saran Plumbing and Heating Ltd
MP-2023-01327 | 2023-07-20 | 2719 E 46TH AVENUE, Vancouver, BC V5S 1A6 | Mechanical Permit | NULL | NULL | Issued | NULL | Saran Plumbing and Heating Ltd
EP-2023-08305 | 2023-09-14 | 2719 E 46TH AVENUE, Vancouver, BC V5S 1A6 | Electrical Permit | Residential | New | Issued | Installation / Repair - Residential - Installation of low voltage, security wiring. >BP: To construct a 2 storey + basement one-family dwelling with a secondary suite ($719,367.50) located in the basement with parking at the rear providing 2 parking spaces, having vehicular access from the lane. Note: This is a 2 storey building pursuant to the Zoning and Development By-Law 1- Covenant registered at the Land Title Office under CB80525 2- No strata titling permitted 3- No bar sink proposed 4- A/C unit proposed in the rear yard 5- Schedule B: Aliaksandr Taranenko, P.Eng. (604-746-5070) Structural Paullus K.F. Young, P.Eng. (604-841-7748) Geotechnical 6- Rev#1: HPO: Dhinsa Ventures Corp. (604)-440-1844 7- The entire building to be sprinklered to NFPA 13D. ******THIS PERMIT HAS BEEN ISSUED UNDER THE REQUIREMENTS OF VBBL #12511 (2019)****** | Secure Pro Systems Ltd
EP-2023-08162 | 2023-09-13 | 2719 E 46TH AVENUE, Vancouver, BC V5S 1A6 | Electrical Permit | Residential | New | Issued | Installation / Repair - Residential - complete rough wiring and finishing 31-750v . 2x200amp separate services >Permit Amendment Oct 23, 2023 -"LOAD CALCULATION UPDATED" *Document(s) uploaded to "Application Documents" tab for Electrical Inspector review. Documents are at pending status at time of permit amendment approval >BP: To construct a 2 storey + basement one-family dwelling with a secondary suite ($719,367.50) located in the basement with parking at the rear providing 2 parking spaces, having vehicular access from the lane. Note: This is a 2 storey building pursuant to the Zoning and Development By-Law 1- Covenant registered at the Land Title Office under CB80525 2- No strata titling permitted 3- No bar sink proposed 4- A/C unit proposed in the rear yard 5- Schedule B: Aliaksandr Taranenko, P.Eng. (604-746-5070) Structural Paullus K.F. Young, P.Eng. (604-841-7748) Geotechnical 6- Rev#1: HPO: Dhinsa Ventures Corp. (604)-440-1844 7- The entire building to be sprinklered to NFPA 13D. ******THIS PERMIT HAS BEEN ISSUED UNDER THE REQUIREMENTS OF VBBL #12511 (2019)****** | Simplex Electrical Ltd
GP-2023-02491 | 2023-08-28 | 2719 E 46TH AVENUE, Vancouver, BC V5S 1A6 | Gas Permit | Residential | New | Issued | Residential - 1 Boiler, 1 Range, 1 Fireplace, 1 Cooktop & 1 BBQ Complete boiler, range and piping only for fireplace, bbq. >BP: To construct a 2 storey + basement one-family dwelling with a secondary suite *Amendment - October 05, 2023 - Added 1 Cooktop** | Deep Gas Fitting Ltd.
SP-2023-01538 | 2023-08-23 | 2719 E 46TH AVENUE, Vancouver, BC V5S 1A6 | Sprinkler Permit | Residential | New | Issued | Residential - 1FD+SS - #1 & #2 - new home >DB To construct a 2 storey + basement one-family dwelling with a secondary suite located in the basement with parking at the rear providing 2 parking spaces, having vehicular access from the lane. Note: This is a 2 storey building pursuant to the Zoning and Development By-Law 1- Covenant registered at the Land Title Office under CB80525 2- No strata titling permitted 3- No bar sink proposed 4- A/C unit proposed in the rear yard 7- The entire building to be sprinklered to NFPA 13D. ******THIS PERMIT HAS BEEN ISSUED UNDER THE REQUIREMENTS OF VBBL #12511 (2019)****** | SBMS Construction Ltd
EP-2023-09284 | 2023-10-13 | 2719 E 46TH AVENUE, Vancouver, BC V5S 1A6 | Electrical Permit | Residential | New | Issued | Temporary Power - Residential - To provide temporary power. | Simplex Electrical Ltd
GP-2024-00090 | NULL | 2740 E 46TH AVENUE, Vancouver, BC V5S 1A7 | Gas Permit | Residential | Renovation | Application Incomplete | Residential - Boiler replacement | Maple Furnace Heating & Air Conditioning
GP-2022-00417 | 2022-04-25 | 2758 E 46TH AVENUE, Vancouver, BC V5S 1A7 | Gas Permit | Residential | Renovation | Completed | Residential - Remove old hot water tank and boiler and install a new Combi unit | GMA SOLUTIONS LTD
EP-2022-06098 | 2022-07-25 | 3238 E 45TH AVENUE, Vancouver, BC V5R 3E5 | Electrical Permit | Residential | Tenant Improvement | Completed | Installation / Repair - Residential - remove an outlet that's not up to electrical code | Atlantic Electric Ltd
GP-2022-01917 | 2022-06-25 | 3261 E 45TH AVENUE, Vancouver, BC V5R 3E4 | Gas Permit | Residential | Renovation | Completed | Residential - Replace gas furnace on ground floor. | Canadian Care Heating & Cooling Ltd
EP-2023-01234 | 2023-02-14 | 760 E 49TH AVENUE, Vancouver, BC V5W 2H4 | Electrical Permit | Residential | Renovation | Completed | Installation / Repair - Residential - Service upgrade from 125a to 200a | Bostech Power Solutions Ltd
GP-2022-01068 | 2022-04-05 | 1943 E 4TH AVENUE, Vancouver, BC V5N 1K3 | Gas Permit | Residential | Renovation | Completed | Residential - install tankless water heater Water Heater @ 180,000 BTU | Joyce Heating Services Ltd
GP-2022-03490 | 2022-11-08 | 3638 E 48TH AVENUE, Vancouver, BC V5S 1H9 | Gas Permit | Residential | Renovation - Dwelling Unit(s) only | Completed | Residential - RE & RE HWT | 484081 BC LTD
PP-2022-01511 | 2022-05-03 | 3665 E 48TH AVENUE, Vancouver, BC V5S 1J1 | Plumbing Permit | Residential | New | Completed | Residential - sump | Kingsman Excavating Ltd.
EP-2022-00679 | 2022-01-31 | 3665 E 48TH AVENUE, Vancouver, BC V5S 1J1 | Electrical Permit | Residential | New | Expired | Temporary Power - Residential - To provide temporary power. | Santec Electric Inc
EP-2024-00057 | 2024-01-03 | 3675 E 48TH AVENUE, Vancouver, BC V5S 1J1 | Electrical Permit | Residential | New | Issued | Temporary Power - Residential - To provide temporary power. | ALPHA ONE ELECTRIC LTD
GP-2023-03654 | 2023-11-21 | 3695 E 48TH AVENUE, Vancouver, BC V5S 1J1 | Gas Permit | Residential | Addition | Completed | Residential - Replacement of furnace and water heater | BCRC Plumbing and Heating Ltd
GP-2022-03860 | 2022-12-05 | 3427 E 50TH AVENUE, Vancouver, BC V5S 1P4 | Gas Permit | Residential | Renovation | Completed | Residential - Furnace re & re | Tek Climate Heating & Air Conditioning Ltd
GP-2023-00719 | 2023-03-01 | 3427 E 50TH AVENUE, Vancouver, BC V5S 1P4 | Gas Permit | Residential | Tenant Improvement | Completed | Residential - Re & Re Gas HWT >BP: March 1/23-AMEND BTU's of HWT is 40,000 | Mainland Plumbing & Heating
EP-2022-01187 | 2022-02-14 | 21 E 51ST AVENUE, Vancouver, BC V5X 1C1 | Electrical Permit | Residential | New | Expired | Temporary Power - Residential - To provide temporary power. | OPTIMUM ELECTRICAL LTD
SP-2022-01796 | 2022-10-31 | 21 E 51ST AVENUE, Vancouver, BC V5X 1C1 | Sprinkler Permit | Residential | New | Completed | Residential - 1FD+SS - #1 & #2 - new sprinkler installation >DB: To construct a 2 storey + basement one-family dwelling with a secondary suite located in the basement with 1 laneway house parking space, having vehicular access from the lane. Note: This is a 2 storey building pursuant to the Zoning and Development By-Law 1- Covenant registered at the Land Title Office under CA9795177 2- No strata titling permitted 3- Bar sink proposed in the basement 4- No A/C unit proposed 7- The entire building, INCLUDING THE ATTACHED GARAGE (if applicable), to be sprinklered to NFPA 13D. | Real Tech Fire Protection Ltd
EP-2022-09176 | 2022-11-10 | 21 E 51ST AVENUE, Vancouver, BC V5X 1C1 | Electrical Permit | Residential | New | Completed | Installation / Repair - Residential - rough wiring and finishing of new house Main House 150 amps LWH 100 amps Main Service 200 amps >BP: To construct a 2 storey + basement one-family dwelling with a secondary suite ($728,250.00) located in the basement with 1 laneway house parking space, having vehicular access from the lane. Note: This is a 2 storey building pursuant to the Zoning and Development By-Law 1- Covenant registered at the Land Title Office under CA9795177 2- No strata titling permitted 3- Bar sink proposed in the basement 4- No A/C unit proposed 5- Schedule B: Tsung-Hua Yang, P. Eng. (604-729-0585) Structural & Geotechnical 6- HPO: Residential Builder – T.A.R.F. Holdings 7- The entire building, INCLUDING THE ATTACHED GARAGE (if applicable), to be sprinklered to NFPA 13D. ******THIS PERMIT HAS BEEN ISSUED UNDER THE REQUIREMENTS OF VBBL #12511 (2019)****** | OPTIMUM ELECTRICAL LTD
EP-2022-09472 | 2022-11-08 | 21 E 51ST AVENUE, Vancouver, BC V5X 1C1 | Electrical Permit | Residential | New | Completed | Installation / Repair - Residential - Low Voltage (Alarm, Cable, Telephone, Data, Doorbell) Rough In & Finishing >>BP: To construct a 2 storey + basement one-family dwelling with a secondary suite ($728,250.00) located in the basement with 1 laneway house parking space, having vehicular access from the lane. Note: This is a 2 storey building pursuant to the Zoning and Development By-Law 1- Covenant registered at the Land Title Office under CA9795177 2- No strata titling permitted 3- Bar sink proposed in the basement 4- No A/C unit proposed 5- Schedule B: Tsung-Hua Yang, P. Eng. (604-729-0585) Structural & Geotechnical 6- HPO: Residential Builder – T.A.R.F. Holdings 7- The entire building, INCLUDING THE ATTACHED GARAGE (if applicable), to be sprinklered to NFPA 13D. ******THIS PERMIT HAS BEEN ISSUED UNDER THE REQUIREMENTS OF VBBL #12511 (2019)****** | Cititech Security & Sound Inc.
GP-2022-03292 | 2022-10-26 | 21 E 51ST AVENUE, Vancouver, BC V5X 1C1 | Gas Permit | Residential | New | Completed | Residential - All black iron piping include fittings.2 psi natural gas line.Complete installation for boiler 199000 btu and piping only for Kitchen range 70000 btu >>BP: To construct a 2 storey + basement one-family dwelling with a secondary suite ($728,250.00) located in the basement with 1 laneway house parking space, having vehicular access from the lane. Note: This is a 2 storey building pursuant to the Zoning and Development By-Law 1- Covenant registered at the Land Title Office under CA9795177 2- No strata titling permitted 3- Bar sink proposed in the basement 4- No A/C unit proposed 5- Schedule B: Tsung-Hua Yang, P. Eng. (604-729-0585) Structural & Geotechnical 6- HPO: Residential Builder – T.A.R.F. Holdings 7- The entire building, INCLUDING THE ATTACHED GARAGE (if applicable), to be sprinklered to NFPA 13D. ******THIS PERMIT HAS BEEN ISSUED UNDER THE REQUIREMENTS OF VBBL #12511 (2019)****** | POLLY MECHANICAL LTD
PP-2022-02438 | 2022-07-14 | 21 E 51ST AVENUE, Vancouver, BC V5X 1C1 | Plumbing Permit | Residential | New | Completed | Residential - New residential home >To construct a 2 storey + basement one-family dwelling with a secondary suite ($728,250.00) located in the basement with 1 laneway house parking space, having vehicular access from the lane. Note: This is a 2 storey building pursuant to the Zoning and Development By-Law 1- Covenant registered at the Land Title Office under CA9795177 2- No strata titling permitted 3- Bar sink proposed in the basement 4- No A/C unit proposed 5- Schedule B: Tsung-Hua Yang, P. Eng. (604-729-0585) Structural & Geotechnical 6- HPO: Residential Builder – T.A.R.F. Holdings 7- The entire building, INCLUDING THE ATTACHED GARAGE (if applicable), to be sprinklered to NFPA 13D. ******THIS PERMIT HAS BEEN ISSUED UNDER THE REQUIREMENTS OF VBBL #12511 (2019)****** | RISER PLUMBING & HEATING LTD
MP-2022-00163 | 2022-08-29 | 21 E 51ST AVENUE, Vancouver, BC V5X 1C1 | Mechanical Permit | NULL | NULL | Completed | NULL | RISER PLUMBING & HEATING LTD
SP-2022-00217 | 2022-02-16 | 2242 E 52ND AVENUE, Vancouver, BC V5P 1X1 | Sprinkler Permit | Residential | New | Completed | Residential - new fire sprinkler >BP: To construct a 2 storey one-family dwelling with a secondary suite located in the Basement ($771,750.00) with an open parking pad, providing 1 parking space, having vehicular access from the 20' Lane. 1. Covenant registered at the Land Title Office under CA9049262 2. No Strata Titling permitted 3. A/C proposed – Exterior component located in Rear Yard, Interior component located in Basement. 4. Bar sink located in Rec. Room in Basement. 5. Schedule B: SHAMSUL ALAM SHIKDER, P.Eng (604-255-3740) Structural & Geotechnical 6. HPO: Residential Builder- KISHIUCHI CONSTRUCTION LTD. Note: This is a 2 storey building pursuant to the Zoning and Development By-Law Address Information: Principal Dwelling: #1 - 2242 E 52nd Av - One Family Dwelling (1st and 2nd storey, north portion of basement) Secondary Suite: #2 - 2242 E 52nd Av - (south portion of basement) Laneway House: #3 - 2242 E 52nd Av - (1.5 storey) Addresses assigned per approved plans. Fire and Emergency street access to the secondary suite is from the west side. Street access must be provided and maintained at all times. The building addresses are to be posted and to be visible from the street in accordance with the Building By-law prior to final inspection. **THIS PERMIT HAS BEEN ISSUED UNDER THE REQUIREMENTS OF VBBL #12511 (2019) ** | Mainland Fire Protection Ltd
GP-2022-00219 | 2022-01-25 | 2242 E 52ND AVENUE, Vancouver, BC V5P 1X1 | Gas Permit | Residential | New | Completed | Residential - Gas piping for boiler, fireplace, bbq boxes, range and range for lane way house. Gas venting for the boiler, and fireplace installation. Two underground gas lines, one from meter to laneway house, and one from meter to front of the house. To construct a 2 storey laneway house building with 1 open parking pad, providing a total of 1 parking spaces, having vehicular access from the 20' Lane. Note: This is a 1 ½ storey building pursuant to the Zoning & Development By-law. 1. Covenant registered at the Land Title Office under CA9049262 2. No Strata Titling permitted 3. A/C proposed – Exterior component located in Rear Yard, Interior component located on Upper Floor 4. Schedule B: SHAMSUL ALAM SHIKDER, P.Eng (604-255-3740) Structural & Geotechnical 5. HPO: Residential Builder- KISHIUCHI CONSTRUCTION LTD. | Harper Gasworks Ltd
EP-2022-01604 | 2022-02-28 | 2242 E 52ND AVENUE, Vancouver, BC V5P 1X1 | Electrical Permit | Residential | New | Completed | Installation / Repair - Residential - Low voltage installation & complete >BP: To construct a 2 storey one-family dwelling with a secondary suite located in the Basement ($771,750.00) with an open parking pad, providing 1 parking space, having vehicular access from the 20' Lane. 1. Covenant registered at the Land Title Office under CA9049262 2. No Strata Titling permitted 3. A/C proposed – Exterior component located in Rear Yard, Interior component located in Basement. 4. Bar sink located in Rec. Room in Basement. 5. Schedule B: SHAMSUL ALAM SHIKDER, P.Eng (604-255-3740) Structural & Geotechnical 6. HPO: Residential Builder- KISHIUCHI CONSTRUCTION LTD. Note: This is a 2 storey building pursuant to the Zoning and Development By-Law Address Information: Principal Dwelling: #1 - 2242 E 52nd Av - One Family Dwelling (1st and 2nd storey, north portion of basement) Secondary Suite: #2 - 2242 E 52nd Av - (south portion of basement) Laneway House: #3 - 2242 E 52nd Av - (1.5 storey) Addresses assigned per approved plans. Fire and Emergency street access to the secondary suite is from the west side. Street access must be provided and maintained at all times. The building addresses are to be posted and to be visible from the street in accordance with the Building By-law prior to final inspection. **THIS PERMIT HAS BEEN ISSUED UNDER THE REQUIREMENTS OF VBBL #12511 (2019) ** | Best Built-In Centre Ltd
GP-2022-03696 | 2022-11-23 | 2242 E 52ND AVENUE, Vancouver, BC V5P 1X1 | Gas Permit | Residential | New | Completed | Residential - Jennair 36" Gas Range Top Kitchen Aid 30" Dual Fuel Range >BP: To construct a 2 storey one-family dwelling with a secondary suite located in the Basement ($771,750.00) with an open parking pad, providing 1 parking space, having vehicular access from the 20' Lane. 1. Covenant registered at the Land Title Office under CA9049262 2. No Strata Titling permitted 3. A/C proposed – Exterior component located in Rear Yard, Interior component located in Basement. 4. Bar sink located in Rec. Room in Basement. 5. Schedule B: SHAMSUL ALAM SHIKDER, P.Eng (604-255-3740) Structural & Geotechnical 6. HPO: Residential Builder- KISHIUCHI CONSTRUCTION LTD. **THIS PERMIT HAS BEEN ISSUED UNDER THE REQUIREMENTS OF VBBL #12511 (2019) ** | Han Appliances & Refrigeration Ltd
EP-2022-00364 | 2022-01-20 | 2247 E 52ND AVENUE, Vancouver, BC V5P 1X2 | Electrical Permit | Residential | Renovation | Completed | Installation / Repair - Residential - Renovation, Move around 4 electrical boxes, wiring and finishing of electrical fireplace, four receptacles, LED strip light and one light fixture | Hayat Electrical Ltd
GP-2022-02583 | 2022-08-31 | 719 E 54TH AVENUE, Vancouver, BC V5X 1L8 | Gas Permit | Residential | Renovation | Completed | Residential - Replace furnace with High efficient unit | Leonard Steven Walton
PP-2023-03891 | 2023-11-06 | 77 E 52ND AVENUE, Vancouver, BC V5X 1G3 | Plumbing Permit | Residential | New | Issued | Residential - Install one sump without pump | Van-City Excavating Ltd
EP-2023-10246 | 2023-11-13 | 77 E 52ND AVENUE, Vancouver, BC V5X 1G3 | Electrical Permit | Residential | New | Issued | Temporary Power - Residential - To provide temporary power. | Hi Mark Electric Ltd
EP-2023-10369 | 2023-12-04 | 77 E 52ND AVENUE, Vancouver, BC V5X 1G3 | Electrical Permit | Residential | New | Issued | Installation / Repair - Residential - New house wiring >BP: To construct a 2 storey + basement one-family dwelling with a secondary suite ($610,000) located in the basement with a detached accessory building (LWH), at the rear providing 1 parking space and 1 open parking pad, having vehicular access from the lane. Note: This is a 2 storey building pursuant to the Zoning and Development By-Law 1- Covenant registered at the Land Title Office under CB470839. 2- No strata titling permitted 3- Bar sink proposed 4- External mechanical unit proposed 5- Schedule B: Antony Wang P.Eng (604.618.6236) Structural & Geotechnical 6 HPO: Residential Builder – Desato Enterprises Ltd. | Hi Mark Electric Ltd
EP-2023-07415 | 2023-08-29 | 2979 E 54TH AVENUE, Vancouver, BC V5S 1Y7 | Electrical Permit | Residential | New | Issued | Installation / Repair - Residential - wiring of single family dwelling .Installation 0f 200 Amp overhead service -There is going to be two EV charger --roughing only. >BP: To construct a 2 storey single detached house with a secondary suite located in the basement with a detached accessory building (garage) , at the rear providing 2 parking spaces and a surface parking, having vehicular access from the lane. The entire building to be sprinklered to NFPA 13D. NOTE: To achieve the required FSR a floor space exclusion of 2% has been applied to this application as per section 10.11.1 of the district schedule, to accommodate improved building performance. 1. Covenant registered at the Land Title Office under CB695 2. No strata titling permitted 3. A/C located in rear yard. 4. Bar sink located in lower floor rec room. 5. Schedule B Beerinder Sidhu M.Eng P.Eng (604-339-0034) Structural and Geotechnical 6. BC Housing Y & L Developments Ltd Note: This is a 2 storey building pursuant to the Zoning and Development By-Law ******THIS PERMIT HAS BEEN ISSUED UNDER THE REQUIREMENTS OF VBBL 2019****** ***This permit is issued under the VBBL 2019 *** All rooms adjacent to East and West exposing building face shall be sprinklered. "Combustible projections or roof soffits on an exposing building face shall not project to less than .45m from the property line and shall be in compliance with VBBL 2019 9.10.15.5.(9) | CROWN ELECTRICAL CONTRACTOR LTD
GP-2023-02619 | 2023-09-11 | 2979 E 54TH AVENUE, Vancouver, BC V5S 1Y7 | Gas Permit | Residential | New | Issued | Residential - 1 Boiler, 1 Range & 1 BBQ New gas piping >BP: To construct a 2 storey single detached house with a secondary suite located in the basement with a detached accessory building (garage) , at the rear providing 2 parking spaces and a surface parking, having vehicular access from the lane. | Avion Mechanical Ltd
EP-2023-08414 | 2023-09-19 | 2979 E 54TH AVENUE, Vancouver, BC V5S 1Y7 | Electrical Permit | Residential | New | Issued | Installation / Repair - Residential - Low voltage for TV, telephone, data, doorbell, cameras and alarm rough-wiring. >BP: To construct a 2 storey single detached house with a secondary suite located in the basement with a detached accessory building (garage) , at the rear providing 2 parking spaces and a surface parking, having vehicular access from the lane. The entire building to be sprinklered to NFPA 13D. | Techway Secuirty & Communication Ltd
MP-2023-02147 | 2023-12-03 | 2979 E 54TH AVENUE, Vancouver, BC V5S 1Y7 | Mechanical Permit | NULL | NULL | Issued | NULL | DAYLIGHT HEATING AND AIR CONDITIONING LTD
EP-2022-10756 | 2022-12-22 | 2979 E 54TH AVENUE, Vancouver, BC V5S 1Y7 | Electrical Permit | Residential | New | Expired | Temporary Power - Residential - To provide temporary power. | CROWN ELECTRICAL CONTRACTOR LTD
PP-2023-00664 | 2023-02-27 | 2979 E 54TH AVENUE, Vancouver, BC V5S 1Y7 | Plumbing Permit | Residential | New | Issued | Residential - 1FD+SS - #1 & #2 - two out side sumps with out pump | JVT EXCAVATING & DEMOLITION LTD
SP-2023-01351 | 2023-07-25 | 2979 E 54TH AVENUE, Vancouver, BC V5S 1Y7 | Sprinkler Permit | Residential | New | Issued | Residential - New sprinkler systems >BP: To construct a 2 storey single detached house with a secondary suite located in the basement with a detached accessory building (garage) , at the rear providing 2 parking spaces and a surface parking, having vehicular access from the lane. The entire building to be sprinklered to NFPA 13D. NOTE: To achieve the required FSR a floor space exclusion of 2% has been applied to this application as per section 10.11.1 of the district schedule, to accommodate improved building performance. 1. Covenant registered at the Land Title Office under CB695 2. No strata titling permitted 3. A/C located in rear yard. 4. Bar sink located in lower floor rec room. 5. Schedule B Beerinder Sidhu M.Eng P.Eng (604-339-0034) Structural and Geotechnical 6. BC Housing Y & L Developments Ltd | Real Tech Fire Protection Ltd
PP-2023-01870 | 2023-05-26 | 2979 E 54TH AVENUE, Vancouver, BC V5S 1Y7 | Plumbing Permit | Residential | New | Issued | Residential - New plumbing >BP: To construct a 2 storey single detached house with a secondary suite located in the basement with a detached accessory building (garage) , at the rear providing 2 parking spaces and a surface parking, having vehicular access from the lane. The entire building to be sprinklered to NFPA 13D. NOTE: To achieve the required FSR a floor space exclusion of 2% has been applied to this application as per section 10.11.1 of the district schedule, to accommodate improved building performance. 1. Covenant registered at the Land Title Office under CB695 2. No strata titling permitted 3. A/C located in rear yard. 4. Bar sink located in lower floor rec room. 5. Schedule B Beerinder Sidhu M.Eng P.Eng (604-339-0034) Structural and Geotechnical 6. BC Housing Y & L Developments Ltd | Avion Mechanical Ltd
MP-2023-00999 | 2023-06-05 | 2979 E 54TH AVENUE, Vancouver, BC V5S 1Y7 | Mechanical Permit | NULL | NULL | Issued | NULL | Avion Mechanical Ltd
EP-2022-06093 | 2022-07-21 | 2998 E 54TH AVENUE, Vancouver, BC | Electrical Permit | Residential | Renovation | Completed | Installation / Repair - Residential - Emergency Shutdown Buttons for Boiler Room Gas appliances. Boiler Rooms 1,2 and 5 | Lonsdale Electric Ltd
EP-2022-00865 | 2022-02-03 | 3041 E 54TH AVENUE, Vancouver, BC V5S 1Y8 | Electrical Permit | Residential | New | Expired | Temporary Power - Residential - To provide temporary power. | G G S ELECTRICAL LTD
PP-2022-03353 | 2022-09-22 | 3041 E 54TH AVENUE, Vancouver, BC V5S 1Y8 | Plumbing Permit | Residential | New | Completed | Residential - Sumps | AKAL DEMOLITION & EXCAVATING LTD
MP-2023-00023 | 2023-01-05 | 3041 E 54TH AVENUE, Vancouver, BC V5S 1Y8 | Mechanical Permit | NULL | NULL | Completed | NULL | AQUA KING MECHANICAL LTD
PP-2022-04445 | 2022-12-14 | 3041 E 54TH AVENUE, Vancouver, BC V5S 1Y8 | Plumbing Permit | Residential | New | Completed | Residential - New Plumbing To construct a two-storey two-family dwelling with two secondary suites located in the basement, with a detached accessory building (garage) at the rear providing 2 parking spaces and 2 parking pads, having vehicular access from the lane. 1. Covenant registered at the Land Title Office under CA9596797 2. No strata titling permitted 3. A/C units proposed in rear yard & second storey 4. No Bar sinks proposed 5. Schedule B: Jason Hui, P.Eng (Structural & Geotechnical) 6. HPO: Residential Builder - Athoula Management Ltd | AQUA KING MECHANICAL LTD
GP-2023-00527 | 2023-02-15 | 3041 E 54TH AVENUE, Vancouver, BC V5S 1Y8 | Gas Permit | Residential | New | Completed | Residential - Install 2 boilers, 2 ranges & 2 BBQ There is pipping for 2 BBQ >BP: To construct a two-storey two-family dwelling with two secondary suites ($1,069,117.50) located in the basement, with a detached accessory building (garage) at the rear providing 2 parking spaces and 2 parking pads, having vehicular access from the lane. | JOT MECHANICAL LTD
EP-2023-01211 | 2023-02-13 | 3041 E 54TH AVENUE, Vancouver, BC V5S 1Y8 | Electrical Permit | Residential | New | Completed | Installation / Repair - Residential - Extra Low Voltage Roughin and Finishing for TV, TeL, Data and CCTV and Security Alarm System. >BP: To construct a two-storey two-family dwelling with two secondary suites ($1,069,117.50) located in the basement, with a detached accessory building (garage) at the rear providing 2 parking spaces and 2 parking pads, having vehicular access from the lane. 1. Covenant registered at the Land Title Office under CA9596797 2. No strata titling permitted 3. A/C units proposed in rear yard & second storey 4. No Bar sinks proposed 5. Schedule B: Jason Hui, P.Eng (Structural & Geotechnical) 6. HPO: Residential Builder - Athoula Management Ltd ******THIS PERMIT HAS BEEN ISSUED UNDER THE REQUIREMENTS OF VBBL #12511 (2019)****** | Secure Worx AV & Automation Inc
SP-2023-00171 | 2023-01-30 | 3041 E 54TH AVENUE, Vancouver, BC V5S 1Y8 | Sprinkler Permit | Residential | New | Completed | Residential - New sprinkler system >BP: To construct a two-storey two-family dwelling with two secondary suites located in the basement, with a detached accessory building (garage) at the rear providing 2 parking spaces and 2 parking pads, having vehicular access from the lane. 1. Covenant registered at the Land Title Office under CA9596797 2. No strata titling permitted 3. A/C units proposed in rear yard & second storey 4. No Bar sinks proposed 5. Schedule B: Jason Hui, P.Eng (Structural & Geotechnical) 6. HPO: Residential Builder - Athoula Management Ltd | Haven Fire Protection Ltd
EP-2023-00736 | 2023-01-31 | 3041 E 54TH AVENUE, Vancouver, BC V5S 1Y8 | Electrical Permit | Residential | New | Completed | Installation / Repair - Residential - ROUGH WIRING , SERVICE AND FINISHING >BP: To construct a two-storey two-family dwelling with two secondary suites located in the basement, with a detached accessory building (garage) at the rear providing 2 parking spaces and 2 parking pads, having vehicular access from the lane. 1. Covenant registered at the Land Title Office under CA9596797 2. No strata titling permitted 3. A/C units proposed in rear yard & second storey 4. No Bar sinks proposed 5. Schedule B: Jason Hui, P.Eng (Structural & Geotechnical) 6. HPO: Residential Builder - Athoula Management Ltd | G G S ELECTRICAL LTD
EP-2022-09475 | 2022-11-08 | 348 E 53RD AVENUE, Vancouver, BC V5X 1J1 | Electrical Permit | Residential | Renovation | Issued | Installation / Repair - Residential - Electrical service to be upgraded to 200 amps. | Mr Power Electrical & Construction Ltd.
GP-2023-01246 | 2023-04-17 | 3294 E 45TH AVENUE, Vancouver, BC V5R 3E5 | Gas Permit | Residential | Renovation | Completed | Residential - replace furnace | Pioneer Plumbing & Heating Inc
GP-2024-00089 | 2024-01-12 | 3333 E 45TH AVENUE, Vancouver, BC V5R 3E6 | Gas Permit | Residential | Tenant Improvement | Issued | Residential - Re and re water heater | Moore & Russell Heating Ltd
GP-2022-00513 | 2022-02-17 | 3339 E 45TH AVENUE, Vancouver, BC V5R 3E6 | Gas Permit | Residential | Addition | Completed | Residential - GAS PIPING FOR ON DEMAND WATER HEATER @ 200,000 BTU | Hearthstone Ventures Ltd
GP-2022-01765 | 2022-06-09 | 3490 E 45TH AVENUE, Vancouver, BC V5R 3G1 | Gas Permit | Residential | Renovation | Completed | Residential - Replace gas furnace. | Canadian Care Heating & Cooling Ltd
GP-2023-01605 | 2023-05-19 | 35 E 49TH AVENUE, Vancouver, BC V5W 2G1 | Gas Permit | Residential | Renovation | Completed | Residential - hwt re&re | Ferenc Nagy
EP-2022-02111 | 2022-06-13 | 248 E 49TH AVENUE, Vancouver, BC V5W 2G5 | Electrical Permit | Residential | New | Completed | Installation / Repair - Residential - 200 amp service, new construction. upgrading service on detached garage new single family dwelling -We will only be pre-wiring. >To construct a 2 storey + basement one-family dwelling with a secondary suite ($860,010) located in the basement with a detached accessory building (garage), at the rear providing 2 parking spaces, having vehicular access from the lane. Note: This Building Permit will remain in a suspended status until the associated (green) Demolition Permit BP-2021-02681 is completed. Note: This is a 2 storey building pursuant to the Zoning and Development By-Law 1- Covenant registered at the Land Title Office under CA9918369 2- No strata titling permitted 3- A/C unit proposed 4- Schedule B: SHAMBHU N. BISWAS P Eng - (604) 250-8666 Architectural, Structural & Geotechnical 5- HPO: Residential Builder – Shanon Development Ltd 6- Entire Building to have NFPA 13-D Building 1 #1-248 E 49th Av - One Family Dwelling (1st & 2nd floor, east portion of basement) #2-248 E 49th Av - Secondary Suite (west portion of basement) Address and suite numbers assigned as per approved plans for Fire and Emergency response. The address number is to be posted to the building to be visible from the street and the suite numbers are to be posted at the suite entries in accordance with the Building By-law prior to final inspection. ****ALL PROJECT COORINATOR NOTES HAS BEEN ACCEPTED BY THE APPLICANT**** ******THIS PERMIT HAS BEEN ISSUED UNDER THE REQUIREMENTS OF VBBL #12511 (2019)****** Amend: Nov 9, 2023 permit value increasing $10,000 | Canadian Electrical Services Ltd
MP-2022-00389 | 2022-10-12 | 248 E 49TH AVENUE, Vancouver, BC V5W 2G5 | Mechanical Permit | NULL | NULL | Completed | NULL | Blue Sea Plumbing & Heating Ltd
NULL | NULL | 248 E 49TH AVENUE, Vancouver, BC V5W 2G5 | Mechanical Permit | NULL | NULL | Withdrawn | NULL | Blue Sea Plumbing & Heating Ltd
GP-2022-03067 | 2022-10-11 | 248 E 49TH AVENUE, Vancouver, BC V5W 2G5 | Gas Permit | Residential | New | Completed | Residential - 2 ranges & 1 BBQ piping only Boiler installation with venting. >BP: To construct a 2 storey + basement one-family dwelling with a secondary suite ($860,010) located in the basement with a detached accessory building (garage), at the rear providing 2 parking spaces, having vehicular access from the lane. | MSN Gas & Heating Ltd
SP-2023-00126 | 2023-01-23 | 248 E 49TH AVENUE, Vancouver, BC V5W 2G5 | Sprinkler Permit | Residential | New | Completed | Residential - new sprinkler installation >The entire building, INCLUDING THE ATTACHED GARAGE (if applicable), to be sprinklered to NFPA 13D. >BP: To construct a 2 storey + basement one-family dwelling with a secondary suite ($860,010) located in the basement with a detached accessory building (garage), at the rear providing 2 parking spaces, having vehicular access from the lane. Note: This is a 2 storey building pursuant to the Zoning and Development By-Law 1- Covenant registered at the Land Title Office under CA9918369 2- No strata titling permitted 3- A/C unit proposed 4- Schedule B: SHAMBHU N. BISWAS P Eng - (604) 250-8666 Architectural, Structural & Geotechnical 5- HPO: Residential Builder – Shanon Development Ltd 6- Entire Building to have NFPA 13-D ****ALL PROJECT COORINATOR NOTES HAS BEEN ACCEPTED BY THE APPLICANT**** ******THIS PERMIT HAS BEEN ISSUED UNDER THE REQUIREMENTS OF VBBL #12511 (2019)****** | Real Tech Fire Protection Ltd
PP-2022-02984 | 2022-08-26 | 248 E 49TH AVENUE, Vancouver, BC V5W 2G5 | Plumbing Permit | Residential | New | Completed | Residential - SUMPS | K P Excavating & Demolition Ltd
PP-2022-02825 | 2022-08-15 | 248 E 49TH AVENUE, Vancouver, BC V5W 2G5 | Plumbing Permit | Residential | New | Completed | Residential - Plumbing fixtures for: >To construct a 2 storey + basement one-family dwelling with a secondary suite ($860,010) located in the basement with a detached accessory building (garage), at the rear providing 2 parking spaces, having vehicular access from the lane. Note: This Building Permit will remain in a suspended status until the associated (green) Demolition Permit BP-2021-02681 is completed. Note: This is a 2 storey building pursuant to the Zoning and Development By-Law 1- Covenant registered at the Land Title Office under CA9918369 2- No strata titling permitted 3- A/C unit proposed 4- Schedule B: SHAMBHU N. BISWAS P Eng - (604) 250-8666 Architectural, Structural & Geotechnical 5- HPO: Residential Builder – Shanon Development Ltd 6- Entire Building to have NFPA 13-D >>>>>>AMEND: Oct. 13 -Please find attached files for heating system calculations -see APPLICATION DOCUMENTS tab >Amend: Dec. 7th 1 bar sink in basement level 1 auto washer in basement level 1dish washer in main floor kitchen | Blue Sea Plumbing & Heating Ltd
EP-2023-10292 | 2023-11-20 | 248 E 49TH AVENUE, Vancouver, BC V5W 2G5 | Electrical Permit | Residential | New | Completed | Installation / Repair - Residential - Security Alarm installation only >BP: To construct a 2 storey + basement one-family dwelling with a secondary suite ($860,010) located in the basement with a detached accessory building (garage), at the rear providing 2 parking spaces, having vehicular access from the lane. | Innova Security Systems Inc
GP-2023-00068 | 2023-01-30 | 347 E 49TH AVENUE, Vancouver, BC V5W 2G7 | Gas Permit | Residential | Renovation | Completed | Residential - Furnace Re and Re | Airlink Heating and Plumbing Ltd
NULL | NULL | 347 E 49TH AVENUE, Vancouver, BC V5W 2G7 | Mechanical Permit | NULL | NULL | Withdrawn | NULL | Airlink Heating and Plumbing Ltd
EP-2023-05112 | 2023-06-20 | 347 E 49TH AVENUE, Vancouver, BC V5W 2G7 | Electrical Permit | Residential | Addition | Completed | Installation / Repair - Residential - AC: To Install 30 Amps Circuit with Disconnect for Central Air Condition (AC) Note not a Heat Pump *An approved mechanical permit is required for the installation of air conditioning unit at the time of installation before an electrical inspection will be performed | Wise Electric Systems Limited
MP-2023-01196 | 2023-06-28 | 347 E 49TH AVENUE, Vancouver, BC V5W 2G7 | Mechanical Permit | NULL | NULL | Completed | NULL | Airlink Heating and Plumbing Ltd
NULL | NULL | 358 E 49TH AVENUE, Vancouver, BC V5W 2G6 | Sprinkler Permit | Residential | New | Withdrawn | Residential - new sprinkler installation | Real Tech Fire Protection Ltd
EP-2022-10816 | 2023-01-09 | 358 E 49TH AVENUE, Vancouver, BC V5W 2G6 | Electrical Permit | Residential | New | Completed | Installation / Repair - Residential - ROIUGH WIRING , SERVICE AND FINISHING >BP: To construct a two-storey two-family dwelling with two secondary suites located in the basement, with a detached accessory building (garage) and open parking pad at the rear providing 3 parking spaces, having vehicular access from the lane. This Building Permit will remain in a suspended status until the associated (green) Demolition Permit BP-2022-01996 is completed. This is a 2 storey building pursuant to the Zoning and Development By-Law 1. No strata titling permitted 2. A/C units proposed in rear & frond yards. 3. Bar sinks proposed in main floor. 4. Schedule B: Julian Bozsik, P.Eng (604-431-0055) Structural & Geotechnical 5. HPO: Amcata Homes Developments Ltd Combustible projections or roof soffits on an exposing building face shall not project to less than .45m from the property line and shall be in compliance with VBBL 2019 9.10.15.5.(9) The entire building, to be sprinklered to 2 x NFPA 13D. ******THIS PERMIT HAS BEEN ISSUED UNDER THE REQUIREMENTS OF VBBL #12511 (2019)****** | G G S ELECTRICAL LTD
EP-2023-00296 | 2023-01-13 | 358 E 49TH AVENUE, Vancouver, BC V5W 2G6 | Electrical Permit | Residential | New | Completed | Installation / Repair - Residential - Extra Low Voltage TV,data,telephone,doorbell, security system, and vacuum >BP: To construct a two-storey two-family dwelling with two secondary suites located in the basement, with a detached accessory building (garage) and open parking pad at the rear providing 3 parking spaces, having vehicular access from the lane. 1. No strata titling permitted 2. A/C units proposed in rear & frond yards. 3. Bar sinks proposed in main floor. 4. Schedule B: Julian Bozsik, P.Eng (604-431-0055) Structural & Geotechnical 5. HPO: Amcata Homes Developments Ltd | Charanjit Singh
GP-2023-00139 | 2023-01-13 | 358 E 49TH AVENUE, Vancouver, BC V5W 2G6 | Gas Permit | Residential | New | Completed | Residential - To install 2 boiler 2 range 2 BBQ There is pipping for 2 BBQ >BP: To construct a two-story two-family dwelling with two secondary suites located in the basement, with a detached accessory building (garage) and open parking pad at the rear providing 3 parking spaces, having vehicular access from the lane. 1. No strata titling permitted 2. A/C units proposed in rear & frond yards. 3. Bar sinks proposed in main floor. 4. Schedule B: Julian Bozsik, P.Eng (604-431-0055) Structural & Geotechnical 5. HPO: Amcata Homes Developments Ltd | JOT MECHANICAL LTD
SP-2023-00055 | 2023-01-13 | 358 E 49TH AVENUE, Vancouver, BC V5W 2G6 | Sprinkler Permit | Residential | New | Completed | Residential - new sprinkler installation >BP: To construct a two-storey two-family dwelling with two secondary suites located in the basement, with a detached accessory building (garage) and open parking pad at the rear providing 3 parking spaces, having vehicular access from the lane. This is a 2 storey building pursuant to the Zoning and Development By-Law 1. No strata titling permitted 2. A/C units proposed in rear & frond yards. 3. Bar sinks proposed in main floor. 4. Schedule B: Julian Bozsik, P.Eng (604-431-0055) Structural & Geotechnical 5. HPO: Amcata Homes Developments Ltd Combustible projections or roof soffits on an exposing building face shall not project to less than .45m from the property line and shall be in compliance with VBBL 2019 9.10.15.5.(9) The entire building, to be sprinklered to 2 x NFPA 13D. ******THIS PERMIT HAS BEEN ISSUED UNDER THE REQUIREMENTS OF VBBL #12511 (2019)***** | Real Tech Fire Protection Ltd
MP-2022-00603 | 2022-11-23 | 358 E 49TH AVENUE, Vancouver, BC V5W 2G6 | Mechanical Permit | NULL | NULL | Completed | NULL | Rain Coast Plumbing & Heating Ltd
PP-2022-04141 | 2022-11-17 | 358 E 49TH AVENUE, Vancouver, BC V5W 2G6 | Plumbing Permit | Residential | New | Completed | Residential - Plumbing for duplex house >BP: To construct a two-storey two-family dwelling with two secondary suites located in the basement, with a detached accessory building (garage) and open parking pad at the rear providing 3 parking spaces, having vehicular access from the lane. This is a 2 storey building pursuant to the Zoning and Development By-Law 1. No strata titling permitted 2. A/C units proposed in rear & frond yards. 3. Bar sinks proposed in main floor. 4. Schedule B: Julian Bozsik, P.Eng (604-431-0055) Structural & Geotechnical 5. HPO: Amcata Homes Developments Ltd Combustible projections or roof soffits on an exposing building face shall not project to less than .45m from the property line and shall be in compliance with VBBL 2019 9.10.15.5.(9) The entire building, to be sprinklered to 2 x NFPA 13D. ******THIS PERMIT HAS BEEN ISSUED UNDER THE REQUIREMENTS OF VBBL #12511 (2019)****** | Rain Coast Plumbing & Heating Ltd
PP-2022-03361 | 2022-09-26 | 358 E 49TH AVENUE, Vancouver, BC V5W 2G6 | Plumbing Permit | Residential | New | Completed | Residential - SUMPS NOTE: Engineering Assurance letter will be submitted to the Plumbing Inspector on the site. Letter shall conform to the requirements of Vancouver Bulletin 2000-008-EL/PL. | Bhullar Excavating and Demolition
EP-2022-03421 | 2022-04-27 | 358 E 49TH AVENUE, Vancouver, BC V5W 2G6 | Electrical Permit | Residential | New | Expired | Temporary Power - Residential - To provide temporary power. ** Amend 05/02/2022** change to single phase 3 wire | G G S ELECTRICAL LTD
GP-2022-00554 | 2022-02-21 | 2290 E 4TH AVENUE, Vancouver, BC V5N 1K8 | Gas Permit | Residential | Renovation | Completed | Residential - re and re furnace | Royal Pro Heating Ltd
EP-2022-02523 | 2022-03-29 | 2317 E 4TH AVENUE, Vancouver, BC V5N 1L2 | Electrical Permit | Residential | Renovation | Completed | Installation / Repair - Residential - 200A upgrade from 60A Overhead single meter | Nelcan Electric Ltd
EP-2022-00217 | 2022-01-13 | 2340 E 4TH AVENUE, Vancouver, BC V5N 1L1 | Electrical Permit | Residential | New | Expired | Temporary Power - Residential - To provide temporary power. -NOTE: Work authorized by this permit is for placement of a temporary power pole only and does not authorize any site construction and/or excavation. A separate Building Permit will be required prior to commencement of any other work on this site | Spotlight Electrical Inc
PP-2022-02496 | 2022-07-18 | 2340 E 4TH AVENUE, Vancouver, BC V5N 1L1 | Plumbing Permit | Residential | New | Issued | Residential - One outside sump | WEST DEMOLITION SERVICE LTD
EP-2023-00356 | 2023-01-17 | 2340 E 4TH AVENUE, Vancouver, BC V5N 1L1 | Electrical Permit | Residential | New | Expired | Temporary Power - Residential - To provide temporary power. Renewal of EP-2022-00217 Valid: Jan 13, 2023 to Jan 12, 2024 | Spotlight Electrical Inc
GP-2023-01754 | 2023-06-06 | 2340 E 4TH AVENUE, Vancouver, BC V5N 1L1 | Gas Permit | Residential | New | Issued | Residential - 2 Boilers, 2 Ranges & 2 BBQ's Pipping only for stoves & BBQs >BP: To construct a 2-storey two-family dwelling with 2 lock-off units | Ultra Mechanical Ltd
EP-2023-04750 | 2023-05-30 | 2340 E 4TH AVENUE, Vancouver, BC V5N 1L1 | Electrical Permit | Residential | New | Issued | Installation / Repair - Residential - Alarm System, TV, Data, Tel, Wiring, Camera System and Doorbells. >BP: To construct a 2-storey two-family dwelling with 2 lock-off units and a detached accessory building (garage) at the rear providing 2 parking spaces with a surface parking in the read, having vehicular access from the lane. The entire building to be sprinklered to 2XNFPA 13D. 1. Covenant registered at the Land Title Office under CA9740239 to CA9740240 2. No strata titling permitted 3. A/C unit proposed in rear yard 4. No bar sink 5. Tarek A. El-Amoury P.Eng 604-336-5080 Structural and Geotechnical 6. BC Housing Berar Construction Ltd Note: This is a 2 storey building pursuant to the Zoning and Development By-Law Rooms adjacent to East and West exposing building face shall be sprinklered. "Combustible projections or roof soffits on an exposing building face shall not project to less than .45m from the property line and shall be in compliance with VBBL 2019 9.10.15.5.(9)" ******THIS PERMIT HAS BEEN ISSUED UNDER THE REQUIREMENTS OF VBBL 2019****** | Westend Sound And Security Inc.
SP-2023-00808 | 2023-05-10 | 2340 E 4TH AVENUE, Vancouver, BC V5N 1L1 | Sprinkler Permit | Residential | New | Issued | Residential - 2FD+2LO's - FRONT - 2340 E 4TH AV - #1 & #2 (LO) BACK - 2338 E 4TH AV - #1 & #2 (LO) installation of a new fire sprinkler system >DB: To construct a 2-storey two-family dwelling with 2 lock-off units and a detached accessory building (garage) at the rear providing 2 parking spaces with a surface parking in the read, having vehicular access from the lane. The entire building to be sprinklered to 2XNFPA 13D. 1. Covenant registered at the Land Title Office under CA9740239 to CA9740240 2. No strata titling permitted 3. A/C unit proposed in rear yard 4. No bar sink | CENTRE LINE FIRE SPRINKLERS LTD
MP-2023-01408 | 2023-08-02 | 2340 E 4TH AVENUE, Vancouver, BC V5N 1L1 | Mechanical Permit | NULL | NULL | Issued | NULL | Advance Air Solutions Ltd
EP-2023-03271 | 2023-05-08 | 2340 E 4TH AVENUE, Vancouver, BC V5N 1L1 | Electrical Permit | Residential | New | Issued | Installation / Repair - Residential - New duplex wiring. >BP: To construct a 2-storey two-family dwelling with 2 lock-off units and a detached accessory building (garage) at the rear providing 2 parking spaces with a surface parking in the read, having vehicular access from the lane. *This Building Permit will remain in a suspended status until the associated (green) Demolition Permit BP-2021-01591 is completed. The entire building to be sprinklered to 2XNFPA 13D. NOTE: To achieve the required FSR a floor space exclusion of 2% has been applied to this application as per section 10.11.1 of the district schedule, to accommodate improved building performance. 1. Covenant registered at the Land Title Office under CA9740239 to CA9740240 2. No strata titling permitted 3. A/C unit proposed in rear yard 4. No bar sink 5. Tarek A. El-Amoury P.Eng 604-336-5080 Structural and Geotechnical 6. BC Housing Berar Construction Ltd | Spotlight Electrical Inc
MP-2023-00628 | 2023-04-12 | 2340 E 4TH AVENUE, Vancouver, BC V5N 1L1 | Mechanical Permit | NULL | NULL | Issued | NULL | 24/7 PLUMBING & HEATING LTD.
PP-2023-00824 | 2023-03-13 | 2340 E 4TH AVENUE, Vancouver, BC V5N 1L1 | Plumbing Permit | Residential | New | Issued | Residential - 2FD+2LO's - FRONT - 2340 E 4TH AV - #1 & #2 BACK - 2338 E 4TH AV - #1 & #2 Installation of new plumbing fixtures and Hydronic heat >DB: To construct a 2-storey two-family dwelling with 2 lock-off units and a detached accessory building (garage) at the rear providing 2 parking spaces with a surface parking in the read, having vehicular access from the lane. The entire building to be sprinklered to 2XNFPA 13D. 1. Covenant registered at the Land Title Office under CA9740239 to CA9740240 2. No strata titling permitted 3. A/C unit proposed in rear yard 4. No bar sink | 24/7 PLUMBING & HEATING LTD.
GP-2022-01129 | 2022-04-11 | 2375 E 4TH AVENUE, Vancouver, BC V5N 1L2 | Gas Permit | Residential | New | Completed | Residential - To install 2 boiler 2 range 2 BBQ There is pipping for 2 BBQ | JOT MECHANICAL LTD
EP-2022-01816 | 2022-03-15 | 2375 E 4TH AVENUE, Vancouver, BC V5N 1L2 | Electrical Permit | Residential | New | Completed | Installation / Repair - Residential - complete electrical installation at 2375 & 2377 with new electrical service (200amp) according to electrical code >BP: To construct a 2 and 1 half storey two-family dwelling ($769,855.00) with a detached accessory building (garage) 2 parking spaces, having vehicular access from the lane. 1. A/C proposed – Exterior component located at rear yard by covered porch, Interior component(s) located in Upper Floor Bedroom 2. Schedule B: (S. Chande) P.Eng (604.723.7534) Structural & Geotechnical 3. HPO: Residential Builder- (Coast to Coast Construction Ltd) 4. The entire building to be sprinklered to 2 x NFPA 13D Note: This is a 2 storey building pursuant to the Zoning and Development By-Law | SNS ELECTRIC LTD
EP-2022-03365 | 2022-04-27 | 2375 E 4TH AVENUE, Vancouver, BC V5N 1L2 | Electrical Permit | Residential | New | Completed | Installation / Repair - Residential - Low Voltage Wiring and finishing >BP: To construct a 2 and 1 half storey two-family dwelling with a detached accessory building (garage) 2 parking spaces, having vehicular access from the lane. 1. A/C proposed – Exterior component located at rear yard by covered porch, Interior component(s) located in Upper Floor Bedroom 2. Schedule B: (S. Chande) P.Eng (604.723.7534) Structural & Geotechnical 3. HPO: Residential Builder- (Coast to Coast Construction Ltd) 4. The entire building to be sprinklered to 2 x NFPA 13D Note: This is a 2 storey building pursuant to the Zoning and Development By-Law Address Information: FRONT UNIT 2375 E 4th Av - One Family Dwelling (south portion of 1st - 3rd floor) BACK UNIT 2377 E 4th Av - One Family Dwelling (north portion of 1st - 3rd floor) Address numbers assigned as per approved plans for Fire and Emergency response. The address numbers are to be posted to the building to be visible from the street and in accordance with the Building By-law prior to final inspection. **THIS PERMIT HAS BEEN ISSUED UNDER THE REQUIREMENTS OF VBBL #12511 (2019).** | Advanced Alarm-Tech Ltd
SP-2022-00674 | 2022-05-05 | 2375 E 4TH AVENUE, Vancouver, BC V5N 1L2 | Sprinkler Permit | Residential | New | Completed | Residential - Install sprinklers in Duplex >BP: To construct a 2 and 1 half storey two-family dwelling ($769,855.00) with a detached accessory building (garage) 2 parking spaces, having vehicular access from the lane. 1. A/C proposed – Exterior component located at rear yard by covered porch, Interior component(s) located in Upper Floor Bedroom 2. Schedule B: (S. Chande) P.Eng (604.723.7534) Structural & Geotechnical 3. HPO: Residential Builder- (Coast to Coast Construction Ltd) 4. The entire building to be sprinklered to 2 x NFPA 13D Note: This is a 2 storey building pursuant to the Zoning and Development By-Law Address Information: FRONT UNIT 2375 E 4th Av - One Family Dwelling (south portion of 1st - 3rd floor) BACK UNIT 2377 E 4th Av - One Family Dwelling (north portion of 1st - 3rd floor) Address numbers assigned as per approved plans for Fire and Emergency response. The address numbers are to be posted to the building to be visible from the street and in accordance with the Building By-law prior to final inspection. **THIS PERMIT HAS BEEN ISSUED UNDER THE REQUIREMENTS OF VBBL #12511 (2019).** | Gold Key Fire Protection Ltd
GP-2021-02764 | 2022-03-28 | 2481 E 4TH AVENUE, Vancouver, BC V5M 1K1 | Gas Permit | Residential | Renovation | Completed | Residential - RE N RE - FURNACE REPLACEMENT | Save On Water Heater & Furnace Inc
EP-2023-03592 | 2023-04-25 | 2510 E 4TH AVENUE, Vancouver, BC V5M 1K3 | Electrical Permit | Residential | New | Issued | Temporary Power - Residential - To provide temporary power. AMEND MAY 05, 2023: change to 70amp service | JR ELECTRIC LTD.
EP-2022-00375 | 2022-01-20 | 450 E 53RD AVENUE, Vancouver, BC V5X 1J2 | Electrical Permit | Residential | New | Expired | Temporary Power - Residential - To provide temporary power. NOTE: Work authorized by this permit is for placement of a temporary power pole only and does not authorize any site construction and/or excavation. A separate Building Permit will be required prior to commencement of any other work on this site. | B Tech Electric Ltd
SP-2022-01802 | 2022-10-31 | 450 E 53RD AVENUE, Vancouver, BC V5X 1J2 | Sprinkler Permit | Residential | New | Completed | Residential - ,MAIN HOUSE WITH NEW SPRINKLERS >To construct a 2 storey one-family dwelling with a secondary suite located in the Basement ($703,300) with an open parking pad, providing 1 parking space, having vehicular access from the 20' Lane. 1. Covenant registered at the Land Title Office under CA9354575 2. No Strata Titling permitted 3. A/C proposed – Exterior component located in Rear Yard, Interior component located in closet on second floor 4. Bar sink located in the Rec Room (Basement). 5. Schedule B: (JASON HUI) P.Eng (778-319-3403.) Structural & Geotechnical 6. HPO: Residential Builder- (CPD HOLDINGS INC.) Note: This is a 2 storey building pursuant to the Zoning and Development By-Law **THIS PERMIT HAS BEEN ISSUED UNDER THE REQUIREMENTS OF VBBL #12511 (2019) ** | BC Fire Sprinklers Ltd
GP-2022-03125 | 2022-10-13 | 450 E 53RD AVENUE, Vancouver, BC V5X 1J2 | Gas Permit | Residential | New | Completed | Residential - Gas Piping of a house >To construct a 2 storey one-family dwelling with a secondary suite located in the Basement ($703,300) with an open parking pad, providing 1 parking space, having vehicular access from the 20' Lane. 1. Covenant registered at the Land Title Office under CA9354575 2. No Strata Titling permitted 3. A/C proposed – Exterior component located in Rear Yard, Interior component located in closet on second floor 4. Bar sink located in the Rec Room (Basement). 5. Schedule B: (JASON HUI) P.Eng (778-319-3403.) Structural & Geotechnical 6. HPO: Residential Builder- (CPD HOLDINGS INC.) Note: This is a 2 storey building pursuant to the Zoning and Development By-Law **THIS PERMIT HAS BEEN ISSUED UNDER THE REQUIREMENTS OF VBBL #12511 (2019) ** Amend: Mar 29, 2023 Add one range to the permit - 50,000 BTU | Karan Plumbing & Heating Ltd
GP-2022-03127 | 2022-10-24 | 450 E 53RD AVENUE, Vancouver, BC V5X 1J2 | Gas Permit | Residential | New | Completed | Residential - One fireplace -venting and installation >To construct a 2 storey one-family dwelling with a secondary suite located in the Basement ($703,300) with an open parking pad, providing 1 parking space, having vehicular access from the 20' Lane. 1. Covenant registered at the Land Title Office under CA9354575 2. No Strata Titling permitted 3. A/C proposed – Exterior component located in Rear Yard, Interior component located in closet on second floor 4. Bar sink located in the Rec Room (Basement). 5. Schedule B: (JASON HUI) P.Eng (778-319-3403.) Structural & Geotechnical 6. HPO: Residential Builder- (CPD HOLDINGS INC.) Note: This is a 2 storey building pursuant to the Zoning and Development By-Law **THIS PERMIT HAS BEEN ISSUED UNDER THE REQUIREMENTS OF VBBL #12511 (2019) ** | Canadian Fireplace Ltd
EP-2022-08034 | 2022-09-27 | 450 E 53RD AVENUE, Vancouver, BC V5X 1J2 | Electrical Permit | Residential | New | Completed | Installation / Repair - Residential - New house electrical and low voltage wiring and finishing.telephone cable security wiring and vaccum. 200 amp main service. 150 amp to main house and 125 amp to laneway house. To construct a 2 storey one-family dwelling with a secondary suite located in the Basement ($703,300) with an open parking pad, providing 1 parking space, having vehicular access from the 20' Lane. 1. Covenant registered at the Land Title Office under CA9354575 2. No Strata Titling permitted 3. A/C proposed – Exterior component located in Rear Yard, Interior component located in closet on second floor 4. Bar sink located in the Rec Room (Basement). 5. Schedule B: (JASON HUI) P.Eng (778-319-3403.) Structural & Geotechnica | Uppal Electrical Ltd
MP-2022-00210 | 2022-09-12 | 450 E 53RD AVENUE, Vancouver, BC V5X 1J2 | Mechanical Permit | NULL | NULL | Completed | NULL | Karan Plumbing & Heating Ltd
PP-2022-03111 | 2022-09-07 | 450 E 53RD AVENUE, Vancouver, BC V5X 1J2 | Plumbing Permit | Residential | New | Completed | Residential - Plumbing for: >BP: To construct a 2 storey one-family dwelling with a secondary suite located in the Basement ($703,300) with an open parking pad, providing 1 parking space, having vehicular access from the 20' Lane. | Karan Plumbing & Heating Ltd
MP-2022-00335 | 2022-10-04 | 796 E 50TH AVENUE, Vancouver, BC V5X 1B3 | Mechanical Permit | NULL | NULL | Completed | NULL | Milani Electric Limited
EP-2022-08413 | 2022-10-12 | 796 E 50TH AVENUE, Vancouver, BC V5X 1B3 | Electrical Permit | Residential | Renovation | Issued | Installation / Repair - Residential - Electrical supply for heat pump MP-2022-00335 | Milani Electric Limited
GP-2024-00097 | 2024-01-10 | 922 E 50TH AVENUE, Vancouver, BC V5X 1B5 | Gas Permit | Residential | Tenant Improvement | Completed | Residential - Combie boiler replacement | All West Heating Ltd
GP-2022-02204 | 2022-07-27 | 3588 E 45TH AVENUE, Vancouver, BC V5R 3G4 | Gas Permit | Residential | Renovation - Dwelling Unit(s) only | Completed | Residential - Furnace installation | Central Commercial & Residential Services
PP-2023-01507 | 2023-04-28 | 3627 E 45TH AVENUE, Vancouver, BC V5R 3G6 | Plumbing Permit | Residential | New | Completed | Residential - 2FD - sump placing | Metro Contracting Ltd
GP-2023-02224 | 2023-07-26 | 3627 E 45TH AVENUE, Vancouver, BC V5R 3G6 | Gas Permit | Residential | New | Completed | Residential - 2 Ranges, 2 Dryers and 1 BBQ Dryer - Rough In >BP: To construct a two-storey two-family dwelling ($683,312.50) with a basement, with an attached garage providing 2 parking spaces, having street access. **Amendment - December 12, 2023- Change Dyers to Rough In only** | EXCEL MECHANICAL LTD
EP-2023-06158 | 2023-07-10 | 3627 E 45TH AVENUE, Vancouver, BC V5R 3G6 | Electrical Permit | Residential | New | Completed | Installation / Repair - Residential - Installation of tv, telephone, alarm prewire and complete. >BP: To construct a two-storey two-family dwelling ($683,312.50) with a basement, with an attached garage providing 2 parking spaces, having street access. Note: This is a 2 storey building pursuant to the Zoning and Development By-Law 1. A/C units proposed in the rear yard 2. Schedule B: Julian Bozsik, M Eng P Eng (604.431.0055) Structural, Geotechnical & Architectural 3. HPO: Residential Builder – JSS Development Ltd License# 20780 4. Entire Building to have 2 x NFPA 13-D ****ALL PROJECT COORDINATOR NOTES HAS BEEN ACCEPTED BY THE APPLICANT**** ***This permit is issued under the VBBL 2019, with updated energy requirements as per bylaw # 12997 effective Jan 01, 2022.*** | Tvisha Technologies Ltd
SP-2023-01145 | 2023-06-27 | 3627 E 45TH AVENUE, Vancouver, BC V5R 3G6 | Sprinkler Permit | Residential | New | Completed | Residential - 2FD - FRONT - 3627 E 45TH AV - #1 BACK - 3627 E 45TH AV - #2 new sprinkler system >DB: To construct a two-storey two-family dwelling with a basement, with an attached garage providing 2 parking spaces, having street access. Note: This is a 2 storey building pursuant to the Zoning and Development By-Law 1. A/C units proposed in the rear yard 4. Entire Building to have 2 x NFPA 13-D ***This permit is issued under the VBBL 2019, with updated energy requirements as per bylaw # 12997 effective Jan 01, 2022.*** | Haven Fire Protection Ltd
EP-2023-04809 | 2023-06-12 | 3627 E 45TH AVENUE, Vancouver, BC V5R 3G6 | Electrical Permit | Residential | New | Completed | Installation / Repair - Residential - ROUGH WIRING , SERVICE AND FINISHING -Stove and dryer on gas both unit -No HWT *An approved mechanical permit is required for the installation of air conditioning or heat pump unit at the time of installation before an electrical inspection will be performed >BP: To construct a two-storey two-family dwelling ($683,312.50) with a basement, with an attached garage providing 2 parking spaces, having street access. Note: This is a 2 storey building pursuant to the Zoning and Development By-Law 1. A/C units proposed in the rear yard 2. Schedule B: Julian Bozsik, M Eng P Eng (604.431.0055) Structural, Geotechnical & Architectural 3. HPO: Residential Builder – JSS Development Ltd License# 20780 4. Entire Building to have 2 x NFPA 13-D ****ALL PROJECT COORDINATOR NOTES HAS BEEN ACCEPTED BY THE APPLICANT**** ***This permit is issued under the VBBL 2019, with updated energy requirements as per bylaw # 12997 effective Jan 01, 2022.*** | G G S ELECTRICAL LTD
PP-2023-02069 | 2023-06-13 | 3627 E 45TH AVENUE, Vancouver, BC V5R 3G6 | Plumbing Permit | Residential | New | Completed | Residential - Plumbing on all 3 fooors >BP: To construct a two-storey two-family dwelling with a basement, with an attached garage providing 2 parking spaces, having street access. Note: This is a 2 storey building pursuant to the Zoning and Development By-Law 1. A/C units proposed in the rear yard 2. Schedule B: Julian Bozsik, M Eng P Eng (604.431.0055) Structural, Geotechnical & Architectural 3. HPO: Residential Builder – JSS Development Ltd License# 20780 4. Entire Building to have 2 x NFPA 13-D | Atlantis Plumbing & Heating Ltd
MP-2023-01114 | 2023-06-18 | 3627 E 45TH AVENUE, Vancouver, BC V5R 3G6 | Mechanical Permit | NULL | NULL | Completed | NULL | Atlantis Plumbing & Heating Ltd
GP-2023-03896 | 2023-12-07 | 3627 E 45TH AVENUE, Vancouver, BC V5R 3G6 | Gas Permit | Residential | New | Completed | Residential - 2 Gas range new install >BP: To construct a two-storey two-family dwelling ($683,312.50) with a basement, with an attached garage providing 2 parking spaces, having street access. | Super Tech Appliances Installation Ltd
MP-2023-02107 | 2023-11-29 | 3627 E 45TH AVENUE, Vancouver, BC V5R 3G6 | Mechanical Permit | NULL | NULL | Completed | NULL | Ultimate Choice Air Conditioning & Renovations Ltd
GP-2022-00394 | 2022-02-07 | 1715 E 47TH AVENUE, Vancouver, BC V5P 1P6 | Gas Permit | Residential | Tenant Improvement | Completed | Residential - Re Re Furnace | Moore & Russell Heating Ltd
GP-2023-03864 | 2023-12-05 | 3260 E 48TH AVENUE, Vancouver, BC V5S 1H5 | Gas Permit | Residential | Addition | Completed | Residential - re and re gas range | Christopher Sterling
NULL | NULL | 3427 E 48TH AVENUE, Vancouver, BC V5S 1H6 | Electrical Permit | Residential | Renovation | Withdrawn | Installation / Repair - Residential - upgrade panel to 300 amp | NULL
EP-2023-05845 | 2023-07-11 | 3427 E 48TH AVENUE, Vancouver, BC V5S 1H6 | Electrical Permit | Residential | Renovation | Completed | Installation / Repair - Residential - upgrade panel to 200 amp -200 Amp panel set up to garage area,Sub-panel in the house | Ouki Electric
GP-2022-03167 | 2022-10-14 | 3471 E 48TH AVENUE, Vancouver, BC V5S 1H6 | Gas Permit | Residential | Tenant Improvement | Completed | Residential - Furnace replacement | All West Heating Ltd
EP-2022-03565 | 2022-05-04 | 396 E 49TH AVENUE, Vancouver, BC V5W 2G6 | Electrical Permit | Residential | Renovation - Dwelling Unit(s) only | Completed | Installation / Repair - Residential - Smoke detector ( alarm ) wiring and installation . >BP: CF-2021-009562 Exterior and interior alterations to retain the use of one-family dwelling with secondary suite. Scope of work includes: removal of the kitchen on the 2nd floor, removal of cover over rear sunken patio, reconfigure main floor powder, add a new 3-pc washroom and bedroom on the main floor, convert main floor bedroom back to living room, install a new window on the west elevation. Separate sprinkler permit may be required, to be determined by the District Building Inspector. Ok for field review per A.Patterson | Shuming Electric Ltd
SP-2022-00669 | 2022-05-13 | 396 E 49TH AVENUE, Vancouver, BC V5W 2G6 | Sprinkler Permit | Residential | Tenant Improvement | Completed | Residential - relocated an original head that was too close to the wall in the bedroom CF-2021-009562 Exterior and interior alterations to retain the use of one-family dwelling with secondary suite. Scope of work includes: removal of the kitchen on the 2nd floor, removal of cover over rear sunken patio, reconfigure main floor powder, add a new 3-pc washroom and bedroom on the main floor, convert main floor bedroom back to living room, install a new window on the west elevation. | H20 Fire Systems Ltd
NULL | NULL | 396 E 49TH AVENUE, Vancouver, BC V5W 2G6 | Sprinkler Permit | Residential | Renovation | Draft | Residential - move sprinkler over | NULL
PP-2022-02007 | 2022-06-13 | 472 E 48TH AVENUE, Vancouver, BC V5W 2E5 | Plumbing Permit | Residential | New | Issued | Residential - two out side sump with out pump | JVT EXCAVATING & DEMOLITION LTD
EP-2022-04771 | 2022-06-07 | 472 E 48TH AVENUE, Vancouver, BC V5W 2E5 | Electrical Permit | Residential | New | Expired | Temporary Power - Residential - To provide temporary power. | Oscar Electric Ltd
EP-2022-05210 | 2022-06-27 | 472 E 48TH AVENUE, Vancouver, BC V5W 2E5 | Electrical Permit | Residential | New | Issued | Installation / Repair - Residential - New one family dwelling with secondary suite. Main house. 200A Main service. 2 Meters (Main house + Laneway house). 150A Main breaker for main house. 100A Main breaker for laneway house. >BP: To construct a 2 storey + basement one-family dwelling with a secondary suite ($864,402.50) located in the basement with 2 parking spaces, having vehicular access from the lane. Note: This is a 2 storey building pursuant to the Zoning and Development By-Law 1- Covenant registered at the Land Title Office under CA9408030 2- No strata titling permitted 3- A/C unit proposed in the rear yard 4- Schedule B: SHAOZHE GUO, P.Eng. (778-926-0525) Structural & Geotechnical 5- HPO: Residential Builder – Home Vitality Solutions Ltd 6- The entire building to be sprinklered to NFPA 13D. Address Note: Building 1 #1-472 E 48th Av - One Family Dwelling (1st to 3rd floor, north portion of basement) #2-472 E 48th Av - Secondary Suite (south portion of basement) Address and suite numbers assigned as per approved plans for Fire and Emergency response. The address number is to be posted on the building to be visible from the street and the suite numbers are to be posted at the suite entries in accordance with the Building By-law prior to final inspection. ******THIS PERMIT HAS BEEN ISSUED UNDER THE REQUIREMENTS OF VBBL #12511 (2019)****** | Oscar Electric Ltd
EP-2023-05266 | 2023-06-13 | 472 E 48TH AVENUE, Vancouver, BC V5W 2E5 | Electrical Permit | Residential | New | Issued | Installation / Repair - Residential - Install low voltage for security alarm, tv, networking, cctv & Doorbell. >BP: To construct a 2 storey + basement one-family dwelling with a secondary suite ($864,402.50) located in the basement with 2 parking spaces, having vehicular access from the lane. >>>Amend: June 14, 2023 - to add complete security alarm installation | Casbal Services Ltd
EP-2023-05178 | 2023-06-09 | 472 E 48TH AVENUE, Vancouver, BC V5W 2E5 | Electrical Permit | Residential | New | Issued | Temporary Power - Residential - To provide temporary power. | Oscar Electric Ltd
SP-2023-01002 | 2023-06-06 | 472 E 48TH AVENUE, Vancouver, BC V5W 2E5 | Sprinkler Permit | Residential | New | Issued | Residential - New sprinkler installations >BP: To construct a 2 storey + basement one-family dwelling with a secondary suite located in the basement with 2 parking spaces, having vehicular access from the lane. Note: This is a 2 storey building pursuant to the Zoning and Development By-Law 1- Covenant registered at the Land Title Office under CA9408030 2- No strata titling permitted 3- A/C unit proposed in the rear yard 4- Schedule B: SHAOZHE GUO, P.Eng. (778-926-0525) Structural & Geotechnical 5- HPO: Residential Builder – Home Vitality Solutions Ltd 6- The entire building to be sprinklered to NFPA 13D. | Spectrum Fire Protection Ltd
MP-2023-00435 | 2023-03-21 | 472 E 48TH AVENUE, Vancouver, BC V5W 2E5 | Mechanical Permit | NULL | NULL | Issued | NULL | Lucky Five Eight Plumbing & Heating Ltd
GP-2023-00840 | 2023-03-10 | 472 E 48TH AVENUE, Vancouver, BC V5W 2E5 | Gas Permit | Residential | New | Issued | Residential - 1 Range & 1 Boiler gas works >BP: To construct a 2 storey + basement one-family dwelling with a secondary suite ($864,402.50) located in the basement with 2 parking spaces, having vehicular access from the lane. | Lucky Five Eight Plumbing & Heating Ltd
PP-2023-00773 | 2023-03-08 | 472 E 48TH AVENUE, Vancouver, BC V5W 2E5 | Plumbing Permit | Residential | New | Issued | Residential - plumbing works >BP: To construct a 2 storey + basement one-family dwelling with a secondary suite located in the basement with 2 parking spaces, having vehicular access from the lane. Note: This is a 2 storey building pursuant to the Zoning and Development By-Law 1- Covenant registered at the Land Title Office under CA9408030 2- No strata titling permitted 3- A/C unit proposed in the rear yard 4- Schedule B: SHAOZHE GUO, P.Eng. (778-926-0525) Structural & Geotechnical 5- HPO: Residential Builder – Home Vitality Solutions Ltd 6- The entire building to be sprinklered to NFPA 13D. | Lucky Five Eight Plumbing & Heating Ltd
EP-2023-01881 | 2023-03-07 | 480 E 48TH AVENUE, Vancouver, BC V5W 2E5 | Electrical Permit | Residential | Addition | Issued | Installation / Repair - Residential - 1.Laying an new ACWU90 cable for the house(480 E 48 AVE,Vancouver), 2.Upgrade electrical service from 100A to 125A for the house service | UNIC Electrical Ltd
PP-2023-00792 | 2023-03-09 | 480 E 48TH AVENUE, Vancouver, BC V5W 2E5 | Plumbing Permit | Residential | New | Issued | Residential - LWH - #3 - PLUMBING WORK >DB: To construct a 1 storey laneway house building with an attached garage providing 1 parking space + 1 on grade parking space, having vehicular access from the lane. The entire building, INCLUDING THE ATTACHED GARAGE (if applicable), to be sprinklered to NFPA 13D. Note: This is a 1 storey building pursuant to the Zoning & Development By-law 1- Covenant not required with existing house 2- No Strata Titling permitted 3- A/C unit proposed by rear patio/ int. bedroom #1 | Gunar Martinez
EP-2022-06290 | 2022-07-27 | 480 E 48TH AVENUE, Vancouver, BC V5W 2E5 | Electrical Permit | Residential | Tenant Improvement | Issued | Installation / Repair - Residential - - No change to existing service - Electrical install for heat pump - BP not required - Mechanical Permit to be obtained | Moore And Russell Heating And Air Conditioning Ltd
MP-2023-02159 | 2023-12-05 | 480 E 48TH AVENUE, Vancouver, BC V5W 2E5 | Mechanical Permit | NULL | NULL | Issued | NULL | Billco Industries Ltd
GP-2022-01629 | 2022-05-27 | 480 E 48TH AVENUE, Vancouver, BC V5W 2E5 | Gas Permit | Residential | Tenant Improvement | Completed | Residential - Re Re Furnace & HWT | Moore & Russell Heating Ltd
EP-2022-01551 | 2022-02-25 | 480 E 48TH AVENUE, Vancouver, BC V5W 2E5 | Electrical Permit | Residential | Renovation | Completed | Installation / Repair - Residential - Smoke alarms wiring and installation, 100 amps panel replacement and new grounding plate installation, gas line bonding to ground. (this is not a service upgrade) | Wirechief Electric Ltd
EP-2023-01432 | 2023-02-21 | 3496 E 4TH AVENUE, Vancouver, BC V5M 1L9 | Electrical Permit | Residential | Addition | Completed | Installation / Repair - Residential - New Service installation with 200 A main service, Main Switch for House 125 A and Main Switch for Laneway as 100 A - Main House Service Upgrade | AMTEK Electric Ltd
GP-2023-01706 | 2023-06-01 | 2585 E PENDER STREET, Vancouver, BC V5K 2B4 | Gas Permit | Residential | Renovation | Completed | Residential - HWT re&re | Ferenc Nagy
GP-2022-02814 | 2022-09-21 | 886 E KING EDWARD AVENUE, Vancouver, BC V5V 2E4 | Gas Permit | Residential | Renovation | Completed | Residential - re and re of a boiler >>Amend: Sept. 28th -I would like to change the Primary Location address under details. The address is 886 E King Edward Avenue, Vancouver, B.C. V5V 2E4 | Pipe Rite Mechanical Ltd
EP-2022-01008 | 2022-02-09 | 896 E KING EDWARD AVENUE, Vancouver, BC V5V 2E4 | Electrical Permit | Residential | New | Completed | Installation / Repair - Residential - tv,telephone,alarm prewire and complete >BP: To construct a 2 storey + basement one-family dwelling with a secondary suite ($713,000) located in the basement with a detached accessory building (garage), at the rear providing 2 parking spaces, having vehicular access from the lane. Note: This is a 2 storey building pursuant to the Zoning and Development By-Law 1- Covenant registered at the Land Title Office under CA8989418 2- No strata titling permitted 3- No bar sink proposed 4- A/C unit proposed in the rear yard 5- Schedule B: Alan Prahalad P.Eng. (604-831-4431) Structural & Geotechnical 6- HPO: Residential Builder - New Look Developments Ltd. Address Note: 896 E King Edward Av - One Family Dwelling (1st & 2nd floor, north portion of basement) 4123 St Catherine's St - Secondary Suite (south portion of basement) Address numbers assigned as per approved plans for Fire and Emergency response. The address numbers are to be posted to the building to be visible from the street and in accordance with the Building By-law prior to final inspection. ******THIS PERMIT HAS BEEN ISSUED UNDER THE REQUIREMENTS OF VBBL #12511 (2019)****** | Tvisha Technologies Ltd
GP-2022-00359 | 2022-02-04 | 896 E KING EDWARD AVENUE, Vancouver, BC V5V 2E4 | Gas Permit | Residential | New | Completed | Residential - To install boiler range BBQ dryer There is pipping for range BBQ and dryer To construct a 2 storey + basement one-family dwelling with a secondary suite located in the basement with a detached accessory building (garage), at the rear providing 2 parking spaces, having vehicular access from the lane. 1- Covenant registered at the Land Title Office under CA8989418 2- No strata titling permitted 3- No bar sink proposed 4- A/C unit proposed in the rear yard 5- Schedule B: Alan Prahalad P.Eng. (604-831-4431) Structural & Geotechnical 6- HPO: Residential Builder - New Look Developments Ltd. | JOT MECHANICAL LTD
EP-2022-00392 | 2022-01-26 | 896 E KING EDWARD AVENUE, Vancouver, BC V5V 2E4 | Electrical Permit | Residential | New | Completed | Installation / Repair - Residential - NEW ELECTRICAL SERVICE FOR SINGLE FAMILY WITH SUITE >BP: To construct a 2 storey + basement one-family dwelling with a secondary suite ($713,000) located in the basement with a detached accessory building (garage), at the rear providing 2 parking spaces, having vehicular access from the lane. Note: This is a 2 storey building pursuant to the Zoning and Development By-Law 1- Covenant registered at the Land Title Office under CA8989418 2- No strata titling permitted 3- No bar sink proposed 4- A/C unit proposed in the rear yard 5- Schedule B: Alan Prahalad P.Eng. (604-831-4431) Structural & Geotechnical 6- HPO: Residential Builder - New Look Developments Ltd. | Indy Electrical Ltd
EP-2022-01454 | 2022-02-25 | 740 E PENDER STREET, Vancouver, BC V6A 1V7 | Electrical Permit | Residential | Renovation | Completed | Installation / Repair - Residential - Service upgrade to 200A. Overhead service entrance, installation of new meter base, grounding plate, Home Line panel, provision (7500W) for the future car charger. | Re-Charge Electrical Solutions Inc
EP-2023-08121 | 2023-09-18 | 5365 EARLES STREET, Vancouver, BC V5R 3S2 | Electrical Permit | Residential | Renovation | Completed | Installation / Repair - Residential - Wiring to be removed for the Washer and Dryer in the Garage CF-2023-000500 | Kooner Electrical Ltd
NULL | NULL | 5417 EARLES STREET, Vancouver, BC V5R 3S3 | Electrical Permit | Residential | Addition | Draft | Installation / Repair - Residential - rough wiring and finishing | Canadian Eagle Electric Ltd
NULL | NULL | 5417 EARLES STREET, Vancouver, BC V5R 3S3 | Electrical Permit | Residential | New | Draft | Installation / Repair - Residential - rough wiring and finishing for new lien-way house | Canadian Eagle Electric Ltd
EP-2022-09818 | 2022-11-21 | 5417 EARLES STREET, Vancouver, BC V5R 3S3 | Electrical Permit | Residential | Renovation | Issued | Installation / Repair - Residential - relocate the service from the main house to the LW house | Canadian Eagle Electric Ltd
EP-2023-06942 | 2023-10-10 | 5454 EARLES STREET, Vancouver, BC V5R 3S1 | Electrical Permit | Residential | Renovation | Completed | Installation / Repair - Residential - Change of service from single meter to duplex teck cable from new duplex meter on NEW laneway will be ran to old existing panel and power will be switched over from old meter to new double meter | Vanline Electric Ltd
EP-2022-04147 | 2022-05-30 | 5480 EARLES STREET, Vancouver, BC V5R 3S1 | Electrical Permit | Residential | Tenant Improvement | Completed | Installation / Repair - Residential - Electrical install of heat pump. BP not required. NO change to existing service. | Moore And Russell Heating And Air Conditioning Ltd
EP-2023-08079 | 2023-09-15 | 5483 EARLES STREET, Vancouver, BC V5R 3S3 | Electrical Permit | Residential | Renovation | Completed | Installation / Repair - Residential - ¦ 1FD- 200A SERVICE UPGRADE ¦ *No EV or AC/HP Added under this permit Electrical service upgrade from 100A 120/240V 1 phase 3 wires to 200A 120/240V 1 phase 3 wires Re-connect existing circuits to the new panel | SNG Electric Ltd
GP-2023-04216 | 2023-12-28 | 5483 EARLES STREET, Vancouver, BC V5R 3S3 | Gas Permit | Residential | Renovation | Completed | Residential - High efficiency boiler replacement | Vector Home Services Inc
GP-2022-03937 | 2022-12-09 | 5494 EARLES STREET, Vancouver, BC V5R 3S1 | Gas Permit | Residential | Renovation | Completed | Residential - re re furnace | Thomson Industries Ltd
EP-2022-02161 | 2022-03-21 | 5503 EARLES STREET, Vancouver, BC V5R 3S3 | Electrical Permit | Residential | Renovation | Completed | Installation / Repair - Residential - Enter new underground feeder wire into existing panel in main house | Aaron Ronald Thom
EP-2022-03783 | 2022-05-09 | 5525 EARLES STREET, Vancouver, BC V5R 3S3 | Electrical Permit | Residential | New | Expired | Temporary Power - Residential - To provide temporary power. | H.L. ELECTRICAL LTD
PP-2022-01842 | 2022-05-31 | 5525 EARLES STREET, Vancouver, BC V5R 3S3 | Plumbing Permit | Residential | New | Completed | Residential - Two out side sumps with out pump >BP: To construct a 2 storey two-family dwelling with 2 secondary suites located in the Basement ($1,049,000.00) with a detached accessory building (garage) and 2 open parking at the rear providing 4 parking spaces, having vehicular access from the lane. 1. Covenant registered at the Land Title Office under CA9537154 2. A/C proposed – Exterior component located in rear yard, Interior component located in Second floor closet. 3. Bar sink not proposed. 4. Schedule B: (BEERINDER SIDHU, P.Eng.- 604-339-0034) Structural / Geotechnical. 5. HPO: Residential Builder- NEW GOLDEN DEVELOPMENTS LTD Note: This is a 2 storey building pursuant to the Zoning and Development By-Law Address Information: NORTH UNIT #1-5525 Earles St - One Family Dwelling (1st-2nd floor) #2-5525 Earles St - Secondary Suite (basement) SOUTH UNIT #1-5527 Earles St - One Family Dwelling (1st-2nd floor) #2-5527 Earles St - Secondary Suite (basement) Address and suite numbers assigned as per approved plans for Fire and Emergency response. The address numbers are to be posted to the building to be visible from the street and the suite numbers are to be posted at the suite entries in accordance with the Building By-law prior to final inspection. **THIS PERMIT HAS BEEN ISSUED UNDER THE REQUIREMENTS OF VBBL #12511 (2019)** | JVT EXCAVATING & DEMOLITION LTD
GP-2022-03032 | 2022-10-07 | 5525 EARLES STREET, Vancouver, BC V5R 3S3 | Gas Permit | Residential | New | Completed | Residential - Install 2 range, 2 boiler & 2 BBQ >BP: To construct a 2 storey two-family dwelling with 2 secondary suites located in the Basement ($1,049,000.00) with a detached accessory building (garage) and 2 open parking at the rear providing 4 parking spaces, having vehicular access from the lane. 1. Covenant registered at the Land Title Office under CA9537154 2. A/C proposed – Exterior component located in rear yard, Interior component located in Second floor closet. 3. Bar sink not proposed. 4. Schedule B: (BEERINDER SIDHU, P.Eng.- 604-339-0034) Structural / Geotechnical. 5. HPO: Residential Builder- NEW GOLDEN DEVELOPMENTS LTD | Easyway Plumbing & Heating Ltd
EP-2022-07886 | 2022-09-22 | 5525 EARLES STREET, Vancouver, BC V5R 3S3 | Electrical Permit | Residential | New | Completed | Installation / Repair - Residential - NEW ELECTRICAL WIRING FOR NEW DUPLEX 200 amp main service 125 amp for each unit >BP: To construct a 2 storey two-family dwelling with 2 secondary suites located in the Basement ($1,049,000.00) with a detached accessory building (garage) and 2 open parking at the rear providing 4 parking spaces, having vehicular access from the lane. 1. Covenant registered at the Land Title Office under CA9537154 2. A/C proposed – Exterior component located in rear yard, Interior component located in Second floor closet. 3. Bar sink not proposed. 4. Schedule B: (BEERINDER SIDHU, P.Eng.- 604-339-0034) Structural / Geotechnical. 5. HPO: Residential Builder- NEW GOLDEN DEVELOPMENTS LTD | H.L. ELECTRICAL LTD
SP-2022-01615 | 2022-10-04 | 5525 EARLES STREET, Vancouver, BC V5R 3S3 | Sprinkler Permit | Residential | New | Completed | Residential - New Sprinkler System for: >BP: To construct a 2 storey two-family dwelling with 2 secondary suites located in the Basement ($1,049,000.00) with a detached accessory building (garage) and 2 open parking at the rear providing 4 parking spaces, having vehicular access from the lane. 1. Covenant registered at the Land Title Office under CA9537154 2. A/C proposed – Exterior component located in rear yard, Interior component located in Second floor closet. 3. Bar sink not proposed. 4. Schedule B: (BEERINDER SIDHU, P.Eng.- 604-339-0034) Structural / Geotechnical. 5. HPO: Residential Builder- NEW GOLDEN DEVELOPMENTS LTD Note: This is a 2 storey building pursuant to the Zoning and Development By-Law **The entire building to be sprinklered to 2 x NFPA 13D ** | SBMS Construction Ltd
EP-2022-08028 | 2022-10-19 | 5525 EARLES STREET, Vancouver, BC V5R 3S3 | Electrical Permit | Residential | New | Completed | Installation / Repair - Residential - Complete Security alarm, tv cables, telephone and door chime >BP: To construct a 2 storey two-family dwelling with 2 secondary suites located in the Basement ($1,049,000.00) with a detached accessory building (garage) and 2 open parking at the rear providing 4 parking spaces, having vehicular access from the lane. 1. Covenant registered at the Land Title Office under CA9537154 2. A/C proposed – Exterior component located in rear yard, Interior component located in Second floor closet. 3. Bar sink not proposed. 4. Schedule B: (BEERINDER SIDHU, P.Eng.- 604-339-0034) Structural / Geotechnical. 5. HPO: Residential Builder- NEW GOLDEN DEVELOPMENTS LTD | A B L SECURITY SYSTEMS LTD.
MP-2022-00064 | 2022-08-05 | 5525 EARLES STREET, Vancouver, BC V5R 3S3 | Mechanical Permit | NULL | NULL | Completed | NULL | Easyway Plumbing & Heating Ltd
PP-2022-02413 | 2022-07-13 | 5525 EARLES STREET, Vancouver, BC V5R 3S3 | Plumbing Permit | Residential | New | Completed | Residential - plumbing >To construct a 2 storey two-family dwelling with 2 secondary suites located in the Basement ($1,049,000.00) with a detached accessory building (garage) and 2 open parking at the rear providing 4 parking spaces, having vehicular access from the lane. 1. Covenant registered at the Land Title Office under CA9537154 2. A/C proposed – Exterior component located in rear yard, Interior component located in Second floor closet. 3. Bar sink not proposed. 4. Schedule B: (BEERINDER SIDHU, P.Eng.- 604-339-0034) Structural / Geotechnical. 5. HPO: Residential Builder- NEW GOLDEN DEVELOPMENTS LTD Note: This is a 2 storey building pursuant to the Zoning and Development By-Law **THIS PERMIT HAS BEEN ISSUED UNDER THE REQUIREMENTS OF VBBL #12511 (2019)** | Easyway Plumbing & Heating Ltd
GP-2023-02296 | 2023-08-02 | 6906 FLEMING STREET, Vancouver, BC V5P 3H7 | Gas Permit | Residential | New | Completed | Residential - 2 Ranges, 2 BBQ's & 2 Dryers >BP: To construct a 2.5 storey duplex with 2 secondary suites located in the Basement | East West Plumbing (2007) Ltd
EP-2023-06459 | 2023-07-21 | 6906 FLEMING STREET, Vancouver, BC V5P 3H7 | Electrical Permit | Residential | New | Completed | Installation / Repair - Residential - Wiring for a new duplex home with secondary suites on both sides. 2 meters only. >BP: To construct a 2.5 storey duplex with 2 secondary suites located in the Basement ($704,875.00) with a detached accessory building (garage) and 1 open parking at the rear providing 2 parking spaces, having vehicular access from the lane. 1. Covenant registered at the Land Title Office under CB503880-CB503881 2. A/C proposed – Exterior component located in front and rear yard, Interior component located in closets on second floor. 3. Bar sink not proposed. 4. Schedule B: (Jason Hui) P.Eng (778.319.3403) Structural + Geotechnical 5. HPO: Residential Builder- (Singh Development Ltd) Note: This is a 2.5 storey building pursuant to the Zoning and Development By-Law Note: As shown by an asterisk (*) on the building permit floor plans and/or elevations, exit protection is required to be provided in accordance with Articles 9.9.4.4., 9.9.4.6., and/or 9.37.2.8. of the 2019 VBBL. ***This permit is issued under the VBBL 2019, with updated energy requirements as per bylaw # 12997 effective Jan 01, 2022.*** | MSD Electrical Ltd.
MP-2023-01199 | 2023-06-28 | 6906 FLEMING STREET, Vancouver, BC V5P 3H7 | Mechanical Permit | NULL | NULL | Completed | NULL | Sukhvinder Singh
NULL | NULL | 6906 FLEMING STREET, Vancouver, BC V5P 3H7 | Mechanical Permit | NULL | NULL | Withdrawn | NULL | NULL
PP-2023-02220 | 2023-06-23 | 6906 FLEMING STREET, Vancouver, BC V5P 3H7 | Plumbing Permit | Residential | New | Completed | Residential - plumbing >BP: To construct a 2.5 storey duplex with 2 secondary suites located in the Basement with a detached accessory building (garage) and 1 open parking at the rear providing 2 parking spaces, having vehicular access from the lane. 1. Covenant registered at the Land Title Office under CB503880-CB503881 2. A/C proposed – Exterior component located in front and rear yard, Interior component located in closets on second floor. 3. Bar sink not proposed. 4. Schedule B: (Jason Hui) P.Eng (778.319.3403) Structural + Geotechnical 5. HPO: Residential Builder- (Singh Development Ltd) | Sukhvinder Singh
EP-2023-06155 | 2023-07-10 | 6906 FLEMING STREET, Vancouver, BC V5P 3H7 | Electrical Permit | Residential | New | Completed | Installation / Repair - Residential - Installation of tv, telephone, alarm prewire and complete. >BP: To construct a 2.5 storey duplex with 2 secondary suites located in the Basement ($704,875.00) with a detached accessory building (garage) and 1 open parking at the rear providing 2 parking spaces, having vehicular access from the lane. 1. Covenant registered at the Land Title Office under CB503880-CB503881 2. A/C proposed – Exterior component located in front and rear yard, Interior component located in closets on second floor. 3. Bar sink not proposed. 4. Schedule B: (Jason Hui) P.Eng (778.319.3403) Structural + Geotechnical 5. HPO: Residential Builder- (Singh Development Ltd) Note: This is a 2.5 storey building pursuant to the Zoning and Development By-Law Note: As shown by an asterisk (*) on the building permit floor plans and/or elevations, exit protection is required to be provided in accordance with Articles 9.9.4.4., 9.9.4.6., and/or 9.37.2.8. of the 2019 VBBL. ***This permit is issued under the VBBL 2019, with updated energy requirements as per bylaw # 12997 effective Jan 01, 2022.*** | Tvisha Technologies Ltd
PP-2023-01748 | 2023-05-17 | 6906 FLEMING STREET, Vancouver, BC V5P 3H7 | Plumbing Permit | Residential | New | Completed | Residential - 2FD+2SS - sump and underground | GNA Contracting Ltd
EP-2023-02633 | 2023-03-29 | 6906 FLEMING STREET, Vancouver, BC V5P 3H7 | Electrical Permit | Residential | New | Expired | Temporary Power - Residential - To provide temporary power. NOTE: Work authorized by this permit is for placement of a temporary power pole only and does not authorize any site construction and/or excavation. A separate Building Permit will be required prior to commencement of any other work on this site. | MSD Electrical Ltd.
PP-2023-01746 | 2023-05-17 | 6922 FLEMING STREET, Vancouver, BC V5P 3H7 | Plumbing Permit | Residential | New | Issued | Residential - TWO OUT SIDE SUMPS WITH OUT PUMP | JVT EXCAVATING & DEMOLITION LTD
PP-2023-02647 | 2023-07-26 | 6922 FLEMING STREET, Vancouver, BC V5P 3H7 | Plumbing Permit | Residential | New | Issued | Residential - New Plumbing >BP: 2 FD + 2 LO (PC note: add exit exposure note to drawings) To construct a 2-storey two-family dwelling with two lock off units in each basement with a detached accessory building (garage), at the rear providing 2 parking spaces, having vehicular access from the lane. The entire building, INCLUDING THE DETACHED GARAGE, to be sprinklered to 2x NFPA 13D. Note: This is a 2 storey building pursuant to the Zoning and Development By-Law 1. Covenant registered at the Land Title Office under CB125507 2. No Strata Titling permitted 3. A/C proposed – 2 exterior components located in rear yard, 2 interior components located on second floor 4. No bar sink proposed in basement 5. Schedule B: Md. Shahidul Alam P.Eng (604.653.7475) Struct. & Geo 6. HPO: Residential Builder - Seraglio Homes Ltd | Avion Mechanical Ltd
EP-2022-10006 | 2022-11-28 | 6922 FLEMING STREET, Vancouver, BC V5P 3H7 | Electrical Permit | Residential | New | Expired | Temporary Power - Residential - To provide temporary power. NOTE: Work authorized by this permit is for placement of a temporary power pole only and does not authorize any site construction and/or excavation. A separate Building Permit will be required prior to commencement of any other work on this site. | AMTEK Electric Ltd
EP-2023-10896 | 2023-12-05 | 6922 FLEMING STREET, Vancouver, BC V5P 3H7 | Electrical Permit | Residential | New | Issued | Temporary Power - Residential - To provide temporary power. -renewal of EP-2022-10006 -valid: Nov. 29, 2023 - Nov. 28, 2024 | AMTEK Electric Ltd
EP-2023-08330 | 2023-09-27 | 6922 FLEMING STREET, Vancouver, BC V5P 3H7 | Electrical Permit | Residential | New | Issued | Installation / Repair - Residential - Rough in and Finishing wiring for Duplex house with Legal suits to each unit. Heating type : Radiant Heat operated by Electrical Boiler. Ac to be installed with Car chargers. >BP: 2 FD + 2 LO (PC note: add exit exposure note to drawings) To construct a 2-storey two-family dwelling ($821,000) with two lock off units in each basement with a detached accessory building (garage), at the rear providing 2 parking spaces, having vehicular access from the lane. The entire building, INCLUDING THE DETACHED GARAGE, to be sprinklered to 2x NFPA 13D. Note: This is a 2 storey building pursuant to the Zoning and Development By-Law 1. Covenant registered at the Land Title Office under CB125507 2. No Strata Titling permitted 3. A/C proposed – 2 exterior components located in rear yard, 2 interior components located on second floor 4. No bar sink proposed in basement 5. Schedule B: Md. Shahidul Alam P.Eng (604.653.7475) Struct. & Geo 6. HPO: Residential Builder - Seraglio Homes Ltd ***This permit is issued under the VBBL 2019, with updated energy requirements as per bylaw # 12997 effective Jan 01, 2022.*** | AMTEK Electric Ltd
SP-2023-01809 | 2023-09-29 | 6922 FLEMING STREET, Vancouver, BC V5P 3H7 | Sprinkler Permit | Residential | New | Issued | Residential - New sprinkler system >BP: 2 FD + 2 LO (PC note: add exit exposure note to drawings) To construct a 2-storey two-family dwelling with two lock off units in each basement with a detached accessory building (garage), at the rear providing 2 parking spaces, having vehicular access from the lane. The entire building, INCLUDING THE DETACHED GARAGE, to be sprinklered to 2x NFPA 13D. Note: This is a 2 storey building pursuant to the Zoning and Development By-Law 1. Covenant registered at the Land Title Office under CB125507 2. No Strata Titling permitted 3. A/C proposed – 2 exterior components located in rear yard, 2 interior components located on second floor 4. No bar sink proposed in basement 5. Schedule B: Md. Shahidul Alam P.Eng (604.653.7475) Struct. & Geo 6. HPO: Residential Builder - Seraglio Homes Ltd | Haven Fire Protection Ltd
EP-2023-08737 | 2023-09-27 | 6922 FLEMING STREET, Vancouver, BC V5P 3H7 | Electrical Permit | Residential | New | Issued | Installation / Repair - Residential - Data cabling & security alarm completion. >BP: To construct a 2-storey two-family dwelling ($821,000) with two lock off units in each basement with a detached accessory building (garage), at the rear providing 2 parking spaces, having vehicular access from the lane. The entire building, INCLUDING THE DETACHED GARAGE, to be sprinklered to 2x NFPA 13D. Note: This is a 2 storey building pursuant to the Zoning and Development By-Law 1. Covenant registered at the Land Title Office under CB125507 2. No Strata Titling permitted 3. A/C proposed – 2 exterior components located in rear yard, 2 interior components located on second floor 4. No bar sink proposed in basement 5. Schedule B: Md. Shahidul Alam P.Eng (604.653.7475) Struct. & Geo 6. HPO: Residential Builder - Seraglio Homes Ltd | Xon Automation Ltd
MP-2023-01480 | 2023-08-11 | 6922 FLEMING STREET, Vancouver, BC V5P 3H7 | Mechanical Permit | NULL | NULL | Issued | NULL | Avion Mechanical Ltd
GP-2023-03224 | 2023-10-26 | 6922 FLEMING STREET, Vancouver, BC V5P 3H7 | Gas Permit | Residential | New | Issued | Residential - 2 Ranges & 2 BBQ's >BP: To construct a 2-storey two-family dwelling ($821,000) with two lock off units in each basement with a detached accessory building (garage), at the rear providing 2 parking spaces, having vehicular access from the lane. | Avion Mechanical Ltd
MP-2023-01921 | 2023-10-26 | 7203 FLEMING STREET, Vancouver, BC V5P 3J1 | Mechanical Permit | NULL | NULL | Completed | NULL | Ultra Mechanical Ltd
EP-2022-10011 | NULL | 7203 FLEMING STREET, Vancouver, BC V5P 3J1 | Electrical Permit | Residential | Renovation | Withdrawn | Installation / Repair - Residential - To Upgrade existing Electrical service to 200 A and Installing Feeder Teck Cable to Laneway. | AMTEK Electric Ltd
EP-2022-10064 | 2022-11-30 | 7203 FLEMING STREET, Vancouver, BC V5P 3J1 | Electrical Permit | Residential | New | Completed | Installation / Repair - Residential - Teck Cable to be installed from Main Meter(Laneway side) to House | AMTEK Electric Ltd
MP-2023-00142 | NULL | 7203 FLEMING STREET, Vancouver, BC V5P 3J1 | Mechanical Permit | NULL | NULL | Application Incomplete | NULL | United Mechanical Ltd
GP-2022-00476 | 2022-02-14 | 887 E GEORGIA STREET, Vancouver, BC V6A 2A4 | Gas Permit | Residential | Addition | Completed | Residential - re and re gas range | Christopher Sterling
GP-2022-02091 | 2022-07-15 | 887 E GEORGIA STREET, Vancouver, BC V6A 2A4 | Gas Permit | Residential | Addition | Completed | Residential - re and re gas rang | Christopher Sterling
MP-2023-02006 | 2023-11-08 | 887 E GEORGIA STREET, Vancouver, BC V6A 2A4 | Mechanical Permit | NULL | NULL | Completed | NULL | Milani Plumbing Heating & Air Conditioning Ltd
GP-2023-03544 | 2023-11-15 | 887 E GEORGIA STREET, Vancouver, BC V6A 2A4 | Gas Permit | Residential | Renovation | Completed | Residential - RE&RE tankless water heater | Milani Plumbing Heating & Air Conditioning Ltd
EP-2023-10138 | 2023-12-13 | 887 E GEORGIA STREET, Vancouver, BC V6A 2A4 | Electrical Permit | Residential | Addition | Completed | Installation / Repair - Residential - install of Heat pump. 26 amp MCA MP-2023-02006: Issued | Milani Electric Limited
GP-2023-03206 | 2023-10-24 | 1029 E GEORGIA STREET, Vancouver, BC V6A 2A6 | Gas Permit | Residential | Renovation | Completed | Residential - Boiler replacement | Maple Furnace Heating & Air Conditioning
GP-2022-01559 | 2022-05-19 | 1224 E GEORGIA STREET, Vancouver, BC V6A 2B1 | Gas Permit | Residential | Renovation | Completed | Residential - Re&Re Boiler BTU 120.000 | Milani Plumbing Heating & Air Conditioning Ltd
EP-2022-03662 | 2022-06-24 | 1224 E GEORGIA STREET, Vancouver, BC V6A 2B1 | Electrical Permit | Residential | Renovation | Completed | Installation / Repair - Residential - electrical connection for Dsplit Compressor Amend: Oct 21, 2022 Updated Calculation | Milani Electric Limited
EP-2022-10611 | NULL | 3660 E HASTINGS STREET, Vancouver, BC V5K 2A9 | Electrical Permit | Commercial | Addition | Withdrawn | Installation / Repair - Commercial - Install 100Amp 120/240V single phase generator and 100Amp ATS. | Shannon Electric Service Ltd
GP-2022-02347 | 2022-10-04 | 842 E PENDER STREET, Vancouver, BC V6A 1W1 | Gas Permit | Residential | Addition | Completed | Residential - Installation of a High-Efficiency American Standard Furnace (97% AFUE, 80,000 BTU). | Kirkstone Heating Ltd
GP-2022-03954 | 2022-12-13 | 887 E PENDER STREET, Vancouver, BC V6A 1V9 | Gas Permit | Residential | Renovation | Completed | Residential - INSTALL REPLACEMENT INSERT TO Q1 | BC Fireplace Service Inc
GP-2022-03625 | 2022-11-18 | 887 E PENDER STREET, Vancouver, BC V6A 1V9 | Gas Permit | Residential | Renovation | Completed | Residential - Re&re tankless water heater | Milani Plumbing Heating & Air Conditioning Ltd
GP-2023-00040 | 2023-01-05 | 891 E PENDER STREET, Vancouver, BC V6A 1V9 | Gas Permit | Residential | Renovation | Completed | Residential - Furnace re&re | Ferenc Nagy
EP-2023-06213 | 2023-07-11 | 2715 E PENDER STREET, Vancouver, BC V5K 2B9 | Electrical Permit | Residential | New | Issued | Temporary Power - Residential - To provide temporary power. NOTE: Work authorized by this permit is for placement of a temporary power pole only and does not authorize any site construction and/or excavation. A separate Building Permit will be required prior to commencement of any other work on this site. | BRITECH ELECTRIC LTD
MP-2023-01901 | 2023-10-24 | 2715 E PENDER STREET, Vancouver, BC V5K 2B9 | Mechanical Permit | NULL | NULL | Issued | NULL | Lally Plumbing & Heating Ltd
PP-2023-03651 | 2023-10-17 | 2715 E PENDER STREET, Vancouver, BC V5K 2B9 | Plumbing Permit | Residential | New | Issued | Residential - Plumbing >BP: To construct a two and a half storey two-family dwelling with a detached accessory building (garage) at the rear providing 2 parking spaces, having vehicular access from the lane. 1. External Mechanical unit proposed in rear yard 2. No Bar sinks proposed 3. Schedule B: Govinder S Dhesi (604.580.3275), Structural & Geotechnical 4. HPO: Residential Builder - Can-West Development Ltd. | Lally Plumbing & Heating Ltd
GP-2023-03508 | 2023-11-14 | 2715 E PENDER STREET, Vancouver, BC V5K 2B9 | Gas Permit | Residential | New | Issued | Residential - 2 BBQ's & 2 Ranges BBQ piping only >BP: To construct a two and a half storey two-family dwelling ($705,000), with a detached accessory building (garage) at the rear providing 2 parking spaces, having vehicular access from the lane. | Lally Plumbing & Heating Ltd
EP-2023-10316 | 2023-12-01 | 2715 E PENDER STREET, Vancouver, BC V5K 2B9 | Electrical Permit | Residential | New | Issued | Installation / Repair - Residential - 200amp service installation >BP: To construct a two and a half storey two-family dwelling ($705,000), with a detached accessory building (garage) at the rear providing 2 parking spaces, having vehicular access from the lane. 1. External Mechanical unit proposed in rear yard 2. No Bar sinks proposed 3. Schedule B: Govinder S Dhesi (604.580.3275), Structural & Geotechnical 4. HPO: Residential Builder - Can-West Development Ltd. ***This permit is issued under the VBBL 2019, with updated energy requirements as per bylaw # 12997 effective Jan 01, 2022.*** | BRITECH ELECTRIC LTD
SP-2023-02048 | 2023-11-07 | 2715 E PENDER STREET, Vancouver, BC V5K 2B9 | Sprinkler Permit | Residential | New | Issued | Residential - 2FD - FRONT - 2715 E PENDER ST - #1 BACK - 2715 E PENDER ST - #2 Install Sprinkler Heads >DB: To construct a two and a half storey two-family dwelling, with a detached accessory building (garage) at the rear providing 2 parking spaces, having vehicular access from the lane. 1. External Mechanical unit proposed in rear yard 2. No Bar sinks proposed ***This permit is issued under the VBBL 2019, with updated energy requirements as per bylaw # 12997 effective Jan 01, 2022.*** | RAHELU PLUMBING & HEATING LTD.
NULL | NULL | 2715 E PENDER STREET, Vancouver, BC V5K 2B9 | Plumbing Permit | Residential | New | Draft | Residential - Install sprinkler heads | RAHELU PLUMBING & HEATING LTD.
PP-2023-03323 | 2023-09-19 | 2715 E PENDER STREET, Vancouver, BC V5K 2B9 | Plumbing Permit | Residential | New | Issued | Residential - One sump out of the duplex | Jewel Mini Excavating Ltd
EP-2023-10518 | 2023-11-22 | 2715 E PENDER STREET, Vancouver, BC V5K 2B9 | Electrical Permit | Residential | New | Issued | Installation / Repair - Residential - Low Voltage data, tel, vacuum , alarm rough in, doorbell >BP: To construct a two and a half storey two-family dwelling ($705,000), with a detached accessory building (garage) at the rear providing 2 parking spaces, having vehicular access from the lane. 1. External Mechanical unit proposed in rear yard 2. No Bar sinks proposed 3. Schedule B: Govinder S Dhesi (604.580.3275), Structural & Geotechnical 4. HPO: Residential Builder - Can-West Development Ltd. ***This permit is issued under the VBBL 2019, with updated energy requirements as per bylaw # 12997 effective Jan 01, 2022.** | GS Security System Ltd
EP-2023-03262 | 2023-04-20 | 5559 EARLES STREET, Vancouver, BC V5R 3S3 | Electrical Permit | Residential | Renovation | Issued | Installation / Repair - Residential - DISCONNECT/RECONNECT THE EXISTING 125 A 1-PHASE METER FROM THE EXISTING MAIN HOUSE, TO BE RELOCATED ON THE NEW METER BASE THAT HAS INSTALLED ON NEW LANE WAY HOUSE. | Allone Electric Ltd
PP-2023-04230 | 2023-12-05 | 5595 EARLES STREET, Vancouver, BC V5R 3S3 | Plumbing Permit | Residential | New | Issued | Residential - Sump and underground | GNA Contracting Ltd
NULL | NULL | 5595 EARLES STREET, Vancouver, BC V5R 3S3 | Plumbing Permit | Residential | New | Draft | Residential - plumbing | NULL
PP-2024-00173 | 2024-01-25 | 5595 EARLES STREET, Vancouver, BC V5R 3S3 | Plumbing Permit | Residential | New | Issued | Residential - 2FD+2SS - NORTH - 5595 EARLES ST - #1 & #2 SOUTH - 5597 EARLES ST - #1 & #2 plumbing >To construct a two-storey two-family dwelling with two secondary suites located in the basement, with a detached accessory building (garage) and open parking pad at the rear providing 4 parking spaces, having vehicular access from the lane. Note: This is a 2 storey building pursuant to the Zoning and Development By-Law 1. Covenant registered at the Land Title Office under (CB766101) 2. External mechanical units proposed in rear yard ***This permit is issued under the VBBL 2019, with updated energy requirements as per bylaw # 12997 effective Jan 01, 2022.*** The entire building, to be sprinklered to 2 x NFPA 13D. ******THIS PERMIT HAS BEEN ISSUED UNDER THE REQUIREMENTS OF VBBL #12511 (2019)****** | Sukhvinder Singh
EP-2023-08515 | 2023-09-20 | 5595 EARLES STREET, Vancouver, BC V5R 3S3 | Electrical Permit | Residential | New | Issued | Temporary Power - Residential - To provide temporary power. | MSD Electrical Ltd.
EP-2022-10592 | 2022-12-15 | 2579 ETON STREET, Vancouver, BC V5K 1J8 | Electrical Permit | Residential | Renovation | Issued | Installation / Repair - Residential - Supply and install 60A sub panel Confirm only work being done doesn't match Building permit Interior alterations to provide improvements to this existing one family dwelling on this site. Scope of work includes layout changes to the upper floor only, to provide one additional bedroom, new shared 3pc bathroom, a laundry closet and new lighting throughout >Permit Amendment Oct 20, 2023 -"Add Lighting/receptacles in laundry room, bathroom and hallway in building permit area of scope to permit" | Centre Electric Ltd
PP-2022-03945 | 2022-11-01 | 2579 ETON STREET, Vancouver, BC V5K 1J8 | Plumbing Permit | Residential | Renovation | Issued | Residential - Adding a 3 piece bathroom and clothes washer in upper level of house >BP: Interior alterations to provide improvements to this existing one family dwelling on this site. Scope of work includes layout changes to the upper floor only, to provide one additional bedroom, new shared 3pc bathroom, a laundry closet and new lighting throughout. | BOUNDARY BAY MECHANICAL INC
PP-2024-00199 | 2024-01-26 | 2592 ETON STREET, Vancouver, BC V5K 1J7 | Plumbing Permit | Residential | Renovation | Issued | Residential - 1FD+SS - #1 & #2 - Full renovation of plumbing system to all floors >DB: To alter and convert this existing one-family dwelling building to a three storey one-family dwelling with an ancillary residential unit. Scope of work also includes solar panel installation. ***Reviewed under VBBL 2019*** - To be sprinklered to NFPA 13D | KEARNS MECHANICAL
EP-2024-00177 | 2024-01-26 | 2592 ETON STREET, Vancouver, BC V5K 1J7 | Electrical Permit | Residential | Renovation | Issued | Installation / Repair - Residential - ¦ 1FD + 1SS: RENO ¦ SOLAR ¦ Renovation to house -new service, rewire basement, assess and rewire upper floors as required. New pole mounted service with provision for future infill house to be completed at a later date To alter and convert this existing one-family dwelling building to a three storey one-family dwelling with an ancillary residential unit. Scope of work also includes solar panel installation. ***Reviewed under VBBL 2019*** Building review branch notes: - To be sprinklered to NFPA 13D - To be upgraded to part 11 as per 11.4.3.1 and 11.2.1.4 (for relocation and stratification) - Secondary suite non-stratification covenant CB572561 - To convert non-strata lot to a stratified lot - Building Permit for DP-2021-00262 - See DP-2023-00235 for minor amendment - Infill building permit BP-2022-04834 | Cupit Electrical Services Ltd
PP-2023-04182 | 2023-11-28 | 2592 ETON STREET, Vancouver, BC V5K 1J7 | Plumbing Permit | Residential | Renovation | Issued | Residential - 1FD+SS -#1 & #2 - Outdoor storm sump | Quantum Construction Ltd
GP-2023-02336 | 2023-08-09 | 2597 ETON STREET, Vancouver, BC V5K 1J8 | Gas Permit | Residential | Renovation | Completed | Residential - Re & Re tankless | Milani Plumbing Heating & Air Conditioning Ltd
EP-2022-00863 | 2022-02-22 | 2597 ETON STREET, Vancouver, BC V5K 1J8 | Electrical Permit | Residential | Renovation | Completed | Installation / Repair - Residential - >>>HOMEOWNER PERMIT<<<< Will move power cords away from reach as they are too close to the deck. Coordinating with BC hydro to disconnect and reconnect but they require me to have a permit prior to scheduling anything. | NULL
EP-2022-07816 | 2022-09-26 | 939 EXPO BOULEVARD, Vancouver, BC V6Z 3G7 | Electrical Permit | Residential | Addition | Completed | Installation / Repair - Residential - EV Charger Install house panel in condo parkade | Wire-Man Electric Ltd
GP-2022-01125 | 2022-04-11 | 6405 ELGIN STREET, Vancouver, BC V5W 3K4 | Gas Permit | Residential | New | Completed | Residential - Gas fireplace installation | 496302 BC Ltd
EP-2023-09303 | 2023-10-31 | 6428 ELGIN STREET, Vancouver, BC V5W 3K3 | Electrical Permit | Residential | Renovation | Issued | Installation / Repair - Residential - Service relocate from house to laneway house. Exisitng house has no suite panel as noted on load calc for laneway. | Hi Mark Electric Ltd
NULL | NULL | 3494 FRANKLIN STREET, Vancouver, BC V5K 1Y3 | Electrical Permit | Residential | New | Draft | Temporary Power - Residential - To provide temporary power. | NULL
EP-2023-09780 | 2023-10-28 | 3494 FRANKLIN STREET, Vancouver, BC V5K 1Y3 | Electrical Permit | Residential | New | Issued | Temporary Power - Residential - To provide temporary power. | Aidea Solutions Ltd
PP-2023-04403 | 2023-12-20 | 3494 FRANKLIN STREET, Vancouver, BC V5K 1Y3 | Plumbing Permit | Residential | New | Issued | Residential - One out side sump with out pump | JVT EXCAVATING & DEMOLITION LTD
PP-2022-01190 | 2022-04-11 | 3619 FRANKLIN STREET, Vancouver, BC V5K 1Y7 | Plumbing Permit | Residential | New | Completed | Residential - 2FD+2 LOCKOFF UNITS - FRONT - 3619 FRANKLIN ST - #1 & #2 BACK - 3621 FRANKLIN ST - #1 & #2 SUMP WITHOUT PUMP To construct a 2-storey two-family dwelling with a detached accessory building (garage) at the rear providing 2 parking spaces, having vehicular access from the lane. The entire building, INCLUDING THE ATTACHED GARAGE (if applicable), to be sprinklered to 2x NFPA 13D. 1- Covenant registered at the Land Title Office under CA9634186 to CA9634187 2- No strata titling permitted 3- A/C unit proposed in rear (x2), inter. upper floor 4- No 8’ bar sink proposed | Bhullar Excavating and Demolition
NULL | NULL | 3619 FRANKLIN STREET, Vancouver, BC V5K 1Y7 | Plumbing Permit | Residential | New | Draft | Residential - Plumbing for a a sinlge family home | NULL
EP-2022-03955 | 2022-05-18 | 3619 FRANKLIN STREET, Vancouver, BC V5K 1Y7 | Electrical Permit | Residential | New | Expired | Temporary Power - Residential - To provide temporary power Renewal for EP-2021-03303 Valid: May 3, 2022 to May 2, 2023 | A 1 Tech Electric Ltd
PP-2022-01943 | 2022-06-08 | 3619 FRANKLIN STREET, Vancouver, BC V5K 1Y7 | Plumbing Permit | Residential | New | Completed | Residential - new plumbing for residential single dwelling >BP: 2 FD + 2 LO To construct a 2-storey two-family dwelling with a detached accessory building (garage) at the rear providing 2 parking spaces, having vehicular access from the lane. The entire building, INCLUDING THE ATTACHED GARAGE (if applicable), to be sprinklered to 2x NFPA 13D. Note: This is a 2 storey building pursuant to the Zoning and Development By-Law 1- Covenant registered at the Land Title Office under CA9634186 to CA9634187 2- No strata titling permitted 3- A/C unit proposed in rear (x2), inter. upper floor 4- No 8’ bar sink proposed 5- Schedule B: Jason Hui, P.Eng (778.319.3403) Structural & Geotechnical 6- HPO: Residential Builder, 0917791 B.C. Ltd. "Combustible projections or roof soffits on an exposing building face shall not project to less than .45m from the property line and shall be in compliance with VBBL 2014 9.10.15.5.(9) Any alterations or conversions to the attached garage (if applicable) to habitable living space shall not be permitted without first obtaining the approval of the Director of Planning and the Chief Building Official. Thermal protection measures and Laneway house design guidelines shall be required to be met prior to the approval of the conversion. ******THIS PERMIT HAS BEEN ISSUED UNDER THE REQUIREMENTS OF VBBL 2019 FRONT UNIT #1-3619 Franklin St - One Family Dwelling (south side of 1st-2nd floor) #1-3619 Franklin St - Lock Off Unit (south side basement) BACK UNIT #1-3621 Franklin St - One Family Dwelling (north side of 1st-2nd floor) #1-3621 Franklin St - Lock Off Unit (north side basement) | Saran Plumbing and Heating Ltd
GP-2022-02748 | 2022-09-13 | 3619 FRANKLIN STREET, Vancouver, BC V5K 1Y7 | Gas Permit | Residential | New | Completed | Residential - Two complete boilers and piping only for two stoves and two dryers. >BP: 2 FD + 2 LO To construct a 2-storey two-family dwelling with a detached accessory building (garage) at the rear providing 2 parking spaces, having vehicular access from the lane. | Ultra Mechanical Ltd
SP-2022-01468 | 2022-09-09 | 3619 FRANKLIN STREET, Vancouver, BC V5K 1Y7 | Sprinkler Permit | Residential | New | Completed | Residential - 2FD+2 LO's - FRONT - 3619 FRANKLIN ST - #1 &#2 BACK - 3621 FRANKLIN ST - #1 &#2 To Install 41 sprinkler heads >DB: To construct a 2-storey two-family dwelling with a detached accessory building (garage) at the rear providing 2 parking spaces, having vehicular access from the lane. The entire building, INCLUDING THE ATTACHED GARAGE (if applicable), to be sprinklered to 2x NFPA 13D. Note: This is a 2 storey building pursuant to the Zoning and Development By-Law 1- Covenant registered at the Land Title Office under CA9634186 to CA9634187 2- No strata titling permitted 3- A/C unit proposed in rear (x2), inter. upper floor 4- No 8’ bar sink proposed | General Sprinkler Systems Ltd
EP-2022-07491 | 2022-09-08 | 3619 FRANKLIN STREET, Vancouver, BC V5K 1Y7 | Electrical Permit | Residential | New | Completed | Installation / Repair - Residential - 2FD+2LO's - FRONT - 3619 FRANKLIN ST - #1 & #2 BACK - 3621 FRANKLIN ST - #1 & #2 ALARM,CCTV, LOW VOLTAGE, VACUM. COMPLETE SECURITY ALARM SYSTEM >DB: To construct a 2-storey two-family dwelling with a detached accessory building (garage) at the rear providing 2 parking spaces, having vehicular access from the lane. The entire building, INCLUDING THE ATTACHED GARAGE (if applicable), to be sprinklered to 2x NFPA 13D. Note: This is a 2 storey building pursuant to the Zoning and Development By-Law 1- Covenant registered at the Land Title Office under CA9634186 to CA9634187 2- No strata titling permitted 3- A/C unit proposed in rear (x2), inter. upper floor 4- No 8’ bar sink proposed | Jasneet S Dhuper
NULL | NULL | 3619 FRANKLIN STREET, Vancouver, BC V5K 1Y7 | Electrical Permit | Residential | New | Withdrawn | Installation / Repair - Residential - alarm, cctv, low voltage , vac | NULL
EP-2022-07170 | 2022-09-23 | 3619 FRANKLIN STREET, Vancouver, BC V5K 1Y7 | Electrical Permit | Residential | New | Completed | Installation / Repair - Residential - Will be all new wiring >BP: To construct a 2-storey two-family dwelling with a detached accessory building (garage) at the rear providing 2 parking spaces, having vehicular access from the lane. The entire building, INCLUDING THE ATTACHED GARAGE (if applicable), to be sprinklered to 2x NFPA 13D. Note: This is a 2 storey building pursuant to the Zoning and Development By-Law 1- Covenant registered at the Land Title Office under CA9634186 to CA9634187 2- No strata titling permitted 3- A/C unit proposed in rear (x2), inter. upper floor 4- No 8’ bar sink proposed 5- Schedule B: Jason Hui, P.Eng (778.319.3403) Structural & Geotechnical 6- HPO: Residential Builder, 0917791 B.C. Ltd. "Combustible projections or roof soffits on an exposing building face shall not project to less than .45m from the property line and shall be in compliance with VBBL 2014 9.10.15.5.(9) Any alterations or conversions to the attached garage (if applicable) to habitable living space shall not be permitted without first obtaining the approval of the Director of Planning and the Chief Building Official. Thermal protection measures and Laneway house design guidelines shall be required to be met prior to the approval of the conversion. ******THIS PERMIT HAS BEEN ISSUED UNDER THE REQUIREMENTS OF VBBL 2019 ** Amend 09/27/2022** change of FSR to Jagvir S Chohan CEL000255340 Class A | Jagveer Singh Boparai
GP-2023-03978 | 2023-12-11 | 3622 FRANKLIN STREET, Vancouver, BC V5K 1Y6 | Gas Permit | Residential | Renovation | Issued | Residential - Replacement of furnace (Like for Like) | Westmount Heating Ltd
MP-2023-00484 | 2023-03-24 | 2820 FRASER STREET, Vancouver, BC V5T 3V9 | Mechanical Permit | NULL | NULL | Cancelled | NULL | 1236318 BC Ltd DBA Aquatech Vancouver
GP-2023-01043 | 2023-03-24 | 2820 FRASER STREET, Vancouver, BC V5T 3V9 | Gas Permit | Residential | Renovation | Cancelled | Residential - Re/re of hot water tank for tankless water heater | 1236318 BC Ltd DBA Aquatech Vancouver
EP-2022-03737 | 2022-05-30 | 1651 E GEORGIA STREET, Vancouver, BC V5L 2B1 | Electrical Permit | Residential | New | Completed | Installation / Repair - Residential - new construction *An approved mechanical permit is required for the installation of air conditioning or heat pump unit at the time of installation before an electrical inspection will be performed >BP: To develop a two storey, plus cellar two-family dwelling with a detached accessory building at the rear providing two (2) parking spaces having vehicular access lane. ($915,500) ******THIS PERMIT HAS BEEN ISSUED UNDER THE REQUIREMENTS OF VBBL 2019******** Refer to DP-2018-00274 for development permit *Mar 21, 2023 Amendment AC units in the scope of work | Roop Electric Co Ltd
PP-2022-00190 | 2022-01-24 | 1651 E GEORGIA STREET, Vancouver, BC V5L 2B1 | Plumbing Permit | Residential | New | Completed | Residential - 2FD - FRONT - 1651 E GEORGIA ST - SOUTH PORTION BACK - 1649 E GEORGIA ST - NORTH PORTION 2 sump no pump To develop a two storey, plus cellar two-family dwelling with a detached accessory building at the rear providing two (2) parking spaces having vehicular access lane. | Canadian Excavating Ltd
SP-2022-00904 | 2022-06-03 | 1651 E GEORGIA STREET, Vancouver, BC V5L 2B1 | Sprinkler Permit | Residential | New | Completed | Residential - Install sprinklers in duplex To develop a two storey, plus cellar two-family dwelling with a detached accessory building at the rear providing two (2) parking spaces having vehicular access lane. | Gold Key Fire Protection Ltd
GP-2022-01657 | 2022-06-02 | 1651 E GEORGIA STREET, Vancouver, BC V5L 2B1 | Gas Permit | Residential | New | Completed | Residential - Gas piping rough in and finish To develop a two storey, plus cellar two-family dwelling with a detached accessory building at the rear providing two (2) parking spaces having vehicular access lane | Plumko Plumbing & Heating Services Ltd
EP-2022-04481 | 2022-05-30 | 1651 E GEORGIA STREET, Vancouver, BC V5L 2B1 | Electrical Permit | Residential | New | Completed | Installation / Repair - Residential - DATA AND TELEPHONE SECURITY ALARM CCTV AND DOORBELLS VACUUM SYSTEMS >BP: To develop a two storey, plus cellar two-family dwelling with a detached accessory building at the rear providing two (2) parking spaces having vehicular access lane. ($915,500) ******THIS PERMIT HAS BEEN ISSUED UNDER THE REQUIREMENTS OF VBBL 2019******** Refer to DP-2018-00274 for development permit | Innova Security Systems Inc
PP-2022-01218 | 2022-04-08 | 1651 E GEORGIA STREET, Vancouver, BC V5L 2B1 | Plumbing Permit | Residential | New | Completed | Residential - 2FD - FRONT UNIT - 1651 E GEORGIA ST BACK UNIT - 1649 E GEORGIA ST New duplex, we will be doing the plumbing roughin and finish To develop a two storey, plus cellar two-family dwelling with a detached accessory building at the rear providing two (2) parking spaces having vehicular access lane. | Plumko Plumbing & Heating Services Ltd
EP-2023-04859 | NULL | 1842 E GEORGIA STREET, Vancouver, BC V5L 2B6 | Electrical Permit | Residential | Renovation - Dwelling Unit(s) only | Application Incomplete | Installation / Repair - Residential - adding circuit for heat pump | Douglas Millington o/a Moose Electric
GP-2022-03325 | 2022-10-27 | 1842 E GEORGIA STREET, Vancouver, BC V5L 2B6 | Gas Permit | Residential | Renovation | Completed | Residential - Decommission and remove furnace | Ashton Service Group/Ashton Mechanical Ltd.
MP-2022-00599 | 2023-05-11 | 1842 E GEORGIA STREET, Vancouver, BC V5L 2B6 | Mechanical Permit | NULL | NULL | Completed | NULL | Ashton Service Group/Ashton Mechanical Ltd.
GP-2023-01355 | 2023-04-27 | 1877 E GEORGIA STREET, Vancouver, BC V5L 2B5 | Gas Permit | Commercial | Tenant Improvement | Completed | Commercial - Remove and replace commercial hot water tank Commercial unit dwelling: YES Own meter: NO Load of meter: UNDER 409,000BTU | Urban Plumbing & Heating Ltd
GP-2022-00103 | 2022-01-13 | 1922 E GEORGIA STREET, Vancouver, BC V5L 2B8 | Gas Permit | Residential | Renovation - Dwelling Unit(s) only | Completed | Residential - furnace replacement | Eco Pro Heating & Cooling Ltd
EP-2023-03312 | 2023-04-18 | 1929 E GEORGIA STREET, Vancouver, BC V5L 2B7 | Electrical Permit | Residential | Renovation | Completed | Installation / Repair - Residential - Service upgrade overhead from 100A to 200A. Install branch circuit for heat pump. ***Note: A mechanical permit is required for the installation of heat pump. Electrical inspector will not carry out any inspections unless a mechanical permit is obtained. | Nelcan Electric Ltd
EP-2023-05157 | 2023-06-29 | 1929 E GEORGIA STREET, Vancouver, BC V5L 2B7 | Electrical Permit | Residential | Tenant Improvement | Completed | Installation / Repair - Residential - Electrical to outdoor heat pump -The permit application we submitted is for the electrical connections being made to the outdoor heat pump only -EP-2023-03312 pulled by Nelcan Electric Ltd is for upgrading the current electrical panel, they are not completing the installation of the heat pump. *MP-2023-01058: Issued (Heating and Cooling) | 0994152 BC Ltd
MP-2023-01058 | 2023-06-08 | 1929 E GEORGIA STREET, Vancouver, BC V5L 2B7 | Mechanical Permit | NULL | NULL | Completed | NULL | 0994152 BC Ltd
GP-2022-03592 | 2023-04-17 | 2737 E PENDER STREET, Vancouver, BC V5K 2B9 | Gas Permit | Residential | Renovation | Completed | Residential - Remove and replace existing furnace with a high efficiency furnace | NATIONWIDE HOME PLUMBING SERVICE LTD
GP-2022-00345 | 2022-02-03 | 2760 E PENDER STREET, Vancouver, BC V5K 2B8 | Gas Permit | Residential | Renovation | Completed | Residential - Replacement boiler | BC Wide Home Services Ltd
GP-2022-01714 | NULL | 1956 E PENDER STREET, Vancouver, BC V5L 1W8 | Gas Permit | Residential | Addition | Withdrawn | Residential - TO INSTALL 1 FURNACE | BC Care Heating Services Ltd
GP-2022-01134 | 2022-04-10 | 1980 E PENDER STREET, Vancouver, BC V5L 1W8 | Gas Permit | Residential | Addition | Completed | Residential - a gas furnace replacement | Vanheat Services Ltd
GP-2022-02966 | 2022-09-30 | 2004 E PENDER STREET, Vancouver, BC V5L 1W9 | Gas Permit | Residential | Addition | Completed | Residential - Replacement of two gas furnaces | BCRC Plumbing and Heating Ltd
GP-2023-02165 | 2023-07-20 | 2004 E PENDER STREET, Vancouver, BC V5L 1W9 | Gas Permit | Commercial | Tenant Improvement | Completed | Commercial - High efficiency hot water heater replacement | Wah Fai Plumbing & Heating Inc
GP-2022-00637 | 2022-03-01 | 2024 E PENDER STREET, Vancouver, BC V5L 1W9 | Gas Permit | Residential | Renovation | Completed | Residential - Replace existing high efficiency boiler and tankless water heater by one combi boiler | A B A PLUMBING & HEATING LTD.
GP-2024-00006 | NULL | 2031 E PENDER STREET, Vancouver, BC | Gas Permit | Residential | Renovation | Application Incomplete | Residential - Decommission and remove old gas heating source and install new boiler. | Ashton Service Group/Ashton Mechanical Ltd.
GP-2024-00007 | 2024-01-26 | 2035 E PENDER STREET, Vancouver, BC V5L 1X1 | Gas Permit | Residential | Renovation | Issued | Residential - Decommission and remove old gas heating source and install new boiler | Ashton Service Group/Ashton Mechanical Ltd.
PP-2023-03822 | 2023-11-23 | 3033 E KENT AVENUE NORTH, Vancouver, BC V5S 4P7 | Plumbing Permit | Commercial | Tenant Improvement | Issued | Commercial - We replaced old mechanical services in the mechancial room in a penthouse mechanical room wuth new equipment: 2 gas fired boilers, 5 storage tanks, 10 ASHPs on the roof. Replaced old plumbing lines iwth new ones - min 30 ft. >BP: Exterior and interior alterations to replace the boilers in the rooftop mechanical room and add ten heat pumps on the roof of this multiple dwelling building on this site. | Modern Niagara Vancouver Inc
EP-2023-09307 | 2023-11-20 | 3033 E KENT AVENUE NORTH, Vancouver, BC V5S 4P7 | Electrical Permit | Residential | Addition | Issued | Installation / Repair - Residential - Installation of two level 2 EV Chargers EV Chargers are being fed from house panel on P2 | Yastremski Associates Inc
EP-2022-03694 | 2022-05-06 | 3033 E KENT AVENUE NORTH, Vancouver, BC V5S 4P7 | Electrical Permit | Commercial | Tenant Improvement | Completed | Installation / Repair - Commercial - Low voltage HVAC control wiring for two new boilers, boiler e-stop, and BACnet monitoring of ten new heat pumps. >BP: Exterior and interior alterations to replace the boilers in the rooftop mechanical room and add ten heat pumps on the roof of this multiple dwelling building on this site. Structural Schedule B provided by Dennis Gam Electrical Schedule B provided by Victor Lu Mechanical/ Plumbing Schedule B provided by Steffen Trangeled OK for DB per H.Ghasemi, October 21, 2021 OK for Field Review per W.Wong, October 21, 2021 | Houle Electric Limited
EP-2022-03643 | 2022-05-05 | 3033 E KENT AVENUE NORTH, Vancouver, BC V5S 4P7 | Electrical Permit | Commercial | Tenant Improvement | Issued | Installation / Repair - Commercial - Supply and install: disconnect and fuses in the existing MCC; 4#3/0 Teck90 from the MCC to New panel in the penthouse; new 120/208V 225 amp 42cct panel in the penthouse; power for 10 Heat pumps; power for the 2 Recirc pumps; power for the Control Valve; power for the 2 boiler pumps; power for the heat trace Controller; power for the electric Heater. >BP: Exterior and interior alterations to replace the boilers in the rooftop mechanical room and add ten heat pumps on the roof of this multiple dwelling building on this site. Structural Schedule B provided by Dennis Gam Electrical Schedule B provided by Victor Lu Mechanical/ Plumbing Schedule B provided by Steffen Trangeled OK for DB per H.Ghasemi, October 21, 2021 OK for Field Review per W.Wong, October 21, 2021 Amend: Dec 21, 2022 Please change FSR From: Lee Quesnelle, FSR B, 212702 To: Aaron Nerdahl FSR A, 229090 | Houle Electric Limited
EP-2023-09308 | 2023-11-20 | 3083 E KENT AVENUE NORTH, Vancouver, BC V5S 4R2 | Electrical Permit | Residential | Addition | Issued | Installation / Repair - Residential - Installation of two level 2 EV Chargers *EV Chargers are being fed from existing house panel. See attached picture. EV Chargers have a built in EVMS. EVMS is Hypercharge The chargers are being fed from existing House Panel. Please see attached single line diagram, electrical consumption, as well as purchase order from director of operations. Chargers have built in EVMS. EVMS is Flo. | Yastremski Associates Inc
GP-2022-02511 | 2022-08-23 | 5676 ELIZABETH STREET, Vancouver, BC V5Y 3J9 | Gas Permit | Residential | Renovation | Completed | Residential - Water heater replacment | Deep Water Plumbing Heating & Gas Services Limited
GP-2022-00721 | 2022-03-09 | 3548 FALAISE AVENUE, Vancouver, BC V5M 4C1 | Gas Permit | Residential | Renovation | Completed | Residential - Relocate gas meter 3.5m from under the deck to remote meter post on East side of deck. 3.5m of black steel. 1.75 kpa - no pressure change. | B & B Heavy Civil Construction Ltd
SP-2023-01060 | 2023-09-20 | 3211 FRASER STREET, Vancouver, BC V5V 4B8 | Sprinkler Permit | Commercial | New | Issued | Commercial - For sprinkler system alterations to the 2019 VBBL and NFPA 13, 2013 for the tenant improvements to provide perform interior and exterior alterations to this existing three storey mixed use building and to change the occupancy of the entire ground (2nd) floor from office (D) to Social Service Center (A2) to change the occupancy of approximately half of the parking garage (1st floor) from parking (F3) to subsidiary storage for the Social Service Centre (A2) this existing mixed-use building. Engineer of Record: Liang Xin Peng 604-324-7122 lpeng@vikingfire.ca Revision #1 - 23-11-10 Revised to exclude the 3rd floor from the scope of work. 3rd floor to remain un-sprinklered. | Viking Fire Protection Inc
EP-2023-05509 | 2023-06-20 | 3211 FRASER STREET, Vancouver, BC V5V 4B8 | Electrical Permit | Commercial | Renovation | Issued | Installation / Repair - Commercial - Add new panels & relocate feeders for existing panels; Branch wiring convivence/ dedicated receptacles; Supply and install lighting; Lighting Controls; Exit/EM; Fire Alarm devices; Electrical connections to mechanical equipment. >BP: To perform interior and exterior alterations to this existing three storey mixed use building and to change the occupancy of the entire ground (2nd) floor from office (D) to Social Service Center (A2) to change the occupancy of approximately half of the parking garage (1st floor) from parking (F3) to subsidiary storage for the Social Service Centre (A2) this existing mixed-use building. Scope of work includes sprinklering the 1st and 2nd floors to NFPA13, 3rd floor to remain unsprinklered. To be reviewed under the 2019 VBBL. | Leading Edge Electric Inc
MP-2023-01958 | 2023-11-01 | 3211 FRASER STREET, Vancouver, BC V5V 4B8 | Mechanical Permit | NULL | NULL | Issued | NULL | Hardy Mechanical Services Ltd
EP-2023-10101 | 2023-11-08 | 3211 FRASER STREET, Vancouver, BC V5V 4B8 | Electrical Permit | Commercial | Addition | Issued | Installation / Repair - Commercial - Access Control, CCTV and Alarm System -rough wiring and installation of intruder alarm system. >BP: To perform interior and exterior alterations to this existing three storey mixed use building and to change the occupancy of the entire ground (2nd) floor from office (D) to Social Service Center (A2) to change the occupancy of approximately half of the parking garage (1st floor) from parking (F3) to subsidiary storage for the Social Service Centre (A2) this existing mixed-use building. Scope of work includes sprinklering the 1st and 2nd floors to NFPA13, 3rd floor to remain unsprinklered. To be reviewed under the 2019 VBBL. | Smart-Tek Communications Inc
EP-2023-06265 | 2023-07-27 | 1399 FOUNTAIN WAY, Vancouver, BC V6H 3T3 | Electrical Permit | Commercial | Tenant Improvement | Completed | Installation / Repair - Commercial - Check existing Business for electrical code compliance NOT DOING TENANT IMPROVMENT. >BP: #1 - 1399 Fountain Way Court Interior alterations provide improvements for beauty and wellness tenant in this existing commercial/residential building Scope of work: remove existing raised SPA area, relocate esthetic room door. E2 - Lighting - Upgrade to incorporate scheduled (per 9.4.1.1.(i) of ASHARE 90.1-2016) Schedule A provided by Celso Stifelmann Architectural Schedule B provided by Celso Stifelmann | Pattullo Electrical Installations Ltd
EP-2023-04714 | 2023-05-29 | 1215 FRANCES STREET, Vancouver, BC V6A 1Z4 | Electrical Permit | Commercial | New | Issued | Installation / Repair - Commercial - Low Voltage Security. >BP: To construct a new 4 storey shell industrial building (Manufacturing Class A) over 2 levels of below grade underground parking (Group F Division 3 occupancy) having vehicular access from a lane. The building will consist of 3 levels of proposed medium hazard industrial occupancy (Group F Division 2), a fourth uppermost level of proposed office space (Group D occupancy), and an unenclosed rooftop amenity deck with a BBQ area. Level 1 of the F2 occupancy also includes a 2-bay enclosed loading area. Revision 1 - (____________) - Interior and exterior changes related to mechanical and additional 2 powder rooms with changes to the sink, fridge, dishwashers and etc. NOTE: the 2019 VBBL applies to this application which has been reviewed during the 2020 Covid-19 pandemic. | Citiloc Systems Ltd
SP-2023-00706 | 2023-12-22 | 1215 FRANCES STREET, Vancouver, BC V6A 1Z4 | Sprinkler Permit | Commercial | New | Issued | Commercial - For all sprinkler work to the 2019 VBBL; NFPA 13, 2013; standpipe work to NFPA 14, 2013 for this newly construct a new 4 storey shell industrial building (Manufacturing Class A) over 2 levels of below grade underground parking (Group F Division 3 occupancy) having vehicular access from a lane. The building will consist of 3 levels of proposed medium hazard industrial occupancy (Group F Division 2), a fourth uppermost level of proposed office space (Group D occupancy), and an unenclosed rooftop amenity deck with a BBQ area. Level 1 of the F2 occupancy also includes a 2-bay enclosed loading area. This application does not include any of the following: • Warehouse storage arrangements, or mobile compact storage arrangements. • Flexible sprinkler pipe. • Information Technology Equipment Rooms (e.g. IT Rooms, LAN Rooms, etc.). • Alternative solutions. Notes: - Sprinkler Engineer of Record Mr. Ryan Pavey of Cardinal engineering Ltd. T 604 605 0606 E: pavey@cardinalfire.ca - One set of approved drawings and permit to be available for viewing at the jobsite. - Separate documents and application are required for the tenant improvement. - Construction Standpipe to Bulletin 2017-003-BU/FI, VBBL, NFPA 14, and VFBL. Conditions: - Subject to the review and acceptance of BP revision 2 - Interior alterations to change some floor assemblies to increase rock wool insulations to fill 100% in the joist cavity and provide details for the rim joist | Kraico Mechanical Ltd
EP-2022-07457 | 2022-09-06 | 1215 FRANCES STREET, Vancouver, BC V6A 1Z4 | Electrical Permit | Commercial | New | Expired | Temporary Power - Commercial - To provide temporary power. **Amendment Sep 3, 2021** 347/600v 200A 3 phase 4 wire | Alpine Electric Ltd
EP-2022-05799 | 2022-07-11 | 1215 FRANCES STREET, Vancouver, BC V6A 1Z4 | Electrical Permit | Commercial | New | Completed | Interim - Commercial - Scope of work: slab, underground, raceways, grounding, branch circuits. Service connection to BC Hydro is not permitted under this permit. Interim permit for EP-2022-05003 >BP: To construct a new 4 storey shell industrial building (Manufacturing Class A) over 2 levels of below grade underground parking (Group F Division 3 occupancy) having vehicular access from a lane. The building will consist of 3 levels of proposed medium hazard industrial occupancy (Group F Division 2), a fourth uppermost level of proposed office space (Group D occupancy), and an unenclosed rooftop amenity deck with a BBQ area. Level 1 of the F2 occupancy also includes a 2-bay enclosed loading area. NOTE: the 2019 VBBL applies to this application which has been reviewed during the 2020 Covid-19 pandemic. | Alpine Electric Ltd
EP-2023-00475 | 2023-01-26 | 1215 FRANCES STREET, Vancouver, BC V6A 1Z4 | Electrical Permit | Commercial | New | Expired | Temporary Power - Commercial - To provide temporary power. | 0777792 BC Ltd
EP-2023-09701 | 2023-11-06 | 1215 FRANCES STREET, Vancouver, BC V6A 1Z4 | Electrical Permit | Commercial | New | Issued | Installation / Repair - Commercial - Low voltage HVAC control wiring >BP: To construct a new 4 storey shell industrial building (Manufacturing Class A) over 2 levels of below grade underground parking (Group F Division 3 occupancy) having vehicular access from a lane. The building will consist of 3 levels of proposed medium hazard industrial occupancy (Group F Division 2), a fourth uppermost level of proposed office space (Group D occupancy), and an unenclosed rooftop amenity deck with a BBQ area. Level 1 of the F2 occupancy also includes a 2-bay enclosed loading area. NOTE: the 2019 VBBL applies to this application which has been reviewed during the 2020 Covid-19 pandemic. Revision #1 - (July 20, 2023) - Interior and exterior changes related to mechanical and additional 2 powder rooms with changes to the sink, fridge, dishwashers and etc. | Control Solutions Ltd
EP-2023-08308 | 2023-09-13 | 1215 FRANCES STREET, Vancouver, BC V6A 1Z4 | Electrical Permit | Commercial | New | Issued | Temporary Power - Commercial - To provide temporary power. **Amendment Sep 3, 2021** 347/600v 200A 3 phase 4 wire | Alpine Electric Ltd
SP-2024-00069 | NULL | 1215 FRANCES STREET, Vancouver, BC V6A 1Z4 | Sprinkler Permit | Commercial | Tenant Improvement | Applicant Revisions | Commercial - Level 4 tenant work >BP: Interior alterations to provide improvements on the 4th floor shell office space at this new 4 storey shell industrial building on this site. Scope of work includes office partitions, lighting, power distribution and air distribution. | Kraico Mechanical Ltd
EP-2022-05003 | 2022-07-28 | 1215 FRANCES STREET, Vancouver, BC V6A 1Z4 | Electrical Permit | Commercial | New | Issued | Installation / Repair - Commercial - New 4 storey shell industrial building over 2 levels of below grade underground parking. Base building electrical containing life safety (fire alarm and emergency lighting) >BP: To construct a new 4 storey shell industrial building (Manufacturing Class A) over 2 levels of below grade underground parking (Group F Division 3 occupancy) having vehicular access from a lane. The building will consist of 3 levels of proposed medium hazard industrial occupancy (Group F Division 2), a fourth uppermost level of proposed office space (Group D occupancy), and an unenclosed rooftop amenity deck with a BBQ area. Level 1 of the F2 occupancy also includes a 2-bay enclosed loading area. NOTE: the 2019 VBBL applies to this application which has been reviewed during the 2020 Covid-19 pandemic. | Alpine Electric Ltd
EP-2022-00184 | 2022-01-12 | 1215 FRANCES STREET, Vancouver, BC V6A 1Z4 | Electrical Permit | Commercial | New | Issued | Installation / Repair - Commercial - Install heat trace to DCW; electrical connections by others To construct a new 4 storey shell industrial building (Manufacturing Class A) over 2 levels of below grade underground parking (Group F Division 3 occupancy) having vehicular access from a lane. The building will consist of 3 levels of proposed medium hazard industrial occupancy (Group F Division 2), a fourth uppermost level of proposed office space (Group D occupancy), and an unenclosed rooftop amenity deck with a BBQ area. Level 1 of the F2 occupancy also includes a 2-bay enclosed loading area. | Artech Electric Ltd
PP-2022-00296 | 2022-08-24 | 1215 FRANCES STREET, Vancouver, BC V6A 1Z4 | Plumbing Permit | Commercial | New | Issued | Commercial - Industrial Building - installing HWT/drains To construct a new 4 storey shell industrial building (Manufacturing Class A) over 2 levels of below grade underground parking (Group F Division 3 occupancy) having vehicular access from a lane. The building will consist of 3 levels of proposed medium hazard industrial occupancy (Group F Division 2), a fourth uppermost level of proposed office space (Group D occupancy), and an unenclosed rooftop amenity deck with a BBQ area. Level 1 of the F2 occupancy also includes a 2-bay enclosed loading area. | DAVIDSON BROS MECHANICAL CONTRACTORS
EP-2022-06834 | 2022-08-14 | 3441 FRANKLIN STREET, Vancouver, BC V5K 1Y4 | Electrical Permit | Residential | New | Expired | Temporary Power - Residential - To provide temporary power. | ALPHA TECH ELECTRICAL LTD
NULL | NULL | 3441 FRANKLIN STREET, Vancouver, BC V5K 1Y4 | Plumbing Permit | Residential | New | Draft | Residential - Fixtures | East West Plumbing (2007) Ltd
PP-2023-01394 | 2023-04-21 | 3441 FRANKLIN STREET, Vancouver, BC V5K 1Y4 | Plumbing Permit | Residential | New | Completed | Residential - fixture >BP: To construct a 3-storey duplex with secondary suites and a detached accessory building (garage) at the rear providing 2 parking spaces, and a surface parking having vehicular access from the lane. The entire building to be sprinklered to 2x NFPA 13D. Note: This is a 2 storey building pursuant to the Zoning and Development By-Law ******THIS PERMIT HAS BEEN ISSUED UNDER THE REQUIREMENTS OF VBBL 2019****** | East West Plumbing (2007) Ltd
MP-2023-00736 | 2023-04-29 | 3441 FRANKLIN STREET, Vancouver, BC V5K 1Y4 | Mechanical Permit | NULL | NULL | Issued | NULL | East West Plumbing (2007) Ltd
PP-2023-00500 | 2023-02-13 | 3441 FRANKLIN STREET, Vancouver, BC V5K 1Y4 | Plumbing Permit | Residential | New | Completed | Residential - Sump >BP: To construct a 3-storey duplex with secondary suites and a detached accessory building (garage) at the rear providing 2 parking spaces, and a surface parking having vehicular access from the lane. | GNA Contracting Ltd
SP-2023-00971 | 2023-06-05 | 3441 FRANKLIN STREET, Vancouver, BC V5K 1Y4 | Sprinkler Permit | Residential | New | Completed | Residential - 2FD+2SS - FRONT - 3441 FRANKLIN ST - #1 & #2 BACK - 3443 FRANKLIN ST - #1 & #2 fixture >DB: To construct a 3-storey duplex with secondary suites and a detached accessory building (garage) at the rear providing 2 parking spaces, and a surface parking having vehicular access from the lane. The entire building to be sprinklered to 2x NFPA 13D. Note: This is a 2 storey building pursuant to the Zoning and Development By-Law ******THIS PERMIT HAS BEEN ISSUED UNDER THE REQUIREMENTS OF VBBL 2019****** 1. Covenant registered at the Land Title Office under CB424317-CB424318 2. No strata titling permitted for secondary suites 3. A/C located in front and rear yard. 4. No bar sink located in | East West Plumbing (2007) Ltd
GP-2023-01725 | 2023-06-02 | 3441 FRANKLIN STREET, Vancouver, BC V5K 1Y4 | Gas Permit | Residential | New | Completed | Residential - 2 Boiler & 2 Range >BP: To construct a 3-storey duplex with secondary suites | East West Plumbing (2007) Ltd
SP-2023-00868 | 2023-05-17 | 3441 FRANKLIN STREET, Vancouver, BC V5K 1Y4 | Sprinkler Permit | Residential | New | Cancelled | Residential - fixture >BP: To construct a 3-storey duplex with secondary suites and a detached accessory building (garage) at the rear providing 2 parking spaces, and a surface parking having vehicular access from the lane. The entire building to be sprinklered to 2x NFPA 13D. | East West Plumbing (2007) Ltd
GP-2023-01578 | 2023-05-17 | 3441 FRANKLIN STREET, Vancouver, BC V5K 1Y4 | Gas Permit | Residential | New | Cancelled | Residential - 2FD+2SS - FRONT - 3441 FRANKLIN ST - #1 & #2 BACK - 3443 FRANKLIN ST - #1 & #2 fixtures >DB: To construct a 3-storey duplex with secondary suites and a detached accessory building (garage) at the rear providing 2 parking spaces, and a surface parking having vehicular access from the lane. The entire building to be sprinklered to 2x NFPA 13D. Note: This is a 2 storey building pursuant to the Zoning and Development By-Law ******THIS PERMIT HAS BEEN ISSUED UNDER THE REQUIREMENTS OF VBBL 2019****** 1. Covenant registered at the Land Title Office under CB424317-CB424318 2. No strata titling permitted for secondary suites 3. A/C located in front and rear yard. 4. No bar sink located in | East West Plumbing (2007) Ltd
EP-2023-04401 | 2023-05-30 | 3441 FRANKLIN STREET, Vancouver, BC V5K 1Y4 | Electrical Permit | Residential | New | Completed | Installation / Repair - Residential - Duplex >BP: To construct a 3-storey duplex with secondary suites and a detached accessory building (garage) at the rear providing 2 parking spaces, and a surface parking having vehicular access from the lane. *An approved mechanical permit is required for the installation of air conditioning or heat pump unit at the time of installation before an electrical inspection will be performed The entire building to be sprinklered to 2x NFPA 13D. Note: This is a 2 storey building pursuant to the Zoning and Development By-Law ******THIS PERMIT HAS BEEN ISSUED UNDER THE REQUIREMENTS OF VBBL 2019****** NOTE: To achieve the required FSR a floor space exclusion of 2% has been applied to this application as per section 10.15.1 of the district schedule, to accommodate improved building performance. 1. Covenant registered at the Land Title Office under CB424317-CB424318 2. No strata titling permitted for secondary suites 3. A/C located in front and rear yard. 4. No bar sink located in 5. Schedule B Jason Hui P.Eng (778-319-3403) Structural and Geotechnica 6. BC Housing Yuvraj Properties Ltd. All rooms adjacent to East exposing building face shall be sprinklered. "Combustible projections or roof soffits on an exposing building face shall not project to less than .45m from the property line and shall be in compliance with VBBL 2019 9.10.15.5.(9)" Assigned Addressing: FRONT UNIT #1-3441 Franklin St - Principal Dwelling (south side 1st-3rd floor) #2-3441 Franklin St - Secondary Suite (south side basement) BACK UNIT #1-3443 Franklin St - Principal Dwelling (north side 1st-3rd floor) #2-3443 Franklin St - Secondary Suite (north side basement) | ALPHA TECH ELECTRICAL LTD
EP-2023-04418 | 2023-05-23 | 3441 FRANKLIN STREET, Vancouver, BC V5K 1Y4 | Electrical Permit | Residential | New | Completed | Installation / Repair - Residential - Tv, telephone, alarm prewire and complete. >BP: To construct a 3-storey duplex with secondary suites and a detached accessory building (garage) at the rear providing 2 parking spaces, and a surface parking having vehicular access from the lane. The entire building to be sprinklered to 2x NFPA 13D. Note: This is a 2 storey building pursuant to the Zoning and Development By-Law ******THIS PERMIT HAS BEEN ISSUED UNDER THE REQUIREMENTS OF VBBL 2019****** NOTE: To achieve the required FSR a floor space exclusion of 2% has been applied to this application as per section 10.15.1 of the district schedule, to accommodate improved building performance. 1. Covenant registered at the Land Title Office under CB424317-CB424318 2. No strata titling permitted for secondary suites 3. A/C located in front and rear yard. 4. No bar sink located in 5. Schedule B Jason Hui P.Eng (778-319-3403) Structural and Geotechnica 6. BC Housing Yuvraj Properties Ltd. All rooms adjacent to East exposing building face shall be sprinklered. "Combustible projections or roof soffits on an exposing building face shall not project to less than .45m from the property line and shall be in compliance with VBBL 2019 9.10.15.5.(9)" | Tvisha Technologies Ltd
EP-2022-05194 | 2022-06-20 | 3467 FRANKLIN STREET, Vancouver, BC V5K 1Y4 | Electrical Permit | Residential | New | Completed | Installation / Repair - Residential - Extra low voltage To construct a 2-storey two-family dwelling with a secondary suite and lock off unit located in the basement with a detached accessory building (garage) at the rear providing 2 parking spaces and a surface parking having vehicular access from the lane. The entire building to be sprinklered to 2xNFPA 13D. 1. No Strata Titling permitted 2. A/C Unit proposed at rear yard 3. Bar sink located in main floor 4. Schedule B: (Md. Shahidul Alam) P.Eng (604.653.7475) Structural & Geotechnical 6. BC Housing (Khan Homes Design Ltd) | RAJNESH RAJU DBA: OPTIMUS SECURITY SYSTEMS
SP-2022-01012 | 2022-06-21 | 3467 FRANKLIN STREET, Vancouver, BC V5K 1Y4 | Sprinkler Permit | Residential | New | Completed | Residential - To install 39 sprinkler heads >To construct a 2-storey two-family dwelling with a secondary suite and lock off unit located in the basement with a detached accessory building (garage) at the rear providing 2 parking spaces and a surface parking having vehicular access from the lane. The entire building to be sprinklered to 2xNFPA 13D. 1. No Strata Titling permitted 2. A/C Unit proposed at rear yard 3. Bar sink located in main floor 4. Schedule B: (Md. Shahidul Alam) P.Eng (604.653.7475) Structural & Geotechnical 6. BC Housing (Khan Homes Design Ltd) This is a 2 storey building pursuant to the Zoning and Development By-Law ******THIS PERMIT HAS BEEN ISSUED UNDER THE REQUIREMENTS OF VBBL 2019.****** "Combustible projections or roof soffits on an exposing building face shall not project to less than .45m from the property line and shall be in compliance with VBBL 2019 9.10.15.5.(9) NOTE: To achieve the required FSR a floor space exclusion of 2% has been applied to this application as per section 10.11.1 of the district schedule, to accommodate improved building performance. | General Sprinkler Systems Ltd
EP-2022-01103 | 2022-02-11 | 3467 FRANKLIN STREET, Vancouver, BC V5K 1Y4 | Electrical Permit | Residential | New | Expired | Temporary Power - Residential - To provide temporary power. | OPTIMUM ELECTRICAL LTD
EP-2022-04877 | 2022-06-17 | 3467 FRANKLIN STREET, Vancouver, BC V5K 1Y4 | Electrical Permit | Residential | New | Completed | Installation / Repair - Residential - rough wiring, finishing and new service of new duplex 3467 Franklin Street :125 Amp 3469 Franklin Street : 125 Amp Main service : 200 Amp BP: To construct a 2-storey two-family dwelling with a secondary suite and lock off unit located in the basement with a detached accessory building (garage) at the rear providing 2 parking spaces and a surface parking having vehicular access from the lane. The entire building to be sprinklered to 2xNFPA 13D. 1. No Strata Titling permitted 2. A/C Unit proposed at rear yard 3. Bar sink located in main floor 4. Schedule B: (Md. Shahidul Alam) P.Eng (604.653.7475) Structural & Geotechnical 6. BC Housing (Khan Homes Design Ltd) | OPTIMUM ELECTRICAL LTD
GP-2022-01706 | 2022-06-05 | 3467 FRANKLIN STREET, Vancouver, BC V5K 1Y4 | Gas Permit | Residential | New | Completed | Residential - Complete 2 boilers, 2 bbq, 4 range, 4 dryers. | Deep Gas Fitting Ltd.
PP-2022-01583 | 2022-05-12 | 3467 FRANKLIN STREET, Vancouver, BC V5K 1Y4 | Plumbing Permit | Residential | New | Completed | Residential - plumbing for: >To construct a 2-storey two-family dwelling with a secondary suite and lock off unit located in the basement with a detached accessory building (garage) at the rear providing 2 parking spaces and a surface parking having vehicular access from the lane. | L G Plumbing and Heating Ltd
PP-2022-01189 | 2022-04-07 | 3467 FRANKLIN STREET, Vancouver, BC V5K 1Y4 | Plumbing Permit | Residential | New | Completed | Residential - 2FD+SS+LOCK OFF UNIT - FRONT - 3467 FRANKLIN ST - #1 & #2 {SS} BACK - 3469 FRANKLIN ST - #1 & #2 {L-O} SUMP WITHOUT PUMP To construct a 2-storey two-family dwelling with a secondary suite and lock off unit located in the basement with a detached accessory building (garage) at the rear providing 2 parking spaces and a surface parking having vehicular access from the lane. The entire building to be sprinklered to 2xNFPA 13D. 1. No Strata Titling permitted 2. A/C Unit proposed at rear yard 3. Bar sink located in main floor | Bhullar Excavating and Demolition
SP-2022-00329 | 2023-05-26 | 1607 E HASTINGS STREET, Vancouver, BC V5L 1S7 | Sprinkler Permit | Commercial | Addition | Completed | Commercial - For sprinkler system work to the 2019 VBBL and NFPA 13, 2013 to install a new sprinkler system for the childcare facility and for the retroactive installation of a DCVA. Work to provide interior and exterior alterations to the existing Community Centre (Group A2) to provide a new Child Care Facility (Group A2) for 20 children ages 3 to 5 in this existing building on this site. New sprinkler system to be installed for the daycare facility only (parkade sprinkler system is existing). The rest of the aboveground building is not sprinklered. Engineer of Record: MK Woo 778-878-2958 mkw.eng1@gmail.com | Tactical Fire Safety
EP-2023-01281 | 2023-02-16 | 1607 E HASTINGS STREET, Vancouver, BC V5L 1S7 | Electrical Permit | Commercial | Tenant Improvement | Completed | Installation / Repair - Commercial - Re-locate 2 kitchen plugs. Existing wiring on. Existing circuit fished to feed outside led lights for playground . Less than 10 percent of lighting >BP: Interior and exterior alterations to the existing Community Centre (Group A2) to provide a new Child Care Facility (Group A2) for 20 children ages 3 to 5 in this existing building on this site. Proposed scope of work includes a new covered deck, stairs, and to formalize an additional unisex washroom within the suite. | Lux Electric Group Ltd
NULL | NULL | 1607 E HASTINGS STREET, Vancouver, BC V5L 1S7 | Sprinkler Permit | Commercial | New | Withdrawn | Commercial - DCVA backflow install on fire line | Tactical Fire Safety
PP-2023-00580 | 2023-02-21 | 1607 E HASTINGS STREET, Vancouver, BC V5L 1S7 | Plumbing Permit | Commercial | Renovation | Completed | Commercial - We are moving the location of the drain line from one side to another side of the wall . Moving the water line from previous location to the new location which is the wall and water lines will not hanging Outside >BP: Interior and exterior alterations to the existing Community Centre (Group A2) to provide a new Child Care Facility (Group A2) for 20 children ages 3 to 5 in this existing building on this site. Proposed scope of work includes a new covered deck, stairs, and to formalize an additional unisex washroom within the suite. | R & M Mechanical Ltd
NULL | NULL | 7730 ELLIOTT STREET, Vancouver, BC V5S 2N9 | Electrical Permit | Residential | Renovation - Dwelling Unit(s) only | Draft | Installation / Repair - Residential - After inspection, we were instructed to hard wire smoke alarms in house. This is what we will be doing. | NULL
NULL | NULL | 7730 ELLIOTT STREET, Vancouver, BC V5S 2N9 | Plumbing Permit | Residential | Renovation | Draft | Residential - After inspection, we were asked to remove existing copper pipe for hose on back of house (as freezing hazard). | NULL
NULL | NULL | 7770 ELLIOTT STREET, Vancouver, BC V5S 2N9 | Electrical Permit | Residential | New | Withdrawn | Temporary Power - Residential - To provide temporary power. | Wiremaster Electrical Ltd
PP-2022-03242 | 2022-09-15 | 7770 ELLIOTT STREET, Vancouver, BC V5S 2N9 | Plumbing Permit | Residential | New | Issued | Residential - sumps | JVT EXCAVATING & DEMOLITION LTD
EP-2022-07924 | 2022-09-19 | 7770 ELLIOTT STREET, Vancouver, BC V5S 2N9 | Electrical Permit | Residential | New | Expired | Temporary Power - Residential - To provide temporary power. | Wirechief Electric Ltd
PP-2023-00411 | 2023-02-07 | 7770 ELLIOTT STREET, Vancouver, BC V5S 2N9 | Plumbing Permit | Residential | New | Issued | Residential - New plumbing for single family residential >BP: To construct a 2 storey + basement one-family dwelling with a detached accessory building (garage), at the rear providing 2 parking spaces, having vehicular access from the lane. Note: This is a 2 storey building pursuant to the Zoning and Development By-Law. 1- Bar/Sink proposed in the basement 2- A/C unit proposed in the rear yard 3- Schedule B: YATENDRA KUMAR SHARMA, P.Eng. (778-863-7076) Structural & Geotechnical 4- Owner Builder - Mattew Fortin | ASPRA PLUMBING & HEATING LTD.
SP-2023-00579 | 2023-04-04 | 7770 ELLIOTT STREET, Vancouver, BC V5S 2N9 | Sprinkler Permit | Residential | New | Issued | Residential - 1FD - To Install 26 sprinkler heads - The entire building, INCLUDING THE ATTACHED GARAGE (if applicable), to be sprinklered to NFPA 13D. >DB: To construct a 2 storey + basement one-family dwelling with a detached accessory building (garage), at the rear providing 2 parking spaces, having vehicular access from the lane. Note: This is a 2 storey building pursuant to the Zoning and Development By-Law. 1- Bar/Sink proposed in the basement 2- A/C unit proposed in the rear yard | General Sprinkler Systems Ltd
EP-2023-03817 | 2023-05-11 | 7770 ELLIOTT STREET, Vancouver, BC V5S 2N9 | Electrical Permit | Residential | New | Issued | Installation / Repair - Residential - New single family home electrical rough wiring with 200 amp overhead service with one meter *An approved mechanical permit is required for the installation of air conditioning or heat pump unit at the time of installation before an electrical inspection will be performed >BP: To construct a 2 storey + basement one-family dwelling ($854,250) with a detached accessory building (garage), at the rear providing 2 parking spaces, having vehicular access from the lane. Note: This is a 2 storey building pursuant to the Zoning and Development By-Law. 1- Bar/Sink proposed in the basement 2- A/C unit proposed in the rear yard 3- Schedule B: YATENDRA KUMAR SHARMA, P.Eng. (778-863-7076) Structural & Geotechnical 4- Owner Builder - Mattew Fortin ******THIS PERMIT HAS BEEN ISSUED UNDER THE REQUIREMENTS OF VBBL #12511 (2019)****** | E G ELECTRICAL LTD.
EP-2023-05043 | 2023-06-07 | 7770 ELLIOTT STREET, Vancouver, BC V5S 2N9 | Electrical Permit | Residential | New | Issued | Installation / Repair - Residential - TV, TEL, DATA, VACUUM. >BP: To construct a 2 storey + basement one-family dwelling ($854,250) with a detached accessory building (garage), at the rear providing 2 parking spaces, having vehicular access from the lane. Note: This is a 2 storey building pursuant to the Zoning and Development By-Law. 1- Bar/Sink proposed in the basement 2- A/C unit proposed in the rear yard 3- Schedule B: YATENDRA KUMAR SHARMA, P.Eng. (778-863-7076) Structural & Geotechnical 4- Owner Builder - Mattew Fortin ******THIS PERMIT HAS BEEN ISSUED UNDER THE REQUIREMENTS OF VBBL #12511 (2019)****** | Splendid IT Solutions Ltd
GP-2023-01941 | 2023-06-28 | 7770 ELLIOTT STREET, Vancouver, BC V5S 2N9 | Gas Permit | Residential | New | Issued | Residential - 1 Water Heater, 1 Range, 3 BBQ, 3 Fireplace, 1 Furnace & 1 Firepit >BP: To construct a 2 storey + basement one-family dwelling | JOT MECHANICAL LTD
GP-2023-02216 | 2023-07-26 | 7770 ELLIOTT STREET, Vancouver, BC V5S 2N9 | Gas Permit | Residential | New | Completed | Residential - 1 Furnace >BP: >BP: To construct a 2 storey + basement one-family dwelling | Newton AC Ltd
GP-2024-00038 | 2024-01-09 | 7770 ELLIOTT STREET, Vancouver, BC V5S 2N9 | Gas Permit | Residential | New | Issued | Residential - 3 Fireplaces Venting installation & final hook up BP: To construct a 2 storey + basement one-family dwelling ($854,250) with a detached accessory building (garage), at the rear providing 2 parking spaces, having vehicular access from the lane. | Galaxy Fireplaces Ltd
PP-2023-03614 | 2023-10-13 | 2541 E KENT AVENUE NORTH, Vancouver, BC V5S 2H7 | Plumbing Permit | Residential | New | Issued | Residential - 1FD+SS - #1 & #2 - - storm and sewer hook up | Mash Construction Ltd.
EP-2023-05244 | 2023-06-13 | 2541 E KENT AVENUE NORTH, Vancouver, BC V5S 2H7 | Electrical Permit | Residential | New | Issued | Temporary Power - Residential - To provide temporary power. NOTE: Work authorized by this permit is for placement of a temporary power pole only and does not authorize any site construction and/or excavation. A separate Building Permit will be required prior to commencement of any other work on this site. | 24/6 Electric Ltd
PP-2021-03643 | 2022-01-31 | 2549 E KENT AVENUE NORTH, Vancouver, BC V5S 2H7 | Plumbing Permit | Residential | New | Completed | Residential - Plumbing for a new home >To construct a two storey One-Family Dwelling (Building 1) and to construct a two-storey One-Family Dwelling with an attached two-car garage at the rear (Building 2 under separate permit), thereby having two principle buildings on this site with vehicular access from the lane. See BP-2020-01268 for the second principal building. ******THIS PERMIT HAS BEEN ISSUED UNDER THE REQUIREMENTS OF VBBL 2019 AND REVIEWED DURING THE COVID-19 PANDEMIC CRISIS. ******** Building Review Branch Notes: - Sch. A, Sch. D, Struct. B & Geo. B are submitted. - Entire building is to be sprinklered to NFPA 13D requirements. - All new windows, doors, and skylights shall conform to AAMA/WDMA/CSA101/I.S.2/A440, NAFS. | C S T Mechanical Ltd
GP-2022-00584 | 2022-02-23 | 2549 E KENT AVENUE NORTH, Vancouver, BC V5S 2H7 | Gas Permit | Residential | Renovation | Completed | Residential - Installation of 2 gas fireplaces - venting and hook up only | Urban Fireplaces Ltd
GP-2022-00445 | 2022-02-11 | 2549 E KENT AVENUE NORTH, Vancouver, BC V5S 2H7 | Gas Permit | Residential | New | Completed | Residential - Install gas piping to appliances in new build To construct a two storey One-Family Dwelling (Building 1) and to construct a two-storey One-Family Dwelling with an attached two-car garage at the rear (Building 2 under separate permit), thereby having two principle buildings on this site with vehicular access from the lane. | C S T Mechanical Ltd
GP-2023-00157 | 2023-01-13 | 1025 E KING EDWARD AVENUE, Vancouver, BC V5V 2E8 | Gas Permit | Residential | Renovation | Completed | Residential - Re&re Tankless water heater | Milani Plumbing Heating & Air Conditioning Ltd
MP-2022-00287 | 2022-09-27 | 1135 E KING EDWARD AVENUE, Vancouver, BC V5V 2G1 | Mechanical Permit | NULL | NULL | Completed | NULL | 0994152 BC Ltd
EP-2022-08091 | 2022-09-26 | 1135 E KING EDWARD AVENUE, Vancouver, BC V5V 2G1 | Electrical Permit | Residential | Tenant Improvement | Completed | Installation / Repair - Residential - Electrical to Outdoor Heat Pump ** Amend 12/07/2022** uploading new calculations | 0994152 BC Ltd
GP-2022-02864 | 2022-09-23 | 1135 E KING EDWARD AVENUE, Vancouver, BC V5V 2G1 | Gas Permit | Residential | Tenant Improvement | Completed | Residential - Decommissioning of natural gas furnace | 0994152 BC Ltd
GP-2023-00383 | 2023-02-02 | 4341 ELGIN STREET, Vancouver, BC V5V 4R5 | Gas Permit | Residential | Renovation | Completed | Residential - Install one natural gas fireplace insert | Vancouver Gas Fireplaces Ltd
GP-2023-04138 | 2023-12-21 | 4346 ELGIN STREET, Vancouver, BC V5V 4R7 | Gas Permit | Residential | Renovation | Issued | Residential - Replacing a furnace as well as installing a hot water on demand | Thermo Furnace And Carpet Services Ltd
GP-2023-02137 | 2023-07-18 | 4518 ELGIN STREET, Vancouver, BC V5V 4R8 | Gas Permit | Residential | Addition | Completed | Residential - re and re hwt | Christopher Sterling
EP-2023-00354 | 2023-01-18 | 1220 E PENDER STREET, Vancouver, BC V6A 1W8 | Electrical Permit | Residential | Addition | Completed | Installation / Repair - Residential - Swapping out roughly 20 existing decorative fixtures for new LED fixtures. All wiring is existing. | WESTPEAK ELECTRICAL LTD
GP-2022-00487 | 2022-02-15 | 4627 ELGIN STREET, Vancouver, BC V5V 4R9 | Gas Permit | Residential | Tenant Improvement | Completed | Residential - Installing hot water heater | Gandy Installations Ltd
EP-2023-05028 | 2023-06-23 | 4772 ELGIN STREET, Vancouver, BC V5V 4S1 | Electrical Permit | Residential | Addition | Completed | Installation / Repair - Residential - -Install TDR Electric supplied EV Charger above existing EV Charger Outlet -Configure EV Charger to existing "EV Charger" Breaker rating -Test connections and commission installation -Dispose of garbage correctly and safely | TDR Electric Inc
EP-2022-02892 | 2022-04-13 | 8191 ELLIOTT STREET, Vancouver, BC V5S 2P3 | Electrical Permit | Residential | New | Expired | Temporary Power - Residential - To provide temporary power. >NOTE: Work authorized by this permit is for placement of a temporary power pole only and does not authorize any site construction and/or excavation. A separate Building Permit will be required prior to commencement of any other work on this site. | Volt Amps Electrical Ltd
SP-2023-00186 | 2023-02-01 | 8191 ELLIOTT STREET, Vancouver, BC V5S 2P3 | Sprinkler Permit | Residential | New | Completed | Residential - 1FD+SS - #1 & #2 - New sprinkler system >DB: COVENANT MUST BE REGISTERED PRIOR TO SHEATHING INSPECTION To construct a 2 storey one-family dwelling with a secondary suite located in the Basement with an open parking pad, providing 1 parking space, having vehicular access from the 20' Lane. 1. No Strata Titling permitted 2. No A/C Unit proposed 3. A/C proposed – Exterior component located in Rear Yard (West), Interior component located in Second floor 4. Bar sink located in basement recreation room | Haven Fire Protection Ltd
GP-2023-01029 | 2023-04-05 | 8191 ELLIOTT STREET, Vancouver, BC V5S 2P3 | Gas Permit | Residential | New | Issued | Residential - Installing 2 Bbqs, 2 Ranges, 1 Boiler complete - 1 fireplace-piping only >BP: COVENANT MUST BE REGISTERED PRIOR TO SHEATHING INSPECTION To construct a 2 storey one-family dwelling with a secondary suite located in the Basement ($858,250) with an open parking pad, providing 1 parking space, having vehicular access from the 20' Lane. 1. No Strata Titling permitted 2. No A/C Unit proposed 3. A/C proposed – Exterior component located in Rear Yard (West), Interior component located in Second floor 4. Bar sink located in basement recreation room 5. Schedule B: (Jason Hui) P.Eng (778.319.3403) Structural & Geotechnical 6. HPO: Owner Builder- Dilraj Bhandal | Kamal Fireplace LTD
EP-2023-02658 | 2023-03-28 | 8191 ELLIOTT STREET, Vancouver, BC V5S 2P3 | Electrical Permit | Residential | New | Issued | Installation / Repair - Residential - EXTRA LOW VOLTAGE: ALARM SYSTEM SECURIT SYSTEM ,VACUMM, SOUND SYSTEM AND COMMUNICATION CABLES ROUGHING AND FINISH. >BP: To construct a 2 storey one-family dwelling with a secondary suite located in the Basement ($858,250) with an open parking pad, providing 1 parking space, having vehicular access from the 20' Lane. 1. No Strata Titling permitted 2. No A/C Unit proposed 3. A/C proposed – Exterior component located in Rear Yard (West), Interior component located in Second floor 4. Bar sink located in basement recreation room 5. Schedule B: (Jason Hui) P.Eng (778.319.3403) Structural & Geotechnical 6. HPO: Owner Builder- Dilraj Bhandal Note: This is a 2 storey building pursuant to the Zoning and Development By-Law Address Information: Principle Dwelling: #1-8191 Elliott St. Secondary Suite: #2-8191 Elliott St. Laneway home: #3-8191 Elliott St. Addresses have been assigned per the approved plans, access to the rear unit is from the East side. This access must be provided & maintained at all times and the building addresses posted to be visible from the street in accordance with the Building By-law. **THIS PERMIT HAS BEEN ISSUED UNDER THE REQUIREMENTS OF VBBL #12511 (2019) ** Amend: 11/30/2023 Increase the job value to $8000 | Smarthomes Security Ltd.
GP-2023-01248 | 2023-04-17 | 8191 ELLIOTT STREET, Vancouver, BC V5S 2P3 | Gas Permit | Residential | New | Completed | Residential - 1 Fireplace Venting and hookup only >BP: To construct a 2 storey one-family dwelling with a secondary suite located in the Basement | REAL LIGHTING & FIREPLACES LTD
EP-2023-03326 | 2023-04-17 | 8191 ELLIOTT STREET, Vancouver, BC V5S 2P3 | Electrical Permit | Residential | New | Issued | Temporary Power - Residential - To provide temporary power. | Volt Amps Electrical Ltd
MP-2023-00047 | 2023-01-11 | 8191 ELLIOTT STREET, Vancouver, BC V5S 2P3 | Mechanical Permit | NULL | NULL | Issued | NULL | L G PLUMBING AND HEATING LTD
MP-2022-00735 | NULL | 8191 ELLIOTT STREET, Vancouver, BC V5S 2P3 | Mechanical Permit | NULL | NULL | Withdrawn | NULL | Dilraj Bhandal
PP-2022-04461 | 2022-12-14 | 8191 ELLIOTT STREET, Vancouver, BC V5S 2P3 | Plumbing Permit | Residential | New | Issued | Residential - New plumbing for: >BP: COVENANT MUST BE REGISTERED PRIOR TO SHEATHING INSPECTION To construct a 2 storey one-family dwelling with a secondary suite located in the Basement ($858,250) with an open parking pad, providing 1 parking space, having vehicular access from the 20' Lane. 1. No Strata Titling permitted 2. No A/C Unit proposed 3. A/C proposed – Exterior component located in Rear Yard (West), Interior component located in Second floor 4. Bar sink located in basement recreation room 5. Schedule B: (Jason Hui) P.Eng (778.319.3403) Structural & Geotechnical 6. HPO: Owner Builder- Dilraj Bhandal | L G Plumbing and Heating Ltd
EP-2022-09858 | 2022-11-28 | 8191 ELLIOTT STREET, Vancouver, BC V5S 2P3 | Electrical Permit | Residential | New | Completed | Installation / Repair - Residential - 1FD+SS - #1 & #2 - Wiring and finishing of new Laneway house and SFD with secondary suite >DB: To construct a 2 storey one-family dwelling with a secondary suite located in the Basement with an open parking pad, providing 1 parking space, having vehicular access from the 20' Lane. 1. No Strata Titling permitted 2. No A/C Unit proposed 3. A/C proposed – Exterior component located in Rear Yard (West), Interior component located in Second floor 4. Bar sink located in basement recreation room AMEND: FEB 17/2023 Main house amendment: (1) addition of HWT(1500W) (2) addition of 2nd dryer(1500W) not included in calculation. Both dryers to be interlocked. New installation value for Main house: $20000. | Volt Amps Electrical Ltd
GP-2022-03461 | 2022-11-07 | 8225 ELLIOTT STREET, Vancouver, BC V5S 2P3 | Gas Permit | Residential | New | Completed | Residential - to install 1 boiler 1 range 1 bbq 1 fireplace fireplace piping only >>BP: To construct a 2 storey + basement one-family dwelling with a secondary suite ($1,044,415.00) located in the basement with a surface parking at the rear providing 1 parking space, having vehicular access from the lane. Note: This is a 2 storey building pursuant to the Zoning and Development By-Law 1- Covenant registered at the Land Title Office under CA9247668 2- No strata titling permitted 3- Bar sink proposed 4- A/C unit proposed in rear yard 5- Schedule B: Tegbir Bajwa, P.Eng. (778-995-2404) Geotechnical Shambhu N. Biswas, P.Eng (604-250-8666) Structural 6- HPO: Residential Builder - PY Chue Construction Ltd. ******THIS PERMIT HAS BEEN ISSUED UNDER THE REQUIREMENTS OF VBBL #12511 (2019)****** | Symbolistic Heating Ltd
EP-2022-07931 | 2022-09-23 | 8225 ELLIOTT STREET, Vancouver, BC V5S 2P3 | Electrical Permit | Residential | New | Completed | Installation / Repair - Residential - New construction Sfd w/ secondary suite electrical rough-wire and finishing low voltage rough-wire and finishing Security alarm rough-wire 200A consumer's service with a triplex meter base. 100A service for Laneway house. 125A service for Main house. 60A service for secondary suite. DB: To construct a 2 storey + basement one-family dwelling with a secondary suite located in the basement with a surface parking at the rear providing 1 parking space, having vehicular access from the lane. Note: This is a 2 storey building pursuant to the Zoning and Development By-Law 1- Covenant registered at the Land Title Office under CA9247668 2- No strata titling permitted 3- Bar sink proposed 4- A/C unit proposed in rear yard 5- Schedule B: Tegbir Bajwa, P.Eng. (778-995-2404) Geotechnical Shambhu N. Biswas, P.Eng (604-250-8666) Structural 6- HPO: Residential Builder - PY Chue Construction Ltd. | AMTEK Electric Ltd
SP-2022-01526 | 2022-09-21 | 8225 ELLIOTT STREET, Vancouver, BC V5S 2P3 | Sprinkler Permit | Residential | New | Completed | Residential - New Sprinkler System for: >BP: To construct a 2 storey + basement one-family dwelling with a secondary suite ($1,044,415.00) located in the basement with a surface parking at the rear providing 1 parking space, having vehicular access from the lane. **The entire building, INCLUDING THE ATTACHED GARAGE (if applicable), to be sprinklered to NFPA 13D.** | Gold Key Fire Protection Ltd
NULL | NULL | 8225 ELLIOTT STREET, Vancouver, BC V5S 2P3 | Mechanical Permit | NULL | NULL | Draft | NULL | United Mechanical Ltd
EP-2023-03522 | 2023-04-25 | 8225 ELLIOTT STREET, Vancouver, BC V5S 2P3 | Electrical Permit | Residential | New | Completed | Installation / Repair - Residential - Security Alarm completion only >BP: To construct a 2 storey + basement one-family dwelling with a secondary suite ($1,044,415.00) located in the basement with a surface parking at the rear providing 1 parking space, having vehicular access from the lane. Note: This is a 2 storey building pursuant to the Zoning and Development By-Law 1- Covenant registered at the Land Title Office under CA9247668 2- No strata titling permitted 3- Bar sink proposed 4- A/C unit proposed in rear yard 5- Schedule B: Tegbir Bajwa, P.Eng. (778-995-2404) Geotechnical Shambhu N. Biswas, P.Eng (604-250-8666) Structural 6- HPO: Residential Builder - PY Chue Construction Ltd. ******THIS PERMIT HAS BEEN ISSUED UNDER THE REQUIREMENTS OF VBBL #12511 (2019)****** | Xon Automation Ltd
PP-2022-01608 | 2022-05-10 | 8225 ELLIOTT STREET, Vancouver, BC V5S 2P3 | Plumbing Permit | Residential | New | Completed | Residential - Plumbing for: >BP: To construct a 2 storey + basement one-family dwelling with a secondary suite ($1,044,415.00) located in the basement with a surface parking at the rear providing 1 parking space, having vehicular access from the lane. Note: This is a 2 storey building pursuant to the Zoning and Development By-Law 1- Covenant registered at the Land Title Office under CA9247668 2- No strata titling permitted 3- Bar sink proposed 4- A/C unit proposed in rear yard 5- Schedule B: Tegbir Bajwa, P.Eng. (778-995-2404) Geotechnical Shambhu N. Biswas, P.Eng (604-250-8666) Structural 6- HPO: Residential Builder - PY Chue Construction Ltd. Address Note: Building 1 #1-8225 Elliott St - One Family Dwelling (1st & 2nd floor, north side of basement) #2-8225 Elliott St - Secondary Suite (south side of basement) Address and suite numbers assigned as per approved plans for Fire and Emergency response. The address number is to be posted to the building to be visible from the street and the suite numbers are to be posted at the suite entries in accordance with the Building By-law prior to final inspection. ******THIS PERMIT HAS BEEN ISSUED UNDER THE REQUIREMENTS OF VBBL #12511 (2019)****** | Blueline Refrigeration Ltd
PP-2023-03554 | 2023-10-10 | 8235 ELLIOTT STREET, Vancouver, BC V5S 2P3 | Plumbing Permit | Residential | Renovation | Issued | Residential - 1FD+SS - #1 & #2 - backflow preventor for irrigation | Oriental Landscaping & Home Improvement ltd
MP-2023-02027 | 2023-11-13 | 8255 ELLIOTT STREET, Vancouver, BC V5S 2P3 | Mechanical Permit | NULL | NULL | Issued | NULL | THANDI PLUMBING LTD
EP-2023-02117 | 2023-03-12 | 8255 ELLIOTT STREET, Vancouver, BC V5S 2P3 | Electrical Permit | Residential | New | Issued | Temporary Power - Residential - To provide temporary power. | Gewang Electric Ltd
EP-2023-05205 | 2023-07-11 | 8255 ELLIOTT STREET, Vancouver, BC V5S 2P3 | Electrical Permit | Residential | New | Issued | Installation / Repair - Residential - ¦ 2FD + 2SS/ 400A ¦ New construction electrical work. -400A overhead service and duplex meter base , 200A for each one family dwelling with secondary suite, 100A for one family dwelling and 100A for secondary suite *An approved mechanical permit is required for the installation of air conditioning or heat pump unit at the time of installation before an electrical inspection will be performed >BP: To construct a two-storey two-family dwelling with two secondary suites located in the basement, with a detached accessory building (garage) and open parking space at the rear providing 4 parking spaces, having vehicular access from the lane. Note: This is a 2 storey building pursuant to the Zoning and Development By-Law 1. External mechanical unit proposed in rear yard. 2. Schedule B: Antony Wang (604.618.6236) Structural 3. Schedule B: Jason Hui, P. Eng.(778.319.3403) Geotechnical 4. HPO: Licon Construction Ltd ******THIS PERMIT HAS BEEN ISSUED UNDER THE REQUIREMENTS OF VBBL #12511 (2019)****** Combustible projections or roof soffits on an exposing building face shall not project to less than .45m from the property line and shall be in compliance with VBBL 2019 9.10.15.5.(9) The entire building, to be sprinklered to 2 x NFPA 13D. Exit protection is required to be provided in accordance with Articles 9.9.4.4., 9.9.4.6., and/or 9.37.2.8. of the 2019 VBBL. | Gewang Electric Ltd
PP-2023-02418 | 2023-07-10 | 8255 ELLIOTT STREET, Vancouver, BC V5S 2P3 | Plumbing Permit | Residential | New | Issued | Residential - Sump | JVT EXCAVATING & DEMOLITION LTD
GP-2022-02116 | 2022-07-21 | 8268 ELLIOTT STREET, Vancouver, BC V5S 2P2 | Gas Permit | Residential | New | Issued | Residential - To install pool boiler and BBQ >BP: 2 STOREY 1FD + SS + Attached & Detached Garage To construct a 2 storey one-family dwelling with a secondary suite located in the Basement ($1,535,000.00) with an attached garage (2) stalls and a detached garage with (4) stalls, providing 6 parking spaces total, having vehicular access from the 20' Lane. Revision #1: August 03rd, 2021 - RM 1) Pool and hot tub above ground added in rear yard; Amended - Oct 26,2022 Please add firepit on this permit this firepit has 45000 btu Thanks | JOT MECHANICAL LTD
PP-2022-02069 | 2022-06-15 | 8268 ELLIOTT STREET, Vancouver, BC V5S 2P2 | Plumbing Permit | Residential | New | Completed | Residential - 1FD+SS - #1 & #2 - Plumbing for pool shed To construct a 2 storey one-family dwelling with a secondary suite located in the Basement with an attached garage (2) stalls and a detached garage with (4) stalls, providing 6 parking spaces total, having vehicular access from the 20' Lane. 1. Required Non-Stratification Covenant to be registered at the Land Title Office and provided to COV prior to sheathing inspection. 2. No Strata Titling permitted 3. Rev #1: A/C proposed – Exterior component located in Rear Yard under stairs with new generator, Interior component located in main floor coat closet 4. Bar sink located in basement bar room | Mann Plumbing and Heating (2019) Ltd
EP-2022-02024 | 2022-03-15 | 8268 ELLIOTT STREET, Vancouver, BC V5S 2P2 | Electrical Permit | Residential | New | Completed | Installation / Repair - Residential - Pool permit bonding -lights aswell -House has already 400 amps service,120/240,Single phase and we have sub panel for pool equipment 100 amps from main panel.Inspector knows about this we he passed my Final main house electrical inspection >BP: 2 STOREY 1FD + SS + Attached & Detached Garage To construct a 2 storey one-family dwelling with a secondary suite located in the Basement ($1,535,000.00) with an attached garage (2) stalls and a detached garage with (4) stalls, providing 6 parking spaces total, having vehicular access from the 20' Lane. 1. Required Non-Stratification Covenant to be registered at the Land Title Office and provided to COV prior to sheathing inspection. 2. No Strata Titling permitted 3. Rev #1: A/C proposed – Exterior component located in Rear Yard under stairs with new generator, Interior component located in main floor coat closet 4. Bar sink located in basement bar room 5. Schedule B: (Y.K. Sharma) P.Eng (778.863.7076) Structural & Geotechnical 6. HPO: Residential Builder- (GKS Homes Ltd) 7. The entire building, INCLUDING THE ATTACHED GARAGE, to be sprinklered to NFPA 13 D Note: This is a 2 storey building pursuant to the Zoning and Development By-Law Address Information: Principle Dwelling: #1 – 8268 Elliott St. Secondary Suite: #2 – 8268 Elliott St. Addresses assigned per approved plans. Fire and Emergency street access to the secondary suite is from the north side. Street access must be provided and maintained at all times.The building addresses are to be posted and to be visible from the street in accordance with the Building By-law prior to final inspection. **THIS PERMIT HAS BEEN ISSUED UNDER THE REQUIREMENTS OF VBBL #12511 (2019).** | ORBIT ENERGY CONTROLS LTD
EP-2023-03918 | 2023-05-04 | 8286 ELLIOTT STREET, Vancouver, BC V5S 2P2 | Electrical Permit | Residential | New | Issued | Temporary Power - Residential - To provide temporary power. | Uppal Electrical Ltd
PP-2023-03318 | 2023-09-18 | 8286 ELLIOTT STREET, Vancouver, BC V5S 2P2 | Plumbing Permit | Residential | New | Issued | Residential - 1FD - #1 - installation of sump in backyard | J B Siteworks Inc
GP-2024-00053 | 2024-01-18 | 8286 ELLIOTT STREET, Vancouver, BC V5S 2P2 | Gas Permit | Residential | New | Issued | Residential - 1 Range, 2 Fireplaces & 2 BBQ's All black iron piping including fittings.2 psig natural gas line. Complete installation for kitchen range (85000 btu ) piping only for 2 fireplace ( 40000 btu each) and 2 Bbq ( 55000 btu each ) >BP: To construct a 2 storey + basement single detached house ($1,410,250.00) with a detached accessory building (garage), at the rear providing 2 parking spaces, having vehicular access from the lane. | POLLY MECHANICAL LTD
MP-2023-02121 | 2023-11-30 | 8286 ELLIOTT STREET, Vancouver, BC V5S 2P2 | Mechanical Permit | NULL | NULL | Issued | NULL | Blueline Plumbing & Heating Ltd
EP-2023-10542 | 2023-12-18 | 8286 ELLIOTT STREET, Vancouver, BC V5S 2P2 | Electrical Permit | Residential | New | Issued | Installation / Repair - Residential - Main house electrical wiring and finishing . Main service 400 amp 200 amp main house and 200 amp to laneway >BP: To construct a 2 storey + basement single detached house ($1,410,250.00) with a detached accessory building (garage), at the rear providing 2 parking spaces, having vehicular access from the lane. Note: This is a 2 storey building pursuant to the Zoning and Development By-Law 1. Bar sink proposed 2. Entire Building to have NFPA 13-D 3. External mechanical unit proposed 4. Schedule B: Wing Ki Leung P.Eng (604.543.8044) Structural & Geotechnical & Architectural 5. HPO: Residential Builder - Woodbine Builders Ltd ***This permit is issued under the VBBL 2019, with updated energy requirements as per bylaw # 12997 effective Jan 01, 2022.*** | Uppal Electrical Ltd
PP-2023-04120 | 2023-11-23 | 8286 ELLIOTT STREET, Vancouver, BC V5S 2P2 | Plumbing Permit | Residential | New | Issued | Residential - Start after permit >BP: To construct a 2 storey + basement single detached house with a detached accessory building (garage), at the rear providing 2 parking spaces, having vehicular access from the lane. Note: This is a 2 storey building pursuant to the Zoning and Development By-Law 1. Bar sink proposed 2. Entire Building to have NFPA 13-D 3. External mechanical unit proposed 4. Schedule B: Wing Ki Leung P.Eng (604.543.8044) Structural & Geotechnical & Architectural 5. HPO: Residential Builder - Woodbine Builders Ltd | Blueline Plumbing & Heating Ltd
SP-2023-00755 | 2023-05-02 | 1926 FERNDALE STREET, Vancouver, BC V5L 1X8 | Sprinkler Permit | Residential | New | Issued | Residential - 1FD+SS - #1 & #2 - Installation of new fire sprinkler system >DB: Exterior, interior alterations and a change of use to convert the existing 4 storey, Heritage 'C', Multiple Conversion Dwelling - 4 units to a Single Detached house as originally constructed; with a Secondary suite (ancillary Residential unit) on the 1st storey on this double fronting, no lane site. | Fire Busters Inc
NULL | NULL | 1926 FERNDALE STREET, Vancouver, BC V5L 1X8 | Mechanical Permit | NULL | NULL | Withdrawn | NULL | Tek Climate Heating & Air Conditioning Ltd
EP-2023-06094 | 2023-08-01 | 1926 FERNDALE STREET, Vancouver, BC V5L 1X8 | Electrical Permit | Residential | Addition | Issued | Installation / Repair - Residential - ¦ 1FD + 1SS/ 150A¦ SERVICE DISCONNECT/ RE-CONNECT ¦ Change house service from 200 amp, 3 meters (main house, suite, basement) to single meter 200 amp on laneway house. | O J ELECTRIC LTD
GP-2023-01987 | 2023-08-14 | 1926 FERNDALE STREET, Vancouver, BC V5L 1X8 | Gas Permit | Residential | Renovation | Issued | Residential - 1 Water Tank, 2 Ranges & 1 Dryer Re pipe Existing Gas Lines and add connections to new Gas dryer and two gas ranges. >BP: Exterior, interior alterations and a change of use to convert the existing 4 storey, Heritage 'C', Multiple Conversion Dwelling - 4 units to a Single Detached house as originally constructed; with a Secondary suite | Alma Plumbing & Heating Ltd
EP-2023-04564 | 2023-06-01 | 1926 FERNDALE STREET, Vancouver, BC V5L 1X8 | Electrical Permit | Residential | Renovation - Dwelling Unit(s) only | Issued | Installation / Repair - Residential - Renovation to existing house with 4 suites to 1 main house with a basement suite. Adding smoke/co2 detectors where required, Rewire for one kitchen on the main floor and remove the kitchens on floors above. >BP: Exterior, interior alterations and a change of use to convert the existing 4 storey, Heritage 'C', Multiple Conversion Dwelling - 4 units to a Single Detached house as originally constructed; with a Secondary suite (ancillary Residential unit) on the 1st storey on this double fronting, no lane site. See DB-2022-04352 for proposed Laneway house with one (1) surface parking space having vehicular access from Turner St. | Heritage Electric Ltd
PP-2023-01719 | 2023-05-16 | 1926 FERNDALE STREET, Vancouver, BC V5L 1X8 | Plumbing Permit | Residential | Renovation | Issued | Residential - 3 existing units being converted back into 1 unit. removal of 2 kitchen sinks, adding laundry rough in. >BP: Exterior, interior alterations and a change of use to convert the existing 4 storey, Heritage 'C', Multiple Conversion Dwelling - 4 units to a Single Detached house as originally constructed; with a Secondary suite (ancillary Residential unit) on the 1st storey on this double fronting, no lane site. See DB-2022-04352 for proposed Laneway house with one (1) surface parking space having vehicular access from Turner St. Sept 12-AMEND Add instillation of storm sump | Alma Plumbing & Heating Ltd
GP-2023-01625 | 2023-05-23 | 1932 FERNDALE STREET, Vancouver, BC V5L 1X8 | Gas Permit | Residential | Renovation | Completed | Residential - Re/re of hot water tank with tankless water heater | 1236318 BC Ltd DBA Aquatech Vancouver
MP-2024-00044 | 2024-01-10 | 1932 FERNDALE STREET, Vancouver, BC V5L 1X8 | Mechanical Permit | NULL | NULL | Completed | NULL | 1236318 BC Ltd DBA Aquatech Vancouver
NULL | NULL | 1932 FERNDALE STREET, Vancouver, BC V5L 1X8 | Electrical Permit | Residential | Renovation | Draft | Installation / Repair - Residential - Installing a heat pump | 1236318 BC Ltd DBA Aquatech Vancouver
PP-2023-04446 | 2024-01-03 | 1965 FERNDALE STREET, Vancouver, BC V5L 1X9 | Plumbing Permit | Residential | Renovation | Issued | Residential - Install new drainage, and water supply lines >BP: To alter the exterior and interior, including a new bay window on the front elevation, of this existing single detached house on this site. Scope of work to include electrical, lighting, plumbing, mechanical, insulation, framing, finishes, and exterior envelope. PC: Please perform a check on the cost analysis provided. Related to CF-2023-009047. Ok for standard BP fees as per DBI. Schedule B Structural: P. Khorram, P. Eng, 604.506.4446 Existing Stairs to remain. No work to stairs proposed. This permit is for alterations as shown in plans only. Any unauthorized work on this site, existing or otherwise, is neither recognized nor approved and may be subject to enforcement action. | Service Plus Mechanical Systems Ltd
PP-2023-02768 | NULL | 1965 FERNDALE STREET, Vancouver, BC V5L 1X9 | Plumbing Permit | Residential | Renovation | Withdrawn | Residential - We will be repiping all of the DWV throughout the house as well as, installing new plumbing fixtures throughout. >BP: To alter the exterior and interior, including a new bay window on the front elevation, of this existing single detached house on this site. Scope of work to include electrical, lighting, plumbing, mechanical, insulation, framing, finishes, and exterior envelope. | Emmanuel Jean-Louis and Amy Jean-Louis
GP-2023-02170 | 2023-07-24 | 2050 FERNDALE STREET, Vancouver, BC V5L 1Y1 | Gas Permit | Residential | New | Issued | Residential - 2 Boilers, 2 Ranges & 2 BBQ's Complete 2 boilers, 2 ranges and piping only for 2 bbqs >BP: To construct a 2 storey + basement, two-family dwelling | Deep Gas Fitting Ltd.
PP-2023-02151 | 2023-06-19 | 2050 FERNDALE STREET, Vancouver, BC V5L 1Y1 | Plumbing Permit | Residential | New | Issued | Residential - New duplex >BP: To construct a 2 storey + basement, two-family dwelling sprinklered to NFPA 13D, with an attached garage providing 2 parking spaces, having vehicular access from Ferndale Street. 1. A/C proposed – Exterior component located in rear yard, Interior component located in second floor closet 2. Bar sink not proposed 3. Schedule B: (Md. Shahidul Alam) P.Eng (604.653.7475) Structural & Geotechnical 4. HPO: Residential Builder- 1041211 B.C. Ltd. Note: This is a 2 storey building pursuant to the Zoning and Development By-Law | JAI Plumbing & Heating Ltd
MP-2023-00927 | 2023-05-25 | 2050 FERNDALE STREET, Vancouver, BC V5L 1Y1 | Mechanical Permit | NULL | NULL | Issued | NULL | JAI Plumbing & Heating Ltd
PP-2023-01273 | 2023-04-13 | 2050 FERNDALE STREET, Vancouver, BC V5L 1Y1 | Plumbing Permit | Residential | New | Issued | Residential - Sump no pump >BP: To construct a 2 storey + basement, two-family dwelling sprinklered to NFPA 13D, with an attached garage providing 2 parking spaces, having vehicular access from Ferndale Street. | Bhullar Excavating and Demolition
EP-2023-02900 | 2023-04-06 | 2050 FERNDALE STREET, Vancouver, BC V5L 1Y1 | Electrical Permit | Residential | New | Issued | Installation / Repair - Residential - duplex electrical work >BP: To construct a 2 storey + basement, two-family dwelling ($800,000) sprinklered to NFPA 13D, with an attached garage providing 2 parking spaces, having vehicular access from Ferndale Street. 1. A/C proposed – Exterior component located in rear yard, Interior component located in second floor closet 2. Bar sink not proposed 3. Schedule B: (Md. Shahidul Alam) P.Eng (604.653.7475) Structural & Geotechnical 4. HPO: Residential Builder- 1041211 B.C. Ltd. Note: This is a 2 storey building pursuant to the Zoning and Development By-Law **THIS PERMIT HAS BEEN ISSUED UNDER THE REQUIREMENTS OF VBBL #12511 (2019) ** | Grit Electric Ltd
EP-2022-07971 | 2022-09-20 | 2050 FERNDALE STREET, Vancouver, BC V5L 1Y1 | Electrical Permit | Residential | New | Expired | Temporary Power - Residential - To provide temporary power. | Grit Electric Ltd
SP-2023-01479 | 2023-08-11 | 2050 FERNDALE STREET, Vancouver, BC V5L 1Y1 | Sprinkler Permit | Residential | New | Issued | Residential - 2FD - WEST - 2050 FERNDALE ST EAST - 2052 FERNDALE ST new home >DB: To construct a 2 storey + basement, two-family dwelling sprinklered to NFPA 13D, with an attached garage providing 2 parking spaces, having vehicular access from Ferndale Street. 1. A/C proposed – Exterior component located in rear yard, Interior component located in second floor closet 2. Bar sink not proposed **THIS PERMIT HAS BEEN ISSUED UNDER THE REQUIREMENTS OF VBBL #12511 (2019) ** | SBMS Construction Ltd
EP-2023-07404 | 2023-08-15 | 2050 FERNDALE STREET, Vancouver, BC V5L 1Y1 | Electrical Permit | Residential | New | Issued | Installation / Repair - Residential - Installation of Tv, data, doorbell, vacuum, networking, telephone. | Deallight Security Ltd
EP-2023-03632 | NULL | 2155 FERNDALE STREET, Vancouver, BC V5L 1Y3 | Electrical Permit | Residential | Tenant Improvement | Applicant Revisions | Installation / Repair - Residential - Electrical installation of mini split system *There's only 1 panel on site with only 1 stove and dryer and no sub panel *See attached photo 50A overcurrent MP-2023-00704: Completed (Heating and Cooling) ¦ WWOP fee applied | Moore And Russell Heating And Air Conditioning Ltd
MP-2023-00704 | 2023-04-26 | 2155 FERNDALE STREET, Vancouver, BC V5L 1Y3 | Mechanical Permit | NULL | NULL | Completed | NULL | Moore And Russell Heating And Air Conditioning Ltd
EP-2022-08395 | 2022-10-27 | 2204 FERNDALE STREET, Vancouver, BC V5L 1Y5 | Electrical Permit | Residential | Addition | Issued | Installation / Repair - Residential - Tie in to electrical panel for Solar PV panels. -bonding microinverters using #6 copper >BP: Exterior alterations only to provide for the installation of eight (8) flush mounted solar panels on the west portion, and for the installation of ten (10) flush mounted solar panels on the east portion of this existing gable roof, including microinverters bonded with #6 copper, at this existing Multiple Conversion Dwelling containing three (3) dwelling units. OK for Direct To Inspections (DTI) as per Howie Chow, May 25, 2022. Schedule B - Structural and Comfort Letter provided by Jason Hui, P.Eng. (778)319-3403. | Rikur Energy Inc.
EP-2022-02104 | 2022-05-02 | 1823 E PENDER STREET, Vancouver, BC V5L 1W6 | Electrical Permit | Commercial | Renovation | Completed | Installation / Repair - Commercial - Connection of supervisory switches from new fire sprinkler backflow assembly to the fire alarm control panel. (SP-2021-01293) | Bartec Fire Safety Systems
EP-2022-06852 | 2022-08-15 | 1823 E PENDER STREET, Vancouver, BC V5L 1W6 | Electrical Permit | Commercial | NULL | Expired | Annual / Operating - ANNUAL OPERATING PERMIT VALID: AUG 3/ 2022 TO AUG 2/ 2023 EXPIRED PERMIT: EP-2021-05734 | Action Electric Ltd
EP-2023-02060 | 2023-03-10 | 1823 E PENDER STREET, Vancouver, BC V5L 1W6 | Electrical Permit | Commercial | Renovation - Dwelling Unit(s) only | Cancelled | Installation / Repair - Commercial - Install Power to over head door operator for Handicap access at the home No str work, there is panel next to the unit door and will install Surface work via wiremold | Pacific Western Power & Control Ltd
EP-2023-08301 | 2023-09-14 | 1823 E PENDER STREET, Vancouver, BC V5L 1W6 | Electrical Permit | Commercial | NULL | Issued | Annual / Operating - Annual Electrical Operating Permig Renewal of EP-2022-06852 Valid: Aug 3, 2023 to Aug 2, 2024 | Action Electric Ltd
EP-2023-05115 | 2023-06-08 | 1834 E PENDER STREET, Vancouver, BC V5L 1W7 | Electrical Permit | Commercial | NULL | Issued | Annual / Operating - Electrical check, troubleshooting maintenance and repair. Valid Jun 3, 2023 - Jun 2, 2024 Renewal of EP-2022-04957 | Vanpower Electrical Ltd.
EP-2022-04957 | 2022-06-14 | 1834 E PENDER STREET, Vancouver, BC V5L 1W7 | Electrical Permit | Commercial | NULL | Expired | Annual / Operating - Electrical check, troubleshooting maintenance and repair. Valid Jun 3, 2022 - Jun 2, 2023 Renewal of EP-2021-04203 | Vanpower Electrical Ltd.
GP-2023-02139 | 2023-07-18 | 1932 E PENDER STREET, Vancouver, BC V5L 1W8 | Gas Permit | Residential | Renovation | Completed | Residential - 1 Water Heater replace hwt with on-demand water heater | Fusion Mechanical Plumbing Contractor Ltd
MP-2023-01191 | 2023-06-28 | 1932 E PENDER STREET, Vancouver, BC V5L 1W8 | Mechanical Permit | NULL | NULL | Completed | NULL | Centigrade Mechanical Ltd
EP-2023-05862 | 2023-08-09 | 1932 E PENDER STREET, Vancouver, BC V5L 1W8 | Electrical Permit | Residential | Renovation | Completed | Installation / Repair - Residential - Installation of HVAC circuit MP-2023-01191 already finialled WWOP | Nelcan Electric Ltd
NULL | NULL | 1250 E PENDER STREET, Vancouver, BC V6A 1W8 | Electrical Permit | Commercial | Renovation | Withdrawn | Installation / Repair - Commercial - Repair/removal of old/unsafe electrical equipment minor office upgrades i.e. upgrade to LED lighting & updating old wiring for receptacles & baseboard heaters | NULL
EP-2022-02008 | 2022-03-14 | 1250 E PENDER STREET, Vancouver, BC V6A 1W8 | Electrical Permit | Commercial | Renovation | Completed | Installation / Repair - Commercial - Removal, repair, replacement of old unsafe electrical equipment Upgrade old wiring in existing office replace em lighting & exits with new | PARAGON ELECTRICAL INSTALLATIONS LTD
PP-2022-03109 | 2022-09-21 | 1250 E PENDER STREET, Vancouver, BC V6A 1W8 | Plumbing Permit | Commercial | Tenant Improvement | Completed | Commercial - Move two toilets and sinks for revised washroom layout. Two new kitchen sinks and new HWT. >BP: Exterior and interior alterations to provide tenant improvements to a new manufacturing tenant in this existing commercial building. Scope of work: - To provide renovation to washrooms & office area on 2nd fl, new staff kitchen, server room and workshop area - Install interior walls & doors, accessible washroom, interior partition glazing walls, plumbing fixtures, and electrical work - To replace the roof top unit with new Ok for Field Review J. Zhang, June 8th, 2022 This is not a sprinklered building Energy Upgrade: E2 - Lighting - Upgrade to Local Control (per 9.4.1.1.(a) of ASHRAE 90.1-2016) Note: Energy checklist is currently no longer required with your Building Permit (BP) application. Some supporting documents are still required at BP stage, specifically Envelope and HVAC, if applicable. Service Water Heating and Lighting supporting documents, if applicable, must be submitted with your related trades permits (e.g. electrical and plumbing). All energy upgrades will be checked during inspections stage. It is the applicant’s responsibility to identify and note all required upgrades including energy upgrades on their BP drawings at BP stage. Letters of Assurance rec'd: Schedule A & B Architectural submitted as per Emanuele Trinca Colonel, 604-728-7024 Schedule B Structural submitted as per Carlos Chiu, P.Eng, Struct Eng, 604-737-9830 carlos@chiuhippmann.ca Schedule B Mechanical & Plumbing submitted as per Bassam M. Yammine, P.Eng, 604-609-0500 ext 107 bassam@flowengineering.ca Schedule B Electrical submitted as per S.S. Dhaliwal, P.Eng, 604-609-0500 ext 108 | Path Construction Ltd
EP-2022-07586 | 2022-09-09 | 1250 E PENDER STREET, Vancouver, BC V6A 1W8 | Electrical Permit | Commercial | Tenant Improvement | Completed | Installation / Repair - Commercial - Tennant improvement small addition bathrooms and change rooms and kitchen Install 2 transformers for test equipment >BP: Exterior and interior alterations to provide tenant improvements to a new manufacturing tenant in this existing commercial building. Scope of work: - To provide renovation to washrooms & office area on 2nd fl, new staff kitchen, server room and workshop area - Install interior walls & doors, accessible washroom, interior partition glazing walls, plumbing fixtures, and electrical work - To replace the roof top unit with new | Array Electric Inc
EP-2022-09283 | 2022-11-17 | 1250 E PENDER STREET, Vancouver, BC V6A 1W8 | Electrical Permit | Commercial | Renovation | Completed | Installation / Repair - Commercial - Installation of Low Voltage Access Control System and Computer Data runs. >BP: Exterior and interior alterations to provide tenant improvements to a new manufacturing tenant in this existing commercial building. Scope of work: - To provide renovation to washrooms & office area on 2nd fl, new staff kitchen, server room and workshop area - Install interior walls & doors, accessible washroom, interior partition glazing walls, plumbing fixtures, and electrical work - To replace the roof top unit with new Ok for Field Review J. Zhang, June 8th, 2022 Revision #1 - Relocation of janitor closet from staff kitchen area to adjacent WC in manufacturing place - Reconfiguration of electrical closet, server room, and deletion of vestibule - Extend wall to existing staff WC near kitchen closet - Deletion of T-bar ceiling and reconfiguration of lighting in staff kitchen area - Addition of a new electrical panel at main electrical panell - Increase construction cost of 60,000.00 This is not a sprinklered building Energy Upgrade: E2 - Lighting - Upgrade to Local Control (per 9.4.1.1.(a) of ASHRAE 90.1-2016) Letters of Assurance rec'd: Schedule A & B Architectural submitted as per Emanuele Trinca Colonel, 604-728-7024 Schedule B Structural submitted as per Carlos Chiu, P.Eng, Struct Eng, 604-737-9830 carlos@chiuhippmann.ca Schedule B Mechanical & Plumbing submitted as per Bassam M. Yammine, P.Eng, 604-609-0500 ext 107 bassam@flowengineering.ca Schedule B Electrical submitted as per S.S. Dhaliwal, P.Eng, 604-609-0500 ext 108 | Secan Technologies Inc
PP-2022-00422 | 2022-02-09 | 1436 E PENDER STREET, Vancouver, BC V5L 1V8 | Plumbing Permit | Commercial | Addition | Completed | Commercial - Adding a water softener to a steam boilers feed water, and install a backflow preventer | Custom Air Conditioning Ltd
EP-2022-00521 | 2022-01-25 | 1486 E PENDER STREET, Vancouver, BC V5L 1V8 | Electrical Permit | Commercial | Addition | Completed | Installation / Repair - Commercial - Alarm,cctv,access control >BP: Interior & exterior alterations, a change of use, and construction of a new mezzanine within this existing 1 storey + mezzanine building. Alterations include reconfiguration of the interior space, creation of bicycle storage room and end-of-trip facilities, new mechanical room, new washrooms, revisions to main entry area, and new 1 hr rated wall between office space & wholesale-Class A space. Exterior alterations include 1 new roll-up overhead door at rear Southeast corner of the building, infill one main floor window opening at Southwest corner plus main floor window at Northeast corner, new exterior alcove and exit door at main floor East elevation plus replacement of windows at main floor East elevation. Improvements to the rear parking area are also being done. NOTE: the 2019 VBBL applies to this application that has been reviewed during the Covid-19 pandemic. | Supertech Systems Ltd
EP-2022-03912 | 2022-05-12 | 1486 E PENDER STREET, Vancouver, BC V5L 1V8 | Electrical Permit | Commercial | NULL | Expired | Annual / Operating - Per Electrical Bulletin 2019-003-EL this is an application for an annual operating permit at 1486 E Pender, office/wholesaling Class A facility for Kindred Construction Ltd. & MBR Tools Ltd. | Lakeview Power Systems Inc
SP-2021-00845 | 2022-03-07 | 1486 E PENDER STREET, Vancouver, BC V5L 1V8 | Sprinkler Permit | Commercial | New | Completed | Commercial - For all sprinkler work to the 2019 VBBL; NFPA 13, 2013; and alternative solutions prepared by GHL Consultants Ltd for interior & exterior alterations, a change of use, and construction of a new mezzanine within this existing 1 storey + mezzanine building. This application does not include any of the following: • Warehouse storage arrangements, or mobile compact storage arrangements. • Flexible sprinkler pipe.. Related Permits: 1. AL-2021-00106: Window Sprinkler Protection of Tempered Glazing in 2h Fire Separation Notes: 1. Permit reviewed during COVID-19 Pandemic. 2. Glen Vissor | Alco Fire Protection Ltd
EP-2023-07263 | 2023-08-10 | 1486 E PENDER STREET, Vancouver, BC V5L 1V8 | Electrical Permit | Commercial | NULL | Issued | Annual / Operating - Per Electrical Bulletin 2019-003-EL this is an application for an annual operating permit at 1486 E Pender, office/wholesaling Class A facility for Kindred Construction Ltd. & MBR Tools Ltd. EXPIRED PERMIT EP-2022-03912 VALID MAY 13, 2023 UNTIL MAY 12, 2024 | Lakeview Power Systems Inc
EP-2021-09267 | 2022-04-20 | 1595 E PENDER STREET, Vancouver, BC V5L 1V9 | Electrical Permit | Commercial | Addition | Completed | Installation / Repair - Commercial - Install 8/3 teck from panel to the outside wall Installed one NEMA 14-50 receptacle with outside waterproof cover (Max 32 amp) approximate 4 meters from the panel to the outside receptacle Install ONE DP 40 amp breaker | LK Electrical LTD
EP-2023-10139 | 2023-12-04 | 4586 ELM STREET, Vancouver, BC V6L 2L2 | Electrical Permit | Residential | Renovation | Issued | Installation / Repair - Residential - Installation of EV charger with Divee load share with existing steamer. CF-2023-011063 | Milani Electric Limited
GP-2022-03249 | 2022-10-20 | 2536 ETON STREET, Vancouver, BC V5K 1J7 | Gas Permit | Residential | Renovation | Completed | Residential - To replace boiler and water heater with a high efficiency combination heating system | Cangas Heating Service Ltd
GP-2023-01632 | 2023-05-24 | 5489 ELM STREET, Vancouver, BC V6N 1A2 | Gas Permit | Residential | Renovation | Completed | Residential - Installing 50-Gal gas water heater | Reid Brothers Plumbing & Heating Ltd
GP-2023-01584 | NULL | 5489 ELM STREET, Vancouver, BC V6N 1A2 | Gas Permit | Residential | Renovation - Dwelling Unit(s) only | Withdrawn | Residential - Installing gas hot water tank. | Reid Brothers Plumbing & Heating Ltd
GP-2023-01588 | NULL | 5489 ELM STREET, Vancouver, BC V6N 1A2 | Gas Permit | Residential | Renovation | Withdrawn | Residential - Installing 50-gallon gas water heater. | Reid Brothers Plumbing & Heating Ltd
EP-2023-03353 | 2023-04-18 | 6310 FLEMING STREET, Vancouver, BC V5P 3H1 | Electrical Permit | Residential | New | Issued | Temporary Power - Residential - To provide temporary power. | Bindi Electrical Services Ltd
GP-2023-02942 | 2023-10-05 | 6388 FLEMING STREET, Vancouver, BC V5P 3H1 | Gas Permit | Residential | Renovation | Completed | Residential - Replacement of boiler | Cangas Heating Service Ltd
EP-2024-00247 | 2024-01-11 | 1726 E HASTINGS STREET, Vancouver, BC V5L 1S9 | Electrical Permit | Commercial | Addition | Issued | Installation / Repair - Commercial - We are installing 4 running man exist signs with double emergency lights, running man directional to left, and installation of 6 Smoke detectors hardwired to existing fire alarm panel. It is an office space being turned into a emergency shelter, this is a special project that Victor Lippucci attended and viewed today. I sent him the permit info via email. | Lux Electric Group Ltd
EP-2022-10157 | 2022-12-08 | 1738 E HASTINGS STREET, Vancouver, BC V5L 1S9 | Electrical Permit | Commercial | Tenant Improvement | Issued | Installation / Repair - Commercial - To rewire existing emergency lighting. To install smoke alarms and wire as per code requirements. To update/add fire safety devices to make space safer. | Norben Electric (2016) Ltd
EP-2022-05590 | 2022-07-11 | 1896 E HASTINGS STREET, Vancouver, BC V5L 1T2 | Electrical Permit | Commercial | Tenant Improvement | Completed | Installation / Repair - Commercial - Connect temporary power to panel B 1 -This was just temporary. this is the day that Value Village on Hastings Street burnt to the ground. We brought in a back up generator to power up the freezers and fridges due to the power shut down for that electrical grid. When BC Hydro restored power to the area. we disconnected the back up generator and re connected to the utility. | Grimes & White Electrical Services Ltd.
EP-2022-09196 | 2022-10-28 | 1909 E HASTINGS STREET, Vancouver, BC V5L 1T5 | Electrical Permit | Commercial | NULL | Expired | Annual / Operating - Fire Panel Annual permit for maintenance throughout building. Valid: October 8, 2022 to October 7, 2023 EP-2021-07731: Expired | Centurion Electric Ltd
EP-2023-09880 | 2023-11-02 | 1909 E HASTINGS STREET, Vancouver, BC V5L 1T5 | Electrical Permit | Commercial | NULL | Issued | Annual / Operating - Fire Panel Annual permit for maintenance throughout building. Renewal of EP-2022-09196 Valid October 8, 2023 to October 7, 2024 | Centurion Electric Ltd
EP-2022-01249 | 2022-02-24 | 2032 E HASTINGS STREET, Vancouver, BC V5L 1T8 | Electrical Permit | Commercial | Tenant Improvement | Completed | Installation / Repair - Commercial - Due to small fire, repair damaged wiring and make all safe.BC hydro pulled meter and have to put back on after inspection. -Service will remain. We just repair any smoke damage to wiring or light fixtures and make electrically safe in order to have BC Hydro re-install electrical metering for power to return. Amend: Mar 16, 2022 Service change to 200amp, 120/240v 1 phase... (Not 100amp, 120/208v.) 1 phase 3 wire | Harbourview Electric Ltd
PP-2022-01454 | 2022-05-06 | 2032 E HASTINGS STREET, Vancouver, BC V5L 1T8 | Plumbing Permit | Commercial | Tenant Improvement | Completed | Commercial - Rough in and finishing of hand wash sink, espresso machine, commercial dishwasher and double basin kitchen sink with grease trap and backflows. | Drips & Drains Plumbing and Heating Ltd
PP-2024-00015 | 2024-01-15 | 2033 E HASTINGS STREET, Vancouver, BC V5L 1T9 | Plumbing Permit | Commercial | Tenant Improvement | Issued | Commercial - Interior Alterations to provide improvements to the service area of the existing A&W restaurant. Scope of work: -Removal of front & back counter, wall mounted board monitors and associated power, patch and repair wall -New counter, millwork, equipment, interior walls, finishes, new or relocated menu boards & TV monitor >BP: Interior alterations to provide improvements to the service area of this existing Restaurant Class 1 tenant in this existing Restaurant (A and W) building on this site. Scope of work: - Removal of front & back counter, wall mounted board monitors and associated power, patch and repair wall - New counter, millwork, equipment, interior walls, finishes, new or relocate menu boards & TV monitor | Capital Building Maintenance & Restoration Incorporation
EP-2024-00150 | 2024-01-05 | 2033 E HASTINGS STREET, Vancouver, BC V5L 1T9 | Electrical Permit | Commercial | Renovation | Completed | Installation / Repair - Commercial - Relocate existing circuits for new front counter area. Pull new circuits for new equipment. Install new data lines. BP: Interior alterations to provide improvements to the service area of this existing Restaurant Class 1 tenant in this existing Restaurant (A and W) building on this site. Scope of work: - Removal of front & back counter, wall mounted board monitors and associated power, patch and repair wall - New counter, millwork, equipment, interior walls, finishes, new or relocate menu boards & TV monitor | Tycor Electric Ltd
EP-2023-07496 | 2023-08-17 | 268 E KENT AVENUE SOUTH, Vancouver, BC | Electrical Permit | Commercial | NULL | Issued | Annual / Operating - Maintenance Renewal of EP-2022-04294 Valid: May 27, 2023 to May 26, 2024 | Elworthy Electrical Services Ltd
EP-2022-04893 | 2022-06-14 | 268 E KENT AVENUE SOUTH, Vancouver, BC | Electrical Permit | Commercial | Renovation | Completed | Installation / Repair - Commercial - Installation of four Level 2 EV charging stations. Upgrade existing panelboard from 100amp to 225amp to accommodate additional loads. | Corporate Electric Limited
EP-2022-04294 | 2022-05-27 | 268 E KENT AVENUE SOUTH, Vancouver, BC | Electrical Permit | Commercial | NULL | Expired | Annual / Operating - Annual Operating Permit Preventive maintenance and repairs as required | Elworthy Electrical Services Ltd
GP-2023-02451 | 2023-08-21 | 4885 ELM STREET, Vancouver, BC V6L 2L4 | Gas Permit | Residential | Renovation - Dwelling Unit(s) only | Completed | Residential - Installing combination boiler | Reid Brothers Plumbing & Heating Ltd
EP-2022-00406 | 2022-02-14 | 5370 ELM STREET, Vancouver, BC V6N 1A1 | Electrical Permit | Residential | Renovation | Completed | Installation / Repair - Residential - Install new overhead 200A 1 Phase service on detached residential garage and install underground ACWU sub-feed of the existing 100A 1 phase panel in home. Install 3 underground feeds to new house A/C compressors for A/C splits. Install new system ground plate. Re-feed detached garage with 15A circuit from new 200A service. | ROBERT ANDERSON
MP-2022-00652 | 2022-12-06 | 5370 ELM STREET, Vancouver, BC V6N 1A1 | Mechanical Permit | NULL | NULL | Completed | NULL | Thomson Industries Ltd
EP-2022-02110 | 2022-03-23 | 2766 E PENDER STREET, Vancouver, BC V5K 2B8 | Electrical Permit | Residential | Addition | Completed | Installation / Repair - Residential - garage installation -Wiring garage. sub panel from main house. basic lighting and receptacles. >BP: To construct a detached 21'6" x 23'11" accessory building (garage) ($45,000.00) at the rear of this existing One family dwelling site to provide two parking space having vehicular access from the rear lane. Notes: - Roof drainage to tie into the piping system of the main house. - The attic space (of accessory building) is not to be developed and/or used as habitable space at any time. - Schedule A, Emanuele Trinca Colonel, 604.728.7024. - Schedule B, Architectural, Emanuele Trinca Colonel, 604.728.7024. - Schedule B, Structural, Carlos Chiu, P.Eng/Struct. Eng, 604.737.9830. | Zenergy Electric Ltd
EP-2024-00486 | 2024-02-05 | 2835 E PENDER STREET, Vancouver, BC V5K 2C1 | Electrical Permit | Residential | Renovation | Issued | Installation / Repair - Residential - existing electrical service upgrade to 200 amp | Buddy Electric Ltd
EP-2023-03458 | 2023-04-21 | 2910 E PENDER STREET, Vancouver, BC V5K 2C3 | Electrical Permit | Residential | Tenant Improvement | Completed | Installation / Repair - Residential - Pigtailing all devices with existing aluminum wiring in all 25 units.-There will be no altering of the building envelope, no cutting or penetrations. Strictly re-splicing of aluminum terminations only. Note: Electrical equipment used in the installation must be approved in accordance with the CE Code. Installation must comply with the CE Code. | TCA Industries Ltd
EP-2023-01579 | 2023-02-24 | 2910 E PENDER STREET, Vancouver, BC V5K 2C3 | Electrical Permit | Commercial | Renovation | Completed | Installation / Repair - Commercial - Replace faulty Fire Panel and Field Devices with addressable due to water leak. Note: This permit has been issued based on Bulletin 2018-004-BU/EL. (As per Bulletin 2018-004-BU/EL 1. C. ) | C M & Sons Electrical Inc
GP-2022-02735 | 2022-09-12 | 3496 EUCLID AVENUE, Vancouver, BC V5R 5G4 | Gas Permit | Residential | Renovation | Completed | Residential - Replacement water heater | BC Wide Home Services Ltd
EP-2022-05819 | 2022-07-12 | 4583 ELGIN STREET, Vancouver, BC V5V 4R9 | Electrical Permit | Residential | Addition | Completed | Installation / Repair - Residential - EV Charger Installation -Install 10/3 bx from the panel, to the EVSE location -Install a new circuit breaker -Install owner supplied EV Charger -Turn on, initialize and test. | TDR Electric Inc
PP-2023-00455 | 2023-02-09 | 4595 ELGIN STREET, Vancouver, BC V5V 4R9 | Plumbing Permit | Residential | New | Completed | Residential - to install a DCVA for lawn irrigation | University Sprinkler Systems Incorporated
GP-2023-02644 | 2023-09-11 | 4601 ELGIN STREET, Vancouver, BC V5V 4R9 | Gas Permit | Residential | Tenant Improvement | Completed | Residential - replace old tank water heater with tankless water heater | 1380102 BC Ltd
MP-2023-01813 | 2023-10-10 | 4601 ELGIN STREET, Vancouver, BC V5V 4R9 | Mechanical Permit | NULL | NULL | Issued | NULL | SUNFLOWER HOME SERVICE LTD
MP-2023-00245 | 2023-02-22 | 4610 ELGIN STREET, Vancouver, BC V5V 4R8 | Mechanical Permit | NULL | NULL | Issued | NULL | Superstar Plumbing Heating & Sprinkler Supplies Ltd
GP-2023-00622 | 2023-02-24 | 4610 ELGIN STREET, Vancouver, BC V5V 4R8 | Gas Permit | Residential | New | Issued | Residential - Rough in gas lines and for 1 range , 1 fireplace, 1 BBQ, and Navien combi boiler >BP: To construct a 2 storey one-family dwelling with a secondary suite located in the Basement ($705,102) with an open parking pad, providing 3 parking space total, having vehicular access from the 20' Lane. | Superstar Plumbing Heating & Sprinkler Supplies Ltd
GP-2023-01565 | 2023-05-15 | 4610 ELGIN STREET, Vancouver, BC V5V 4R8 | Gas Permit | Residential | New | Issued | Residential - GAS LINE >>>>Amend: May 31st -2 BBQ Outlets - 64000 BTU--PIPING only 2 ranges- 92000 BTU---ONE range is PIPING only; other range is complete 1 Fire Place - 32000 BTU----PIPING only 1 Combi-boiler - 199000 BTU---complete installation also added the associated BP-2021-06752 >BP: To construct a 2 storey one-family dwelling with a secondary suite located in the Basement ($705,102) with an open parking pad, providing 3 parking space total, having vehicular access from the 20' Lane. | Superstar Plumbing Heating & Sprinkler Supplies Ltd
SP-2023-00856 | 2023-05-16 | 4610 ELGIN STREET, Vancouver, BC V5V 4R8 | Sprinkler Permit | Residential | New | Issued | Residential - INSTALLING SPRINKLER HEADS >BP: To construct a 2 storey one-family dwelling with a secondary suite located in the Basement ($705,102) with an open parking pad, providing 3 parking space total, having vehicular access from the 20' Lane. Note: The entire building, INCLUDING THE ATTACHED GARAGE (if applicable), to be sprinklered to NFPA 13D | Superstar Plumbing Heating & Sprinkler Supplies Ltd
GP-2023-01561 | 2023-05-16 | 4610 ELGIN STREET, Vancouver, BC V5V 4R8 | Gas Permit | Residential | New | Issued | Residential - 1 Fireplace Venting and hookup only >BP: To construct a 2 storey one-family dwelling with a secondary suite | REAL LIGHTING & FIREPLACES LTD
EP-2023-04530 | 2023-05-24 | 4610 ELGIN STREET, Vancouver, BC V5V 4R8 | Electrical Permit | Residential | New | Issued | Installation / Repair - Residential - Pre-wire & completion: security alarm, security cameras, vacuum, doorbell, cable TV, data, telephone wiring & speakers. >BP: To construct a 2 storey one-family dwelling with a secondary suite located in the Basement ($705,102) with an open parking pad, providing 3 parking space total, having vehicular access from the 20' Lane. Note: The entire building, INCLUDING THE ATTACHED GARAGE (if applicable), to be sprinklered to NFPA 13D 1. Covenant registered at the Land Title Office under CA9799343 2. A/C proposed – Exterior component located in Rear, Interior component located in Upper Floor 3. Schedule B: (A.D.A Prahalad) P.Eng (604.831.1431) Structural & Geotechnical 4. HPO: Residential Builder- ParCan Enterprises Ltd Note: This is a 2 storey building pursuant to the Zoning and Development By-Law **THIS PERMIT HAS BEEN ISSUED UNDER THE REQUIREMENTS OF VBBL #12511 (2019) ** | Dream Security Solutions Inc
EP-2023-03812 | 2023-05-29 | 4610 ELGIN STREET, Vancouver, BC V5V 4R8 | Electrical Permit | Residential | New | Issued | Installation / Repair - Residential - New house electrical wiring with bsmt suite -House wiring with bsmt suite wiring 200 amp overhead service to *An approved mechanical permit is required for the installation of air conditioning or heat pump unit at the time of installation before an electrical inspection will be performed >BP: To construct a 2 storey one-family dwelling with a secondary suite located in the Basement ($705,102) with an open parking pad, providing 3 parking space total, having vehicular access from the 20' Lane. Note: The entire building, INCLUDING THE ATTACHED GARAGE (if applicable), to be sprinklered to NFPA 13D 1. Covenant registered at the Land Title Office under CA9799343 2. A/C proposed – Exterior component located in Rear, Interior component located in Upper Floor 3. Schedule B: (A.D.A Prahalad) P.Eng (604.831.1431) Structural & Geotechnical 4. HPO: Residential Builder- ParCan Enterprises Ltd Note: This is a 2 storey building pursuant to the Zoning and Development By-Law **THIS PERMIT HAS BEEN ISSUED UNDER THE REQUIREMENTS OF VBBL #12511 (2019) ** | Blue Whale Electrical Ltd
PP-2022-04471 | 2022-12-15 | 4610 ELGIN STREET, Vancouver, BC V5V 4R8 | Plumbing Permit | Residential | New | Issued | Residential - New home plumbing RI and WP and installation of tubs all plumbing fixtures. Dec 14/22-AMEND add one more fixture bar sink to the permit application >BP: To construct a 2 story one-family dwelling with a secondary suite located in the Basement with an open parking pad, providing 3 parking space total, having vehicular access from the 20' Lane. 1. Covenant registered at the Land Title Office under CA9799343 2. A/C proposed – Exterior component located in Rear, Interior component located in Upper Floor 3. Schedule B: (A.D.A Prahalad) P.Eng (604.831.1431) Structural & Geotechnical 4. HPO: Residential Builder- ParCan Enterprises Ltd | Superstar Plumbing Heating & Sprinkler Supplies Ltd
PP-2022-04315 | 2022-12-01 | 4610 ELGIN STREET, Vancouver, BC V5V 4R8 | Plumbing Permit | Residential | New | Issued | Residential - 1FD+SS - #1 & #2 - Install draintile and outside sump for single family home | G & K Excavation and Demolition Services Ltd
EP-2022-03276 | 2022-04-24 | 4610 ELGIN STREET, Vancouver, BC V5V 4R8 | Electrical Permit | Residential | New | Expired | Temporary Power - Residential - To provide temporary power. | Blue Whale Electrical Ltd
GP-2023-00966 | 2023-03-23 | 7957 ELLIOTT STREET, Vancouver, BC V5S 2P3 | Gas Permit | Residential | New | Completed | Residential - Hooked up the 1 inch existing gas pipe to the gas metre about 1 foot piping (the gas metre been changed by Terasen gas company). >BP: To construct a 2 storey laneway house building | Airxcel Heating & Cooling Ltd
EP-2023-07199 | 2023-08-18 | 7957 ELLIOTT STREET, Vancouver, BC V5S 2P3 | Electrical Permit | Residential | New | Issued | Installation / Repair - Residential - ¦ 1FD- 100A ¦ DISCONNECT/ RE-CONNECT ¦ 200 amp main service 100 amp for house 100 amp for lwh Service location change from house to lwh *An approved mechanical permit is required for the installation of air conditioning or heat pump unit at the time of installation before an electrical inspection will be performed | H.L. ELECTRICAL LTD
SP-2022-00298 | 2022-03-08 | 8007 ELLIOTT STREET, Vancouver, BC V5S 2P3 | Sprinkler Permit | Residential | New | Completed | Residential - Install sprinklers in sfd To construct a 2 storey + basement one-family dwelling with a secondary suite located in the basement. Note: Parking for the site has been provided under DB-2021-03505 (Laneway House) Note: This is a 2 storey building pursuant to the Zoning and Development By-Law 1- Covenant registered at the Land Title Office under CA9175883 2- No strata titling permitted 3- Bar sink proposed in the basement 4- A/C unit proposed in the rear yard 5- Schedule B: ALAN PRAHALAD - 604-831-1431 Structural & Geotechnical 4- HPO: Residential Builder - Grand Van Homes Inc. | Gold Key Fire Protection Ltd
PP-2022-00156 | 2022-01-19 | 8007 ELLIOTT STREET, Vancouver, BC V5S 2P3 | Plumbing Permit | Residential | New | Completed | Residential - This is a new house with 31 Fixture To construct a 2 storey + basement one-family dwelling with a secondary suite located in the basement. Note: This is a 2 storey building pursuant to the Zoning and Development By-Law 1- Covenant registered at the Land Title Office under CA9175883 2- No strata titling permitted 3- Bar sink proposed in the basement 4- A/C unit proposed in the rear yard 5- Schedule B: ALAN PRAHALAD - 604-831-1431 Structural & Geotechnical 4- HPO: Residential Builder - Grand Van Homes Inc. | AKAL Plumbing & Heating Ltd
EP-2022-01115 | 2022-02-23 | 8007 ELLIOTT STREET, Vancouver, BC V5S 2P3 | Electrical Permit | Residential | New | Completed | Installation / Repair - Residential - tv,telephone,alarm prewire and complete >BP: To construct a 2 storey + basement one-family dwelling with a secondary suite ($1,030,175.00) located in the basement. Note: Parking for the site has been provided under DB-2021-03505 (Laneway House) Note: This is a 2 storey building pursuant to the Zoning and Development By-Law 1- Covenant registered at the Land Title Office under CA9175883 2- No strata titling permitted 3- Bar sink proposed in the basement 4- A/C unit proposed in the rear yard 5- Schedule B: ALAN PRAHALAD - 604-831-1431 Structural & Geotechnical 4- HPO: Residential Builder - Grand Van Homes Inc. Address number assigned as per approved plans for Fire and Emergency response. The address number is to be posted and to the building and to be visible from the street in accordance with the Building By-law prior to final inspection. ******THIS PERMIT HAS BEEN ISSUED UNDER THE REQUIREMENTS OF VBBL #12511 (2019)****** | Tvisha Technologies Ltd
NULL | NULL | 8007 ELLIOTT STREET, Vancouver, BC V5S 2P3 | Gas Permit | Residential | New | Draft | Residential - To install boiler range BBQ There is pipping for BBQ | JOT MECHANICAL LTD
GP-2022-00398 | 2022-02-08 | 8007 ELLIOTT STREET, Vancouver, BC V5S 2P3 | Gas Permit | Residential | New | Completed | Residential - To install boiler range BBQ There is pipping for BBQ | JOT MECHANICAL LTD
GP-2022-00412 | 2022-02-09 | 8007 ELLIOTT STREET, Vancouver, BC V5S 2P3 | Gas Permit | Residential | New | Completed | Residential - To install boiler range and bbq There is piping for bbq | JOT MECHANICAL LTD
GP-2022-02734 | 2022-09-12 | 2770 EUCLID AVENUE, Vancouver, BC V5R 5B9 | Gas Permit | Residential | Renovation | Completed | Residential - replacement furnace | BC Wide Home Services Ltd
GP-2022-00486 | 2022-02-16 | 2811 EUCLID AVENUE, Vancouver, BC V5R 5C2 | Gas Permit | Residential | New | Completed | Residential - Installing a new fireplace with required venting Interior alterations to provide improvements to this existing one family dwelling on this site. Scope of work: Remove front door and install new door and add sidelight. Re and re one interior stair. Relocate interior walls. Kitchen reno. Finishing throughout. | Mainland Fireplaces Inc
EP-2022-01682 | 2022-03-02 | 2811 EUCLID AVENUE, Vancouver, BC V5R 5C2 | Electrical Permit | Residential | Renovation | Completed | Installation / Repair - Residential - Main floor reno including bathrooms. Some work on entry level including laundry room and mud room. Delete old wiring and replace where needed. Add new lighting and change old fixtures out. >BP: Interior alterations to provide improvements to this existing one family dwelling on this site. Scope of work: Remove front door and install new door and add sidelight. Re and re one interior stair. Relocate interior walls. Kitchen reno. Finishing throughout. Structural Schedule B provided by Ignasius Parlingdungan OK for field review as per Rosa Astorino - Aug 13, 2021 | Custom City Electric Ltd
EP-2022-02343 | 2022-03-24 | 2811 EUCLID AVENUE, Vancouver, BC V5R 5C2 | Electrical Permit | Residential | Renovation | Completed | Installation / Repair - Residential - Remove old redundant wiring, re-locate/extend some Telephone and CATV wires. >BP: Interior alterations to provide improvements to this existing one family dwelling on this site. Scope of work: Remove front door and install new door and add sidelight. Re and re one interior stair. Relocate interior walls. Kitchen reno. Finishing throughout. Structural Schedule B provided by Ignasius Parlingdungan OK for field review as per Rosa Astorino - Aug 13, 2021 | Techline Security & Sound Inc
GP-2022-01023 | 2022-04-04 | 2811 EUCLID AVENUE, Vancouver, BC V5R 5C2 | Gas Permit | Residential | New | Completed | Residential - 20m of piping Scope of work: Remove front door and install new door and add sidelight. Re and re one interior stair. Relocate interior walls. Kitchen reno. Finishing throughout. ** Amend 04/07/2022** piping permit only no appliance connection Amend: Aug 16, 2022 add range at 60,000 BTU | R J Gas Ltd
GP-2022-01027 | 2022-04-01 | 2811 EUCLID AVENUE, Vancouver, BC V5R 5C2 | Gas Permit | Residential | Renovation | Completed | Residential - Remove old furnace and replace with new furnace | Nickel Heating & Ventilation
PP-2022-01138 | 2022-04-04 | 2811 EUCLID AVENUE, Vancouver, BC V5R 5C2 | Plumbing Permit | Residential | Renovation | Completed | Residential - Plumbing renovation in single family dwelling. Interior alterations to provide improvements to this existing one family dwelling on this site. Scope of work: Remove front door and install new door and add sidelight. Re and re one interior stair. Relocate interior walls. Kitchen reno. Finishing throughout. | John R Saunders
EP-2022-09856 | 2022-11-21 | 2904 EUCLID AVENUE, Vancouver, BC V5R 5C4 | Electrical Permit | Residential | New | Expired | Temporary Power - Residential - To provide temporary power. | S B ELECTRICAL LTD
NULL | NULL | 2904 EUCLID AVENUE, Vancouver, BC V5R 5C4 | Plumbing Permit | Residential | New | Draft | Residential - Plumbing | Central One Mechanical Inc
GP-2022-01131 | 2022-04-10 | 2990 EUCLID AVENUE, Vancouver, BC V5R 5C6 | Gas Permit | Residential | Renovation | Completed | Residential - Furnace 70,000 Tank-less water heater 199,000 BTU re/re | HAMZEH GERAMI Dba Nation Heating & Cooling
GP-2023-02847 | 2023-09-28 | 3020 EUCLID AVENUE, Vancouver, BC V5R 5C9 | Gas Permit | Residential | Renovation | Completed | Residential - furnace re&re | Ferenc Nagy
SP-2021-01828 | 2022-08-11 | 326 E KENT AVENUE SOUTH, Vancouver, BC | Sprinkler Permit | Commercial | Tenant Improvement | Completed | Commercial - There is no work to be done in both units. Tenant put up some walls on mezz but with no ceiling, walls were taken down after the tenant moved out a walk through is required to make sure we have the right coverage. > BP: #105 - CF-2019-008374 - Interior alterations to convert the second storey back to mezzanine for the existing Storage Warehouse tenant in this unit #105 - 326 E Kent Av South in this existing Industrial building. CRP: Vincent Liu, P. Eng. 778-889-6768 Email: vliueng@gmail.com Enquiry Centre Note: 1. Accessory Office use not to exceed 33 1/3 % of this tenant space in M-2. Note: "This permit has been reviewed under the provision of 2019 Vancouver Building By-law (#12511)." | Jade Plumbing & Heating Ltd
SP-2024-00019 | NULL | 334 E KENT AVENUE SOUTH, Vancouver, BC V5X 4N6 | Sprinkler Permit | Commercial | Tenant Improvement | Application Incomplete | Commercial - Relocate 2 sprinkler heads and add 1 new sprinkler head **Amendment 01/05/2024** Correct address should be 334 E Kent South Ave Unit 101 | BLACK TUSK FIRE & SECURITY
SP-2024-00018 | NULL | 334 E KENT AVENUE SOUTH, Vancouver, BC V5X 4N6 | Sprinkler Permit | Commercial | Tenant Improvement | Application Incomplete | Commercial - 1 ½ feed pipe from 3” main to 3 leads 5 heads worked on **Amend 01/05/2024** Correct address is 334 E Kent Ave South Unit 106 | BLACK TUSK FIRE & SECURITY
SP-2024-00020 | NULL | 350 E KENT AVENUE SOUTH, Vancouver, BC | Sprinkler Permit | Commercial | Tenant Improvement | Application Incomplete | Commercial - Add one new for the existing closet under stairs | BLACK TUSK FIRE & SECURITY
EP-2024-00603 | 2024-02-02 | 408 E KENT AVENUE SOUTH, Vancouver, BC V5X 2X7 | Electrical Permit | Commercial | Renovation | Issued | Installation / Repair - Commercial - To disconnect and deprogram module for two (2) tamper valves in outdoor pit, due to water causing issues. Tampers will be locked and chained instead. A new verification report will be issued after disconnection. This job has been discussed with the area inspectors | Fina Electrical Systems Ltd
EP-2022-05720 | 2022-07-07 | 460 E KENT AVENUE SOUTH, Vancouver, BC V5X 2X7 | Electrical Permit | Commercial | NULL | Expired | Annual / Operating - Renewal of EP-2021-05514 Valid: July 5, 2022 - July 4, 2023 | TDR Electric Inc
EP-2023-06564 | 2023-07-20 | 460 E KENT AVENUE SOUTH, Vancouver, BC V5X 2X7 | Electrical Permit | Commercial | NULL | Issued | Annual / Operating - Renewal of EP-2022-05720 Valid: July 5, 2023 - July 4, 2024 | TDR Electric Inc
EP-2022-10166 | 2022-12-02 | 900 E KENT AVENUE SOUTH, Vancouver, BC V5X 2X9 | Electrical Permit | Commercial | Tenant Improvement | Issued | Installation / Repair - Commercial - Voluntary upgrade of existing fire alarm system as per Bulletin 2018-004-BU/EL Option 1 - C Precast Building: Replace FA panel and Devices (2x PS, 2x smoke , 2x Bell with new) Replace existing outdoor annunciator with new matrix annunciator c/w heater. Lab Building: Replace FA panel and Devices (2x PS, 2x smoke , 2x Bell with new) Replace existing outdoor annunciator with new matrix annunciator c/w heater. Main electrical room: Replace FA panel and Devices (1x PS, 1x smoke with new) Replace existing outdoor annunciator with new matrix annunciator c/w heater. Scale house Replace existing Graphic annunciator Complete verification of the FA panel in conformance with CAN/ULC-S561 | Sasco Contractors Ltd
EP-2023-06351 | 2023-08-17 | 1350 E KENT AVENUE SOUTH, Vancouver, BC V5X 2Y2 | Electrical Permit | Commercial | Addition | Issued | Installation / Repair - Commercial - Installation of Fire Alarm systems: The extent of the work to be done as part of the upgrade on the Fire Alarm system for Skretting Canada, at 1350 E Kent Ave South is as follows: 1. Addition of two systems for the MCC 1,2,3 and Server Room to detect and control a clean agent (Novec 1230) suppression system. These systems shall be monitored by the base bldg. fire alarm system and will not remove any Building Code required fire alarm system coverage (smoke detection, audible/visual coverage) 2. Addition of an air aspirating smoke detection system for the Warehouse and Conveyor gallery. This coverage is not required by the building code but is required to detect a fire and protect Skretting’s building and product. BP: Major horizontal addition to the existing Food Manufacturing plant (West bldg) on this site. The building area of the existing East Bldg (storage) is 1,289 m2.; Refer to Code Report for graphical illustration of East and West Bldgs. Scope of work: - To demolish the existing receiving shed & replace it with a new larger 1 storey and mezzanine receiving shed. To keep the building area of West building as low as possible, the new bulk tanks are NOT covered with a roof (see below description of the work for Stage IV). Building area of the West building is 3, 092 m2. - To place pile foundations for a future 2 -storey building, containing ground plus mezzanine workshop (manufacturing) with ancillary office at 2 nd level as proposed per DP-2017-01147 & DP-2019-00614. NOTE: The future 2-storey manufacturing/ office building shall be separated with 4 hr. Firewall from the existing fish feed manufacturing plant, incl. from the existing office and new receiving shed | Robert William Spick
EP-2023-04229 | 2023-05-15 | 1350 E KENT AVENUE SOUTH, Vancouver, BC V5X 2Y2 | Electrical Permit | Commercial | NULL | Issued | Annual / Operating - AEOP:EP-2022-03941 (05/18/2023) 1492 kVA 12.47 kV Annual electrical operating permit RENEWAL OF EP-2022-03941 VALID: MAY 18/2023 TO MAY 17/2024 | Nightingale Electric Ltd
EP-2021-04248 | 2022-05-06 | 1350 E KENT AVENUE SOUTH, Vancouver, BC V5X 2Y2 | Electrical Permit | Commercial | New | Issued | Installation / Repair - Commercial - Installing a new Fire Alarm system into the new Receiving Building as per submitted drawings. >BP: To construct an addition to the existing "fish food" manufacturing plant. The scope of work includes: - To demolish the existing receiving shed and replace it with a new larger 1 storey and mezzanine receiving shed. - Minor renovation of the existing 120.5 m2 office in the SW corner. Stage I - Demolition, Excavation, and Foundations only Issued - 08-Mar-2019 Stage II - Structural for the Receiving shed Issued - 24-Jan-2020 ***BP work description continued in the SPECIFIC LOCATION as exceeded max character space | Robert William Spick
EP-2022-03729 | 2022-06-08 | 1350 E KENT AVENUE SOUTH, Vancouver, BC V5X 2Y2 | Electrical Permit | Commercial | Tenant Improvement | Completed | Installation / Repair - Commercial - Electrical connection of a new backup generator and 30kVA transformer - bonding for the new installed generator. >BP: To install a new natural gas back-up generator on top of the existing biofiter platform in this existing fish food manufacturing plant. | VS Electric Ltd
NULL | NULL | 1350 E KENT AVENUE SOUTH, Vancouver, BC V5X 2Y2 | Electrical Permit | Commercial | Tenant Improvement | Draft | Installation / Repair - Commercial - Electrical installation of new generator and 30kVA transformer | VS Electric Ltd
EP-2022-03941 | 2022-05-13 | 1350 E KENT AVENUE SOUTH, Vancouver, BC V5X 2Y2 | Electrical Permit | Commercial | NULL | Expired | Annual / Operating - Two inspections annually with reports and worklogs. VALID: MAY 18/2022 TO MAY 17/2023 EP-2021-03799: Expired (Annual / Operating) March 21/2023-AMEND - update FSR Mario Fata #219985 to Jason White #252323 **Amendment Aug 16, 2021** Please update to the following FSR: Mario Fata CEL000219985 | Nightingale Electric Ltd
PP-2023-03996 | 2023-12-06 | 1370 E KENT AVENUE SOUTH, Vancouver, BC V5X 2Y2 | Plumbing Permit | Commercial | New | Issued | Commercial - Install backflow devices as per CCC inspection perform by the city. By Sheldon Stevenson CROSS CONNECTION - LTR UPLOADED | Jade Plumbing & Heating Ltd
EP-2023-08588 | 2023-09-22 | 1538 E KING EDWARD AVENUE, Vancouver, BC V5N 5Y2 | Electrical Permit | Commercial | Renovation | Completed | Installation / Repair - Commercial - Replace existing annunciator panel. Relocate existing Main fire alarm control panel from main lobby to electrical room 20' away. Replace end-of-line resistors. FA Verification will be provided. | Wireway Electric Ltd
MP-2022-00748 | 2023-08-28 | 4791 FAIRMONT STREET, Vancouver, BC V5R 3V1 | Mechanical Permit | NULL | NULL | Completed | NULL | Good Guys Heating Cooling Plumbing
GP-2022-04039 | 2022-12-16 | 4791 FAIRMONT STREET, Vancouver, BC V5R 3V1 | Gas Permit | Residential | Addition | Completed | Residential - DECOMMISSION GAS FURN & GAS LINE / INSTALLED ELECTRIC HEAT PUMP | Good Guys Heating Cooling Plumbing
EP-2022-08504 | 2022-10-07 | 4791 FAIRMONT STREET, Vancouver, BC V5R 3V1 | Electrical Permit | Residential | Tenant Improvement | Completed | Installation / Repair - Residential - -Upgrade service from 100 to 200 amp. -Install pole. -Grounding & bonding. | BPM Electric Ltd
GP-2022-03487 | 2022-11-08 | 4812 FAIRMONT STREET, Vancouver, BC V5R 3V2 | Gas Permit | Residential | Renovation | Completed | Residential - furnace re&re | Flame Co Heating Services Ltd
NULL | NULL | 4838 FAIRMONT STREET, Vancouver, BC V5R 3V2 | Gas Permit | Residential | Renovation | Withdrawn | Residential - Replace furnace | NULL
GP-2023-00303 | 2023-01-26 | 4838 FAIRMONT STREET, Vancouver, BC V5R 3V2 | Gas Permit | Residential | Renovation | Completed | Residential - Replace Furnace | Cambie Plumbing & Heating Ltd
GP-2023-04069 | 2023-12-17 | 5198 FAIRMONT STREET, Vancouver, BC V5R 3V3 | Gas Permit | Residential | Renovation | Issued | Residential - Boiler Replacement | Incircle Service Group Inc
GP-2023-02668 | 2023-09-11 | 5421 FLEMING STREET, Vancouver, BC V5P 3E8 | Gas Permit | Residential | Renovation | Completed | Residential - Re and re boiler | Lambert Plumbing & Heating
GP-2023-03085 | 2023-10-16 | 2685 ETON STREET, Vancouver, BC V5K 1J9 | Gas Permit | Residential | Renovation | Completed | Residential - Re & Re boiler | Eaton's Heating Ltd
GP-2023-01375 | 2023-04-27 | 2728 ETON STREET, Vancouver, BC V5K 1K3 | Gas Permit | Residential | Tenant Improvement | Completed | Residential - Installing Tankless Hot Water Tank | Moore & Russell Heating Ltd
MP-2022-00575 | 2022-11-17 | 2728 ETON STREET, Vancouver, BC V5K 1K3 | Mechanical Permit | NULL | NULL | Completed | NULL | Moore And Russell Heating And Air Conditioning Ltd
EP-2022-06137 | 2022-07-22 | 2728 ETON STREET, Vancouver, BC V5K 1K3 | Electrical Permit | Residential | Tenant Improvement | Issued | Installation / Repair - Residential - Service Upgrade to 200A Electrical installation of heat pump after service upgrade BP not required Mechanical Permit MP-2022-00575 >Permit Amendment Nov 30, 2023 -"New load calculation provided that includes future EV and Heat Pump" -"New load calculation provided" *Document(s) uploaded to "Application Documents" tab for Electrical Inspector review. Documents are at pending status at time of permit amendment approval **Amend 12/19/2022** Please amend the scope of work to include the checklist as "Grounding/Bonding" as this is a service upgrade to 200amps also. Please correct the checklist to include "Grounding/Bonding". We are unable to change the checklist on our end, | Moore And Russell Heating And Air Conditioning Ltd
EP-2022-06075 | 2022-09-23 | 2767 ETON STREET, Vancouver, BC V5K 1K2 | Electrical Permit | Residential | Tenant Improvement | Completed | Installation / Repair - Residential - Service upgrade from 100A-200A, Electrical install of heat pump after, Mechanical permit will be obtained. >>Amend: Oct. 24th -Please amend the application to include scope of work: MP-2022-00289 (Issued Grounding/Bonding as this is a service upgrade | Moore And Russell Heating And Air Conditioning Ltd
MP-2022-00289 | 2022-09-27 | 2767 ETON STREET, Vancouver, BC V5K 1K2 | Mechanical Permit | NULL | NULL | Completed | NULL | Moore And Russell Heating And Air Conditioning Ltd
EP-2022-00065 | 2022-01-24 | 2798 ETON STREET, Vancouver, BC V5K 1K3 | Electrical Permit | Residential | Addition | Completed | Installation / Repair - Residential - New service upgrade Existing Service is 100A 120/208V single phase Future Electric Vehicle Charger/ chargers *Check for legal suite before final inspection -CF-2020-016701 work????? BP required??? | Sato Electric Ltd
EP-2024-00508 | 2024-01-29 | 2264 FERNDALE STREET, Vancouver, BC V5L 1Y5 | Electrical Permit | Residential | Renovation | Issued | Installation / Repair - Residential - Wiring for enclosed rear deck - add 4 plugs to meet code requirements - add 12 pot lights throughout, including stairs - add 2 exterior plugs next to new entrances to meet code - add 2 exterior lights for new entrances - add 1 baseboard heater >BP: Building Permit for DP-2023-00369 Exterior and interior alterations to validate additions to this single detached house with secondary suite on this site. Scope of work includes enclosed rear deck, stairs to basement, removal and additions of walls and windows. engineering note: No new fixtures. all exterior work is completed so no construction coming in through street. | New Moon Electric Ltd
EP-2022-07896 | 2022-09-23 | 6162 FLEMING STREET, Vancouver, BC V5P 3G8 | Electrical Permit | Residential | New | Completed | Installation / Repair - Residential - Rough in and plating of security system, telephone, TV -Complete security system installation >BP: To construct a two-storey two-family dwelling with one secondary suites ($726,300) located in the basement, with a detached accessory building (garage) at the rear providing 2 parking spaces and a surface parking, having vehicular access from the lane. | Tuong Su
PP-2022-01344 | 2022-04-22 | 6162 FLEMING STREET, Vancouver, BC V5P 3G8 | Plumbing Permit | Residential | New | Completed | Residential - 2FD+SS- SOUTH SIDE - 6160 FLEMING ST NORTH SIDE - 6162 FLEMING ST - #1 & #2 Installation of plumbing fixtures (DUPLEX) To construct a two-storey two-family dwelling with one secondary suites located in the basement, with a detached accessory building (garage) at the rear providing 2 parking spaces and a surface parking, having vehicular access from the lane. Note: This is a 2 storey building pursuant to the Zoning and Development By-Law 1. Covenant registered at the Land Title Office under CA8951418 2. No strata titling permitted 3. A/C units proposed 4. Bar sinks proposed | Century Twenty One Gas & Heating Co. Ltd
PP-2022-01306 | 2022-04-19 | 6162 FLEMING STREET, Vancouver, BC V5P 3G8 | Plumbing Permit | Residential | New | Completed | Residential - 2FD+SS - SOUTH SIDE - 6160 FLEMING ST NORTH SIDE - 6162 FLEMING ST - #1 & #2 Install out sump and storm ,sanitary connections To construct a two-storey two-family dwelling with one secondary suites located in the basement, with a detached accessory building (garage) at the rear providing 2 parking spaces and a surface parking, having vehicular access from the lane. Note: This is a 2 storey building pursuant to the Zoning and Development By-Law 1. Covenant registered at the Land Title Office under CA8951418 2. No strata titling permitted 3. A/C units proposed 4. Bar sinks proposed AMEND: JULY 21/2023 Add 2 another sump in this permit total 3. The inspector had already received the engineer letter | Nihal Excavating & Landscaping Ltd
EP-2022-02331 | 2022-03-25 | 6162 FLEMING STREET, Vancouver, BC V5P 3G8 | Electrical Permit | Residential | New | Completed | Installation / Repair - Residential - New construction Duplex >BP: To construct a two-storey two-family dwelling with one secondary suites ($726,300) located in the basement, with a detached accessory building (garage) at the rear providing 2 parking spaces and a surface parking, having vehicular access from the lane. Note: This is a 2 storey building pursuant to the Zoning and Development By-Law 1. Covenant registered at the Land Title Office under CA8951418 2. No strata titling permitted 3. A/C units proposed 4. Bar sinks proposed 5. Schedule B: CTC Tang P. Eng (778) 628-8816 Structural 6. Schedule B: Enrico De Castro P. Eng. (604) 421-3288 Geotechnical 7. HPO: Residential Builder - PD Moore Homes Inc. 36509 Address Note: 6160 Fleming St - 1st, 2nd & 3rd storey (South-side Unit) #1 - 6162 - 1st, 2nd & 3rd storey (North-side unit) #2 - 6162 - Basement East side (sec suite) Addresses assigned per the approved plans, Fire and Emergency street access (walkway) to the secondary suite is from the North side. Street access must be provided & maintained at all times and the building addresses posted to be visible from the street in accordance with the Building By-law prior to Final Inspection. ****ALL PROJECT COORINATOR NOTES HAS BEEN ACCEPTED BY THE APPLICANT**** ******THIS PERMIT HAS BEEN ISSUED UNDER THE REQUIREMENTS OF VBBL #12511 (2019)****** | Prabhjot Singh Battu
MP-2022-00121 | 2022-08-18 | 6162 FLEMING STREET, Vancouver, BC V5P 3G8 | Mechanical Permit | NULL | NULL | Completed | NULL | Century Twenty One Gas & Heating Co. Ltd
GP-2022-02298 | 2022-08-05 | 6162 FLEMING STREET, Vancouver, BC V5P 3G8 | Gas Permit | Residential | New | Completed | Residential - 2FD+SS - SOUTH - 6160 FLEMING ST NORTH - 6162 FLEMING ST - #1 & #2 Installation of gas appliances in Duplex house. PIPING ONLY ON 2 RANGES To construct a two-storey two-family dwelling with one secondary suites located in the basement, with a detached accessory building (garage) at the rear providing 2 parking spaces and a surface parking, having vehicular access from the lane. Note: This is a 2 storey building pursuant to the Zoning and Development By-Law 1. Covenant registered at the Land Title Office under CA8951418 2. No strata titling permitted 3. A/C units proposed 4. Bar sinks proposed AMEND: MAY 17/2023 2 Range to piping only | Century Twenty One Gas & Heating Co. Ltd
SP-2022-01214 | 2022-07-29 | 6162 FLEMING STREET, Vancouver, BC V5P 3G8 | Sprinkler Permit | Residential | New | Completed | Residential - 2FD+SS - SOUTH - 6160 FLEEMING ST NORTH - 6162 FLEMING ST - #1 & #2 new sprinkler system To construct a two-storey two-family dwelling with one secondary suites located in the basement, with a detached accessory building (garage) at the rear providing 2 parking spaces and a surface parking, having vehicular access from the lane. Note: This is a 2 storey building pursuant to the Zoning and Development By-Law 1. Covenant registered at the Land Title Office under CA8951418 2. No strata titling permitted 3. A/C units proposed 4. Bar sinks proposed | Haven Fire Protection Ltd
EP-2023-09719 | 2023-11-07 | 6207 FLEMING STREET, Vancouver, BC V5P 3G7 | Electrical Permit | Residential | Addition | Completed | Installation / Repair - Residential - Provide associated wiring for a new solar array on the roof, the system is a grid-tie-only .Install a sub panel for the Solar Breaker. >BP: To install 22 solar panels on the roof of this existing one family dwelling with a secondary suite on this site. Ok for DTI as per Manuel Meier | Haven Solar Inc
EP-2023-05531 | 2023-06-21 | 51 E PENDER STREET, Vancouver, BC V6A 1S9 | Electrical Permit | Commercial | Addition | Completed | Installation / Repair - Commercial - Install additional power, AV device boxes. >BP: Interior alterations to renovate the existing museum in this existing Municipally Designated Heritage Register 'B' building on this site. | DLP Electrical Ltd
MP-2023-00521 | 2023-03-28 | 2147 E PENDER STREET, Vancouver, BC V5L 1X3 | Mechanical Permit | NULL | NULL | Completed | NULL | Green Mountain Solutions Inc
EP-2023-02719 | 2023-04-13 | 2147 E PENDER STREET, Vancouver, BC V5L 1X3 | Electrical Permit | Residential | Renovation | Completed | Installation / Repair - Residential - wiring for a heat pump *MP-2023-00521 | David Stein
GP-2023-00011 | 2023-01-04 | 5242 FAIRMONT STREET, Vancouver, BC V5R 3V3 | Gas Permit | Residential | Renovation - Dwelling Unit(s) only | Completed | Residential - RE & RE HOT WATER SYSTEM | 484081 BC LTD
EP-2023-04225 | 2023-05-23 | 3434 FALAISE AVENUE, Vancouver, BC V5M 4C1 | Electrical Permit | Residential | Renovation | Completed | Installation / Repair - Residential - Repair damaged mast for hastings community little league at falaise park. prepare for reconnection -Reconnection of service, it was disconnected due to a rottting wood structure. It has since been replaced, and the service will be brought up to current code and reconnected. | Castle Electric Inc
NULL | NULL | 4858 ELDORADO MEWS, Vancouver, BC | Electrical Permit | Residential | Addition | Withdrawn | Installation / Repair - Residential - install camera | Cascade Communications & Security Inc
GP-2022-03022 | 2022-10-05 | 4114 ELGIN STREET, Vancouver, BC V5V 4R4 | Gas Permit | Residential | Renovation | Completed | Residential - Re&re boiler (BTU 120.000) | Milani Plumbing Heating & Air Conditioning Ltd
PP-2022-04029 | 2022-11-08 | 4115 ELGIN STREET, Vancouver, BC V5V 4R3 | Plumbing Permit | Residential | New | Issued | Residential - 1FD+SS - #1 & #2 - Install one outside storm sump | PTL Contracting Ltd
EP-2023-00306 | 2023-01-17 | 4115 ELGIN STREET, Vancouver, BC V5V 4R3 | Electrical Permit | Residential | New | Expired | Temporary Power - Residential - To provide temporary power. | Sher Electrical Service ltd
EP-2023-03809 | 2023-08-16 | 4115 ELGIN STREET, Vancouver, BC V5V 4R3 | Electrical Permit | Residential | New | Issued | Installation / Repair - Residential - New Construction. Electrical work. >Permit Amendment Aug 22, 2023: -"Updated load calculation" *Document(s) uploaded to "Application Documents" tab for Electrical Inspector review. Documents are at pending status at time of permit amendment approval. Electrical contractor to request an electrical inspection online for the District Electrical Inspector to review document(s) Electrical Inspection Requests: https://plposweb.vancouver.ca/Public/Login.aspx >BP: To construct a 2 storey + basement one-family dwelling with a secondary suite ($607,750) located in the basement. Note: Parking for the site has been provided under DB-2022-01047 (Laneway House) The entire building, INCLUDING THE ATTACHED GARAGE (if applicable), to be sprinklered to NFPA 13D. 1- Covenant registered at the Land Title Office under CB172803 2- No strata titling permitted 3- No Bar sink proposed 4- A/C unit proposed on second storey 5- Schedule B: Xue Li Chen P.Eng (778.235.5447) Architectural, Structural, & Geotechnical 6- HPO: Residential Builder - Animark Holdings Ltd. | Sher Electrical Service ltd
GP-2023-01718 | 2023-06-02 | 4115 ELGIN STREET, Vancouver, BC V5V 4R3 | Gas Permit | Residential | New | Issued | Residential - 1 Range & 1 BBQ There is pipping for BBQ >BP: To construct a 2 storey + basement one-family dwelling with a secondary suite | JOT MECHANICAL LTD
MP-2023-00555 | 2023-03-31 | 4115 ELGIN STREET, Vancouver, BC V5V 4R3 | Mechanical Permit | NULL | NULL | Issued | NULL | Mann Plumbing and Heating (2019) Ltd
PP-2023-01015 | 2023-03-23 | 4115 ELGIN STREET, Vancouver, BC V5V 4R3 | Plumbing Permit | Residential | New | Issued | Residential - New home plumbing >BP: To construct a 2 storey + basement one-family dwelling with a secondary suite ($607,750) located in the basement. Note: Parking for the site has been provided under DB-2022-01047 (Laneway House) The entire building, INCLUDING THE ATTACHED GARAGE (if applicable), to be sprinklered to NFPA 13D. 1- Covenant registered at the Land Title Office under CB172803 2- No strata titling permitted 3- No Bar sink proposed 4- A/C unit proposed on second storey 5- Schedule B: Xue Li Chen P.Eng (778.235.5447) Architectural, Structural, & Geotechnical 6- HPO: Residential Builder - Animark Holdings Ltd. | Mann Plumbing and Heating (2019) Ltd
SP-2023-01461 | 2023-08-09 | 4115 ELGIN STREET, Vancouver, BC V5V 4R3 | Sprinkler Permit | Residential | New | Issued | Residential - 1FD+SS - #1 & #2 - Install sprinklers in sfd >DB: To construct a 2 storey + basement one-family dwelling with a secondary suite located in the basement. Note: Parking for the site has been provided under DB-2022-01047 (Laneway House) The entire building, INCLUDING THE ATTACHED GARAGE (if applicable), to be sprinklered to NFPA 13D. 1- Covenant registered at the Land Title Office under CB172803 2- No strata titling permitted 3- No Bar sink proposed 4- A/C unit proposed on second storey ***This permit is issued under the VBBL 2019, with updated energy requirements as per bylaw # 12997 effective Jan 01, 2022.***. | Gold Key Fire Protection Ltd
EP-2023-07288 | 2023-08-10 | 4115 ELGIN STREET, Vancouver, BC V5V 4R3 | Electrical Permit | Residential | New | Issued | Installation / Repair - Residential - Installation of Extra Low Voltage; Cable Telephone Audio Video Security Cameras. >BP: To construct a 2 storey + basement one-family dwelling with a secondary suite ($607,750) located in the basement. Note: Parking for the site has been provided under DB-2022-01047 (Laneway House) The entire building, INCLUDING THE ATTACHED GARAGE (if applicable), to be sprinklered to NFPA 13D. 1- Covenant registered at the Land Title Office under CB172803 2- No strata titling permitted 3- No Bar sink proposed 4- A/C unit proposed on second storey 5- Schedule B: Xue Li Chen P.Eng (778.235.5447) Architectural, Structural, & Geotechnical 6- HPO: Residential Builder - Animark Holdings Ltd. ***This permit is issued under the VBBL 2019, with updated energy requirements as per bylaw # 12997 effective Jan 01, 2022.***. | Comwest Electrical and Media Contractors Inc
EP-2022-09244 | 2022-10-31 | 4121 ELGIN STREET, Vancouver, BC V5V 4R3 | Electrical Permit | Residential | Addition | Completed | Installation / Repair - Residential - upgrade existing 100A OHS to 200A OHS. New main panel and breakers as required to reefed existing loads. No additional wiring or loads being added at this time. | ACE Integrated Systems Ltd
GP-2022-02653 | 2022-09-02 | 2827 ETON STREET, Vancouver, BC V5K 1K4 | Gas Permit | Residential | Renovation | Completed | Residential - Boiler replacement | Maple Furnace Heating & Air Conditioning
MP-2022-00179 | 2022-09-01 | 2831 ETON STREET, Vancouver, BC V5K 1K4 | Mechanical Permit | NULL | NULL | Completed | NULL | Moore And Russell Heating And Air Conditioning Ltd
EP-2022-06186 | 2022-07-22 | 2831 ETON STREET, Vancouver, BC V5K 1K4 | Electrical Permit | Residential | Tenant Improvement | Completed | Installation / Repair - Residential - - No change to existing service - Electrical install for heat pump - BP not required - Mechanical Permit MP-2022-00179: Issued | Moore And Russell Heating And Air Conditioning Ltd
GP-2023-01056 | 2023-03-27 | 2835 ETON STREET, Vancouver, BC V5K 1K4 | Gas Permit | Residential | Addition | Completed | Residential - TO INSTALL 1 BOILER | BC Care Heating Services Ltd
MP-2023-00543 | 2023-03-30 | 2854 ETON STREET, Vancouver, BC V5K 1K5 | Mechanical Permit | NULL | NULL | Completed | NULL | Moore And Russell Heating And Air Conditioning Ltd
EP-2023-02814 | 2023-04-14 | 2854 ETON STREET, Vancouver, BC V5K 1K5 | Electrical Permit | Residential | Tenant Improvement | Completed | Installation / Repair - Residential - Electrical installation for Moovair system MP-2023-00543 | Moore And Russell Heating And Air Conditioning Ltd
EP-2022-08109 | 2022-09-27 | 4851 ELGIN STREET, Vancouver, BC V5V 4S2 | Electrical Permit | Residential | Renovation | Completed | Installation / Repair - Residential - Work in the garage: Relocate fixture, install (2) new light fixture with switch + add receptacle, sub panel to be added, install 20amp rec, install 2 baseboard heaters w. thermostat. | Golden Leaf Electrical Services Ltd.
GP-2022-01051 | 2022-04-05 | 4961 ELGIN STREET, Vancouver, BC V5W 3J7 | Gas Permit | Residential | New | Completed | Residential - Gas To construct a 2-storey two-family dwelling with a detached accessory building (garage) at the rear providing 2 parking spaces, having vehicular access from the lane. The entire building, INCLUDING THE ATTACHED GARAGE (if applicable), to be sprinklered to NFPA 13D. NOTE: To achieve the required FSR a floor space exclusion of 2% has been applied to this application as per section 10.11.1 of the district schedule, to accommodate improved building performance. 1. A/C units proposed at rear yard 2. Schedule B Jason Hui P.Eng (778-319-3403) Structural & Geotechnical 3. BC Housing: 363644 Confirmation Number: 131387 | Lally Plumbing & Heating Ltd
EP-2022-02756 | 2022-04-05 | 4961 ELGIN STREET, Vancouver, BC V5W 3J7 | Electrical Permit | Residential | New | Completed | Installation / Repair - Residential - Alarm/Tel/Tv/Data rough in and complete Vacuum rough in only >BP: To construct a 2-storey two-family dwelling ($754,500.00) with a detached accessory building (garage) at the rear providing 2 parking spaces, having vehicular access from the lane. The entire building, INCLUDING THE ATTACHED GARAGE (if applicable), to be sprinklered to NFPA 13D. NOTE: To achieve the required FSR a floor space exclusion of 2% has been applied to this application as per section 10.11.1 of the district schedule, to accommodate improved building performance. 1. A/C units proposed at rear yard 2. Schedule B Jason Hui P.Eng (778-319-3403) Structural & Geotechnical 3. BC Housing: 363644 Confirmation Number: 131387 Note: This is a 2 storey building pursuant to the Zoning and Development By-Law All rooms adjacent to East and West exposing building face shall be sprinklered. NORTH UNIT 4961 Elgin St - One Family Dwelling (1st - 3rd floor) SOUTH UNIT 4963 Elgin St - One Family Dwelling (1st - 3rd floor) Any alterations or conversions to the attached garage (if applicable) to habitable living space shall not be permitted without first obtaining the approval of the Director of Planning and the Chief Building Official. Thermal protection measures and Laneway house design guidelines shall be required to be met prior to the approval of the conversion. ******THIS PERMIT HAS BEEN ISSUED UNDER THE REQUIREMENTS OF VBBL 2019****** | Summit Digital Systems Ltd
SP-2022-00884 | 2022-06-03 | 4961 ELGIN STREET, Vancouver, BC V5W 3J7 | Sprinkler Permit | Residential | New | Completed | Residential - install sprinklers head To construct a 2-storey two-family dwelling with a detached accessory building (garage) at the rear providing 2 parking spaces, having vehicular access from the lane. The entire building, INCLUDING THE ATTACHED GARAGE (if applicable), to be sprinklered to NFPA 13D. NOTE: To achieve the required FSR a floor space exclusion of 2% has been applied to this application as per section 10.11.1 of the district schedule, to accommodate improved building performance. 1. A/C units proposed at rear yard 2. Schedule B Jason Hui P.Eng (778-319-3403) Structural & Geotechnical 3. BC Housing: 363644 Confirmation Number: 131387 | RAHELU PLUMBING & HEATING LTD.
NULL | NULL | 4961 ELGIN STREET, Vancouver, BC V5W 3J7 | Electrical Permit | Residential | New | Withdrawn | Installation / Repair - Residential - new construction | Roop Electric Co Ltd
PP-2022-00618 | 2022-02-23 | 4961 ELGIN STREET, Vancouver, BC V5W 3J7 | Plumbing Permit | Residential | New | Completed | Residential - 2FD - NORTH UNIT - 4961 ELGIN ST SOUTH UNIT - 4963 ELGIN ST Plumbing To construct a 2-storey two-family dwelling with a detached accessory building (garage) at the rear providing 2 parking spaces, having vehicular access from the lane. The entire building, INCLUDING THE ATTACHED GARAGE (if applicable), to be sprinklered to NFPA 13D. 1. A/C units proposed at rear yard | Lally Plumbing & Heating Ltd
EP-2021-08373 | 2022-02-24 | 4961 ELGIN STREET, Vancouver, BC V5W 3J7 | Electrical Permit | Residential | New | Completed | Installation / Repair - Residential - New wiring for Duplex >BP: To construct a 2-storey two-family dwelling ($754,500.00) with a detached accessory building (garage) at the rear providing 2 parking spaces, having vehicular access from the lane. The entire building, INCLUDING THE ATTACHED GARAGE (if applicable), to be sprinklered to NFPA 13D. NOTE: To achieve the required FSR a floor space exclusion of 2% has been applied to this application as per section 10.11.1 of the district schedule, to accommodate improved building performance. 1. A/C units proposed at rear yard 2. Schedule B Jason Hui P.Eng (778-319-3403) Structural & Geotechnical 3. BC Housing: 363644 Confirmation Number: 131387 Note: This is a 2 storey building pursuant to the Zoning and Development By-Law All rooms adjacent to East and West exposing building face shall be sprinklered. NORTH UNIT 4961 Elgin St - One Family Dwelling (1st - 3rd floor) SOUTH UNIT 4963 Elgin St - One Family Dwelling (1st - 3rd floor) Any alterations or conversions to the attached garage (if applicable) to habitable living space shall not be permitted without first obtaining the approval of the Director of Planning and the Chief Building Official. Thermal protection measures and Laneway house design guidelines shall be required to be met prior to the approval of the conversion. | Roop Electric Co Ltd
NULL | NULL | 4988 ELGIN STREET, Vancouver, BC V5W 3J6 | Gas Permit | Residential | Renovation | Withdrawn | Residential - Miele 30" Gas Range | Han Appliances & Refrigeration Ltd
NULL | NULL | 4988 ELGIN STREET, Vancouver, BC V5W 3J6 | Gas Permit | Residential | Renovation | Draft | Residential - Miele 30" Gas Range | Han Appliances & Refrigeration Ltd
GP-2022-01779 | 2022-06-10 | 4988 ELGIN STREET, Vancouver, BC V5W 3J6 | Gas Permit | Residential | Renovation | Completed | Residential - Miele 30" Gas Range | Han Appliances & Refrigeration Ltd
EP-2022-04651 | 2022-06-02 | 5008 ELGIN STREET, Vancouver, BC V5W 3J6 | Electrical Permit | Residential | New | Expired | Temporary Power - Residential - To provide temporary power. | E G ELECTRICAL LTD.
PP-2022-04122 | 2022-11-16 | 5008 ELGIN STREET, Vancouver, BC V5W 3J6 | Plumbing Permit | Residential | New | Issued | Residential - Sumps | JVT EXCAVATING & DEMOLITION LTD
EP-2023-02866 | 2023-04-03 | 5008 ELGIN STREET, Vancouver, BC V5W 3J6 | Electrical Permit | Residential | New | Issued | Installation / Repair - Residential - security alarm installation, tv , tel , data , vacuum , doorbell , sound , cameras >BP: To construct a 2 storey one-family dwelling with a secondary suite located in the Basement ($650,000.00) with a detached accessory building (garage) ($10,000), at the rear providing 2 parking spaces and 1 open parking pad, having vehicular access from the lane. | Sidhu, Bhag Singh DBA: Astech Automation & Security Technologies
MP-2023-00446 | 2023-03-21 | 5008 ELGIN STREET, Vancouver, BC V5W 3J6 | Mechanical Permit | NULL | NULL | Issued | NULL | GAHEER Bros Mechanical Ltd
PP-2023-00734 | 2023-03-06 | 5008 ELGIN STREET, Vancouver, BC V5W 3J6 | Plumbing Permit | Residential | New | Issued | Residential - 1FD+SS - #1 & #2 - Plumbing >DB: To construct a 2 storey one-family dwelling with a secondary suite located in the Basement with a detached accessory building (garage), at the rear providing 2 parking spaces and 1 open parking pad, having vehicular access from the lane. 1. Covenant registered at the Land Title Office under CA9821477 2. No Strata Titling permitted 3. A/C proposed – Exterior component located in rear yard, Interior component located in closet on second floor. 4. Bar sink not proposed. | GAHEER Bros Mechanical Ltd
GP-2023-01450 | 2023-05-05 | 5008 ELGIN STREET, Vancouver, BC V5W 3J6 | Gas Permit | Residential | New | Issued | Residential - new gas piping >BP: To construct a 2 storey one-family dwelling with a secondary suite located in the Basement with a detached accessory building (garage) , at the rear providing 2 parking spaces and 1 open parking pad, having vehicular access from the lane. 1. Covenant registered at the Land Title Office under CA9821477 2. No Strata Titling permitted 3. A/C proposed – Exterior component located in rear yard, Interior component located in closet on second floor. 4. Bar sink not proposed. 5. Schedule B: (YATENDRA KUMAR SHARMA, P.ENG., 778-863-7076.) Structural & Geotechnical 6. HPO: Residential Builder- (MAXIMUS VISION GROUP LTD.) | GAHEER Bros Mechanical Ltd
EP-2023-04463 | 2023-06-12 | 5008 ELGIN STREET, Vancouver, BC V5W 3J6 | Electrical Permit | Residential | New | Issued | Installation / Repair - Residential - New electrical rough wiring and finishing with overhead 200 amp service *An approved mechanical permit is required for the installation of air conditioning or heat pump unit at the time of installation before an electrical inspection will be performed >BP: To construct a 2 storey one-family dwelling with a secondary suite located in the Basement ($650,000.00) with a detached accessory building (garage) ($10,000), at the rear providing 2 parking spaces and 1 open parking pad, having vehicular access from the lane. 1. Covenant registered at the Land Title Office under CA9821477 2. No Strata Titling permitted 3. A/C proposed – Exterior component located in rear yard, Interior component located in closet on second floor. 4. Bar sink not proposed. 5. Schedule B: (YATENDRA KUMAR SHARMA, P.ENG., 778-863-7076.) Structural & Geotechnical 6. HPO: Residential Builder- (MAXIMUS VISION GROUP LTD.) | E G ELECTRICAL LTD.
SP-2023-01149 | 2023-06-27 | 5008 ELGIN STREET, Vancouver, BC V5W 3J6 | Sprinkler Permit | Residential | New | Issued | Residential - New piping and sprinkler head installation >BP: To construct a 2 storey one-family dwelling with a secondary suite located in the Basement with a detached accessory building (garage) , at the rear providing 2 parking spaces and 1 open parking pad, having vehicular access from the lane. 1. Covenant registered at the Land Title Office under CA9821477 2. No Strata Titling permitted 3. A/C proposed – Exterior component located in rear yard, Interior component located in closet on second floor. 4. Bar sink not proposed. 5. Schedule B: (YATENDRA KUMAR SHARMA, P.ENG., 778-863-7076.) Structural & Geotechnical 6. HPO: Residential Builder- (MAXIMUS VISION GROUP LTD.) | MP FIRE PROTECTION LTD
GP-2023-01997 | 2023-07-04 | 5008 ELGIN STREET, Vancouver, BC V5W 3J6 | Gas Permit | Residential | New | Issued | Residential - 1 Fireplace Venting and hookup only >BP: To construct a 2 storey one-family dwelling with a secondary suite | REAL LIGHTING & FIREPLACES LTD
NULL | NULL | 5914 FRASER STREET, Vancouver, BC V5W 2Z7 | Gas Permit | Commercial | Tenant Improvement | Withdrawn | Commercial - Install four new roof top units, extend existing gas line & tie in. Tie in gas to existing unit heater | NULL
PP-2023-00931 | 2023-03-28 | 5914 FRASER STREET, Vancouver, BC V5W 2Z7 | Plumbing Permit | Commercial | Addition | Completed | Commercial - adding 2 toilets, 2 sinks and a hot water tank to existing plumbing >DB: To add to the rear of this one-storey commercial building, and to combine 5914 and 5920 Fraser St into one unit (retaining 5914 Fraser St), and to alter the exterior and interior to provide improvements for the new Retail Store tenant (Dollarama). Scope of work includes new rooftop units. | K2 MECHANICAL LTD
EP-2023-02851 | 2023-04-18 | 5914 FRASER STREET, Vancouver, BC V5W 2Z7 | Electrical Permit | Commercial | Addition | Completed | Installation / Repair - Commercial - Low voltage installation of security alarm system. >BP: To add to the rear of this one-storey commercial building, and to combine 5914 and 5920 Fraser St into one unit (retaining 5914 Fraser St), and to alter the exterior and interior to provide improvements for the new Retail Store tenant (Dollarama). Scope of work includes new rooftop units. OK for field review as per DBI S.Dyste. | ADT Security Services Canada Inc
EP-2023-00366 | 2023-01-17 | 5914 FRASER STREET, Vancouver, BC V5W 2Z7 | Electrical Permit | Commercial | Renovation | Completed | Installation / Repair - Commercial - demo redundant cabling, install new 400 amp service, install new branch circuits, new light fixtures, exits ,em lighting. receptacles in office, lunch rm & wash rm. low voltage cabling - data, audio system. >DB: To add to the rear of this one-storey commercial building, and to combine 5914 and 5920 Fraser St into one unit (retaining 5914 Fraser St), and to alter the exterior and interior to provide improvements for the new Retail Store tenant (Dollarama). Scope of work includes new rooftop units. | Gary B Willis
EP-2022-07395 | 2022-09-02 | 6027 FRASER STREET, Vancouver, BC V5W 2Z8 | Electrical Permit | Commercial | Addition | Issued | Installation / Repair - Commercial - To extend a 15amp receptacle to power a small cooler | Blue Wire LED Lighting And Electricals Incorporated
EP-2022-07374 | 2022-10-12 | 6027 FRASER STREET, Vancouver, BC V5W 2Z8 | Electrical Permit | Commercial | Tenant Improvement | Cancelled | Installation / Repair - Commercial - Secure all loose wires and safety check -The electrical inspector Paul Lehal was there yesterday. He saw some loose wires & boxes. He want to secure it and safety check. -check power for the cooler. put new same type breaker. | Five K Electric Ltd
GP-2022-03868 | 2022-12-05 | 6532 FREDERICK STREET, Vancouver, BC V5X 3T1 | Gas Permit | Residential | Renovation | Completed | Residential - gas furnace install replacement | ROMA Heating Ltd
EP-2023-01204 | 2023-02-13 | 1950 FRANKLIN STREET, Vancouver, BC V5L 1R2 | Electrical Permit | Commercial | Tenant Improvement | Completed | Installation / Repair - Commercial - New 15A microwave circuit, current one is on a general use lights/receptacle circuit. Add 15A receptacle for exhaust fan in mezzanine, currently extension cord running up from local receptacle to power this existing heat extraction fan. | ACE Integrated Systems Ltd
PP-2022-03541 | 2022-10-11 | 2023 FRANKLIN STREET, Vancouver, BC V5L 1R4 | Plumbing Permit | Commercial | Tenant Improvement | Completed | Commercial - Replacement of the Domestic Water System | Cambridge Plumbing Systems Ltd
MP-2023-00081 | 2023-01-19 | 2046 FRANKLIN STREET, Vancouver, BC V5L 1R3 | Mechanical Permit | NULL | NULL | Completed | NULL | 0994152 BC Ltd
EP-2023-00453 | 2023-01-20 | 2046 FRANKLIN STREET, Vancouver, BC V5L 1R3 | Electrical Permit | Residential | Tenant Improvement | Issued | Installation / Repair - Residential - Electrical to outdoor heat pump MP-2023-00081/ AC- 1588W | 0994152 BC Ltd
EP-2022-07273 | 2022-08-29 | 2148 FRANKLIN STREET, Vancouver, BC | Electrical Permit | Residential | Renovation | Issued | Installation / Repair - Residential - Relocate the conduit from the meter base to the disconnect >BP: Interior and exterior alterations to repair the fire damage, restore to multiple dwelling with 7 units and validate the rear deck at this existing 3 storey multiple dwelling building. There is a accepted generic AL on file for the existing exterior rear stairs. This project was reviewed under he 2014 VBBL Amend: Oct 31, 2022 Service: reconnect Amend: Feb 14, 2023 1) NEW FSR: Please remove Don Coleman from FSR and replace with Patrick Larson BFSR - 228664 2) NEW JOB VALUE: Pleas up job value to $65,000.00 3) NEW WORK DESCRIPTION: Rewire building as required, new devices and lighting as required 4) LOAD CALCS SUBMITTED WITH AMENDMENT REQUEST Amend Jun 02, 2023 -"Add a fire alarm system" | Wespac Electrical Contractor Ltd
PP-2023-00274 | 2023-01-27 | 2148 FRANKLIN STREET, Vancouver, BC | Plumbing Permit | Commercial | Renovation | Issued | Commercial - This property had a fire happen. We are re doing all of the old plumbing and heating and installing new fixtures >BP: Interior and exterior alterations to repair the fire damage, restore to multiple dwelling with 7 units and validate the rear deck at this existing 3 storey multiple dwelling building. There is a accepted generic AL on file for the existing exterior rear stairs. | BOUNDARY BAY MECHANICAL INC
MP-2023-00859 | 2023-05-16 | 2148 FRANKLIN STREET, Vancouver, BC | Mechanical Permit | NULL | NULL | Issued | NULL | BOUNDARY BAY MECHANICAL INC
EP-2023-09553 | 2023-10-26 | 2148 FRANKLIN STREET, Vancouver, BC | Electrical Permit | Residential | Renovation | Issued | Installation / Repair - Residential - Cameras, Cablevision. Intercom. >BP: Interior and exterior alterations to repair the fire damage, restore to multiple dwelling with 7 units and validate the rear deck at this existing 3 storey multiple dwelling building. There is a accepted generic AL on file for the existing exterior rear stairs. This project was reviewed under he 2014 VBBL | Torrent Technologies Ltd
GP-2023-02031 | 2023-07-06 | 3515 E PENDER STREET, Vancouver, BC V5K 2E2 | Gas Permit | Residential | Renovation | Completed | Residential - Re&re furnace | Milani Plumbing Heating & Air Conditioning Ltd
EP-2022-04817 | 2022-06-09 | 3582 E PENDER STREET, Vancouver, BC V5K 2E3 | Electrical Permit | Residential | New | Expired | Temporary Power - Residential - To provide temporary power. Valid Jun 9, 2022 - Jun 8, 2023 >BP: To construct a two-storey two-family dwelling with two secondary suites ($908,952.50) located in the basement, with a detached accessory building (garage) at the rear providing 2 parking spaces, having vehicular access from the lane. Note: This Building Permit will remain in a suspended status until the associated (green) Demolition Permit BP-2021-04446 is completed. 1. Covenant registered at the Land Title Office under CA9693033 2. No strata titling permitted 3. No A/C units proposed 4. No Bar sinks proposed 5. Schedule B: Vishnu Suresh, (778.522.1559) Structural & Geotechnical 6. HPO: Residential Builder - Pragati construction Ltd Address Note: FRONT UNIT #1-3582 E Pender St - One Family Dwelling (1st - 3rd floor) #2-3582 E Pender St - Secondary Suite (basement) BACK UNIT #1-3580 E Pender St - One Family Dwelling (1st - 3rd floor) #2-3580 E Pender St - Secondary Suite (basement) Address and suite numbers assigned as per approved plans for Fire and Emergency response. The address numbers are to be posted on the building to be visible from the street and the suite numbers are to be posted at the suite entries in accordance with the Building By-law prior to final inspection. ******THIS PERMIT HAS BEEN ISSUED UNDER THE REQUIREMENTS OF VBBL #12511 (2019)****** | Kooner Electrical Ltd
EP-2023-05198 | 2023-06-09 | 3582 E PENDER STREET, Vancouver, BC V5K 2E3 | Electrical Permit | Residential | New | Issued | Temporary Power - Residential - To provide temporary power. | Kooner Electrical Ltd
EP-2023-02659 | 2023-03-28 | 3582 E PENDER STREET, Vancouver, BC V5K 2E3 | Electrical Permit | Residential | New | Completed | Installation / Repair - Residential - EXTRA LOW VOLTAGE ROUGHING AND FINISH FOR ALARM SYSTEM AND COMMUNICATION CABLES >BP: To construct a two-storey two-family dwelling with two secondary suites ($908,952.50) located in the basement, with a detached accessory building (garage) at the rear providing 2 parking spaces, having vehicular access from the lane. Note: This Building Permit will remain in a suspended status until the associated (green) Demolition Permit BP-2021-04446 is completed. 1. Covenant registered at the Land Title Office under CA9693033 2. No strata titling permitted 3. No A/C units proposed 4. No Bar sinks proposed 5. Schedule B: Vishnu Suresh, (778.522.1559) Structural & Geotechnical 6. HPO: Residential Builder - Pragati construction Ltd ******THIS PERMIT HAS BEEN ISSUED UNDER THE REQUIREMENTS OF VBBL #12511 (2019)****** | Smarthomes Security Ltd.
EP-2023-01092 | 2023-02-10 | 3582 E PENDER STREET, Vancouver, BC V5K 2E3 | Electrical Permit | Residential | Addition | Completed | Installation / Repair - Residential - 200 Amps electrical overhead service with duplex meter base and electrical wiring for duplex >Permit Amendment Aug 29, 2023 -"Addition of generator for sump pump for unit 3580 East Pender St. Installation of transfer switch" >BP: To construct a two-storey two-family dwelling with two secondary suites ($908,952.50) located in the basement, with a detached accessory building (garage) at the rear providing 2 parking spaces, having vehicular access from the lane. Note: This Building Permit will remain in a suspended status until the associated (green) Demolition Permit BP-2021-04446 is completed. 1. Covenant registered at the Land Title Office under CA9693033 2. No strata titling permitted 3. No A/C units proposed 4. No Bar sinks proposed 5. Schedule B: Vishnu Suresh, (778.522.1559) Structural & Geotechnical 6. HPO: Residential Builder - Pragati construction Ltd ******THIS PERMIT HAS BEEN ISSUED UNDER THE REQUIREMENTS OF VBBL #12511 (2019)****** | SIGMA ELECTRICAL LTD
SP-2023-00368 | 2023-03-02 | 3582 E PENDER STREET, Vancouver, BC V5K 2E3 | Sprinkler Permit | Residential | New | Completed | Residential - 2FD+2SS - FRONT - 3582 E PENDER ST - #1 & #2 BACK - 3580 E PENDER ST - #1 & #2 Fire sprinkler installation >DB: To construct a two-storey two-family dwelling with two secondary suites located in the basement, with a detached accessory building (garage) at the rear providing 2 parking spaces, having vehicular access from the lane. Note: This Building Permit will remain in a suspended status until the associated (green) Demolition Permit BP-2021-04446 is completed. 1. Covenant registered at the Land Title Office under CA9693033 2. No strata titling permitted 3. No A/C units proposed 4. No Bar sinks proposed | Ecofire Sprinklers Ltd
PP-2022-03347 | 2022-09-23 | 3582 E PENDER STREET, Vancouver, BC V5K 2E3 | Plumbing Permit | Residential | New | Completed | Residential - sumps | Swift Site Services Ltd
PP-2022-04355 | 2022-12-07 | 3582 E PENDER STREET, Vancouver, BC V5K 2E3 | Plumbing Permit | Residential | New | Completed | Residential - Plumbing and Heating for 2 Duplex NOTE: Engineering Assurance letter will be submitted to the Plumbing Inspector on the site. Letter shall conform to the requirements of Vancouver Bulletin 2000-008-EL/P >BP: To construct a two-storey two-family dwelling with two secondary suites located in the basement, with a detached accessory building (garage) at the rear providing 2 parking spaces, having vehicular access from the lane. 1. Covenant registered at the Land Title Office under CA9693033 2. No strata titling permitted 3. No A/C units proposed 4. No Bar sinks proposed 5. Schedule B: Vishnu Suresh, (778.522.1559) Structural & Geotechnical 6. HPO: Residential Builder - Pragati construction Ltd Jan 3/24-AMEND Please Add 2 Sani Sump and 1 Storm Sump Pump | Any Kind Plumbing & Heating Ltd
NULL | NULL | 3582 E PENDER STREET, Vancouver, BC V5K 2E3 | Plumbing Permit | Residential | New | Draft | Residential - Plumbing & heating for the house | Any Kind Plumbing & Heating Ltd
MP-2023-00084 | 2023-01-19 | 3582 E PENDER STREET, Vancouver, BC V5K 2E3 | Mechanical Permit | NULL | NULL | Completed | NULL | Any Kind Plumbing & Heating Ltd
NULL | NULL | 3582 E PENDER STREET, Vancouver, BC V5K 2E3 | Gas Permit | Residential | New | Draft | Residential - Installation and connection of gas | Any Kind Plumbing & Heating Ltd
GP-2023-04173 | 2024-01-11 | 3582 E PENDER STREET, Vancouver, BC V5K 2E3 | Gas Permit | Residential | New | Completed | Residential - 2 Boilers, 2 BBQ's, 2 Ranges and 1 Generator Installation and connection of gas >BP: To construct a two-storey two-family dwelling with two secondary suites ($908,952.50) located in the basement, with a detached accessory building (garage) at the rear providing 2 parking spaces, having vehicular access from the lane. | Any Kind Plumbing & Heating Ltd
EP-2022-05712 | 2022-07-13 | 3590 E PENDER STREET, Vancouver, BC V5K 2E3 | Electrical Permit | Residential | New | Completed | Installation / Repair - Residential - The solar array is to be installed on the East and West main roof aspects of both addresses (3588 & 3590). Also a separate array for each dwelling is also added to the garage. 4x solar inverters (2 for each dwelling) are to be installed externally with accessible built-in rapid shutdown. For each dwelling 1x inverter will be installed on the main breaker panel (garage) and the other connected the sub-breaker panel (main house). All circuits are 240V 2-pole using TECK90 cabling. Installation of solar panels- 11.4KW system for front dwelling (3590 E Pender) and an 11.02KW system for the rear address (3588 E Pender). 4x solar inverters (2 for each dwelling) are to be installed externally with accessible built-in rapid shutdown. For each dwelling 1x inverter will be installed on the main breaker panel (garage) and the other connected the sub-breaker panel (main house). All circuits are 240V 2-pole using TECK90 cabling. See specific location for more info. Ref: Electrical permit no. EP-2022-00826 >BP: To construct a 2 storey two-family dwelling with 2 secondary suites located in the Basement ($1,090,750) with a detached accessory building (garage) and 1 open parking at the rear providing 2 parking spaces, having vehicular access from the lane. 1. Covenant to be registered at the Land Title Office prior to sheathing inspection 2. A/C proposed – Exterior component located in rear yard, Interior component located in second floor 3. No bar sink 4. Schedule B: Tsung-Hua Yang (604.729.0585) Structural & Geotechnical 5. HPO: Residential Builder- Leone Construction Inc 6. Rev #2: 2 heat pump condensers proposed and 1 gas BBQ **THIS PERMIT HAS BEEN ISSUED UNDER THE REQUIREMENTS OF VBBL #12511 (2019)** | Vancouver Solar And Electrical Ltd
EP-2022-00829 | NULL | 3590 E PENDER STREET, Vancouver, BC V5K 2E3 | Electrical Permit | Residential | New | Withdrawn | Installation / Repair - Residential - Rough-In Only for solar photovoltaics system. | Vancouver Solar And Electrical Ltd
EP-2022-00826 | 2022-02-14 | 3590 E PENDER STREET, Vancouver, BC V5K 2E3 | Electrical Permit | Residential | New | Completed | Installation / Repair - Residential - Rough-In only (for now) at both dwellings (front and rear addresses) for Solar Photovoltaics system. -For now the client just wants this separate permit for the solar rough-in wiring only and to call a final inspection on it. Another permit will be applied for when it comes to actually installing the solar array. This house is a Net-Zero passive home which it's entire build relies on the solar array. The City of Vancouver was made aware of the system 2 years ago and it was part of the application as the City also provided a target kWh solar generation which the solar system was designed and sized around. -Please double the cost of installation work to include front and rear dwelling. Please see Building Plans showing the solar system. BP: To construct a 2 storey two-family dwelling with 2 secondary suites located in the Basement ($1,090,750) with a detached accessory building (garage) and 1 open parking at the rear providing 2 parking spaces, having vehicular access from the lane. 1. Covenant to be registered at the Land Title Office prior to sheathing inspection 2. A/C proposed – Exterior component located in rear yard, Interior component located in second floor 3. No bar sink 4. Schedule B: Tsung-Hua Yang (604.729.0585) Structural & Geotechnical 5. HPO: Residential Builder- Leone Construction Inc 6. Rev #2: 2 heat pump condensers proposed and 1 gas BBQ Note: This is a 2 storey CHBA net zero building pursuant to the Zoning and Development By-Law | Vancouver Solar And Electrical Ltd
SP-2022-00068 | 2022-01-20 | 3590 E PENDER STREET, Vancouver, BC V5K 2E3 | Sprinkler Permit | Residential | New | Completed | Residential - NEW HOME >BP: To construct a 2 storey two-family dwelling with 2 secondary suites located in the Basement with a detached accessory building (garage) and 1 open parking at the rear providing 2 parking spaces, having vehicular access from the lane. Note: This Building Permit will remain in a suspended status until the associated (green) Demolition Permit BP-2021-01515 is completed. 1. Covenant to be registered at the Land Title Office prior to sheathing inspection 2. A/C proposed – Exterior component located in rear yard, Interior component located in second floor 3. No bar sink 4. Schedule B: Tsung-Hua Yang (604.729.0585) Structural & Geotechnical 5. HPO: Residential Builder- Leone Construction Inc 6. Rev #2: 2 heat pump condensers proposed and 1 gas BBQ Note: This is a 2 storey CHBA net zero building pursuant to the Zoning and Development By-Law Address Note: FRONT UNIT #1-3590 E Pender St - One Family Dwelling (1st & 2nd floor) #2-3590 E Pender St - Secondary Suite (basement) WEST UNIT #1-3588 E Pender St - One Family Dwelling (1st & 2nd floor) #2-3588 E Pender St - Secondary Suite (basement) Address and suite numbers assigned as per approved plans for Fire and Emergency response. The address numbers are to be posted on the building to be visible from the street and the suite numbers are to be posted at the suite entries in accordance with the Building By-law prior to final inspection. **THIS PERMIT HAS BEEN ISSUED UNDER THE REQUIREMENTS OF VBBL #12511 (2019)** | SBMS Construction Ltd
GP-2022-00228 | 2022-01-26 | 3590 E PENDER STREET, Vancouver, BC V5K 2E3 | Gas Permit | Residential | New | Completed | Residential - 3590 e pender istall 1 range 1 bbq 3588 e pender install 1 range 1 bbq 1 fire pit ** Amend 02/15/2022** please amend gas permit to add 2 gas dryers at 22,000btus and 1 gas range at 65,ooobtus to address 3590 e PENDER and 2 gas dryers at 22,000btus and 1 gas range at 65,000btus to address 3588 e pender. To construct a 2 storey two-family dwelling with 2 secondary suites located in the Basement with a detached accessory building (garage) and 1 open parking at the rear providing 2 parking spaces, having vehicular access from the lane. 1. Covenant to be registered at the Land Title Office prior to sheathing inspection 2. A/C proposed – Exterior component located in rear yard, Interior component located in second floor 3. No bar sink 4. Schedule B: Tsung-Hua Yang (604.729.0585) Structural & Geotechnical 5. HPO: Residential Builder- Leone Construction Inc 6. Rev #2: 2 heat pump condensers proposed and 1 gas BBQ | Symbolistic Heating Ltd
EP-2022-08278 | 2022-10-03 | 3615 E PENDER STREET, Vancouver, BC V5K 2E5 | Electrical Permit | Residential | Renovation | Completed | Installation / Repair - Residential - Full re-wire of existing heritage home. Secondary suite in basement. 200A service with double meter base on private pole. Electrical baseboards in suite. #1-3615 E Pender St - One Family Dwelling (1st & 2nd floor, north west portion of basement) #2-3615 E Pender St - Secondary Suite (south east portion of basement) MP-2022-00320 | F & S Electrical Ltd
PP-2022-03029 | 2022-08-30 | 3615 E PENDER STREET, Vancouver, BC V5K 2E5 | Plumbing Permit | Residential | Renovation | Completed | Residential - Installing all new plumbing in the house >BP: Minor exterior, interior improvements and a change of use from single family dwelling to single family dwelling with secondary suite to this existing building on this site. Scope of work includes interior layout changes, new basement, replacement of windows, electrical and plumbing. | Harry Dash Plumbing Ltd
EP-2022-10059 | 2022-11-29 | 3615 E PENDER STREET, Vancouver, BC V5K 2E5 | Electrical Permit | Residential | Renovation | Completed | Installation / Repair - Residential - Network cabling throughout house >BP: Minor exterior, interior improvements and a change of use from single family dwelling to single family dwelling with secondary suite to this existing building on this site. Scope of work includes interior layout changes, new basement, replacement of windows, electrical and plumbing. Schedule B - Structural - Richard Herfst - 604-553-0524 Ok for Field Review as per Kirat Kang - March 29, 2022 | BC Smart Homes Ltd
GP-2022-03437 | 2022-11-03 | 3615 E PENDER STREET, Vancouver, BC V5K 2E5 | Gas Permit | Residential | Renovation | Completed | Residential - GAS LINE TO ON DEMAND SYSTEM >BP: Minor exterior, interior improvements and a change of use from single family dwelling to single family dwelling with secondary suite to this existing building on this site. Scope of work includes interior layout changes, new basement, replacement of windows, electrical and plumbing. | SOUTHSIDE GAS SERVICES LTD
GP-2023-03863 | 2023-12-05 | 3665 E PENDER STREET, Vancouver, BC V5K 2E5 | Gas Permit | Residential | Renovation | Issued | Residential - Replace Furnace with new furnace Replace hot water tank with tankless system | Westmount Heating Ltd
GP-2022-03025 | 2022-10-05 | 3670 E PENDER STREET, Vancouver, BC V5K 2E4 | Gas Permit | Residential | Renovation | Completed | Residential - Re&re hot water tank (btu 40.000) | Milani Plumbing Heating & Air Conditioning Ltd
NULL | NULL | 3244 E PENDER STREET, Vancouver, BC V5K 2C6 | Gas Permit | Residential | New | Draft | Residential - Replacment of old stove with new. | NULL
GP-2023-02436 | 2023-08-25 | 3244 E PENDER STREET, Vancouver, BC V5K 2C6 | Gas Permit | Residential | New | Cancelled | Residential - 1 Range Replacement of old gas stove with new gas stove | Christopher Sterling
PP-2022-04281 | 2022-11-29 | 3248 E PENDER STREET, Vancouver, BC V5K 2C6 | Plumbing Permit | Residential | New | Completed | Residential - one sump with pump one sump without pump NOTE: Engineering Assurance letter will be submitted to the Plumbing Inspector on the site. Letter shall conform to the requirements of Vancouver Bulletin 2000-008-EL/PL. April 18-2023-AMEND Engineer letter uploaded | Bhullar Excavating and Demolition
MP-2023-00093 | 2023-01-22 | 3248 E PENDER STREET, Vancouver, BC V5K 2C6 | Mechanical Permit | NULL | NULL | Completed | NULL | Killarney Mechanical Ltd
PP-2023-00088 | 2023-01-10 | 3248 E PENDER STREET, Vancouver, BC V5K 2C6 | Plumbing Permit | Residential | New | Completed | Residential - plumbing >BP: To construct a 2 story two-family dwelling with 2 secondary suites located in the Basement with a detached accessory building (garage) and 1 open parking at the rear providing 2 parking spaces, having vehicular access from the lane. 1. Covenant registered at the Land Title Office under CB56537 2. A/C proposed – Exterior components located in front & rear yard, Interior component located in basement. 3. Bar sink not proposed. 4. Schedule B: (Ke Jian Ma) P.Eng (604-599-8890) Structural 5. Schedule B: (Jian Zhong Jin) P.Eng (604-362-7021) Geotechnical 6. HPO: Residential Builder- (Westcoast 4 homes Ltd.) | Killarney Mechanical Ltd
EP-2022-06653 | 2022-08-08 | 3248 E PENDER STREET, Vancouver, BC V5K 2C6 | Electrical Permit | Residential | New | Expired | Temporary Power - Residential - To provide temporary power. | FER Electrical Ltd
GP-2023-00432 | 2023-02-08 | 3248 E PENDER STREET, Vancouver, BC V5K 2C6 | Gas Permit | Residential | New | Completed | Residential - Complete 2 boilers, 4 range ,2 bbq only. >BP: To construct a 2 storey two-family dwelling with 2 secondary suites located in the Basement ($948,000.00) with a detached accessory building (garage) and 1 open parking at the rear providing 2 parking spaces, having vehicular access from the lane. | Deep Gas Fitting Ltd.
EP-2023-01059 | 2023-02-08 | 3248 E PENDER STREET, Vancouver, BC V5K 2C6 | Electrical Permit | Residential | New | Completed | Installation / Repair - Residential - Install Low Voltage wiring (networking), Alarm, CCTV, Data, Tel. Rough-In and Finishing >BP: To construct a 2 storey two-family dwelling with 2 secondary suites located in the Basement ($948,000.00) with a detached accessory building (garage) and 1 open parking at the rear providing 2 parking spaces, having vehicular access from the lane. 1. Covenant registered at the Land Title Office under CB56537 2. A/C proposed – Exterior components located in front & rear yard, Interior component located in basement. 3. Bar sink not proposed. 4. Schedule B: (Ke Jian Ma) P.Eng (604-599-8890) Structural 5. Schedule B: (Jian Zhong Jin) P.Eng (604-362-7021) Geotechnical 6. HPO: Residential Builder- (Westcoast 4 homes Ltd.) Note: This is a 2 storey building pursuant to the Zoning and Development By-Law **THIS PERMIT HAS BEEN ISSUED UNDER THE REQUIREMENTS OF VBBL #12511 (2019) ** | Magnificent Security Inc.
SP-2023-00181 | 2023-01-31 | 3248 E PENDER STREET, Vancouver, BC V5K 2C6 | Sprinkler Permit | Residential | New | Completed | Residential - Piping and fixture installation >BP: To construct a 2 storey two-family dwelling with 2 secondary suites located in the Basement ($948,000.00) with a detached accessory building (garage) and 1 open parking at the rear providing 2 parking spaces, having vehicular access from the lane. 1. Covenant registered at the Land Title Office under CB56537 2. A/C proposed – Exterior components located in front & rear yard, Interior component located in basement. 3. Bar sink not proposed. 4. Schedule B: (Ke Jian Ma) P.Eng (604-599-8890) Structural 5. Schedule B: (Jian Zhong Jin) P.Eng (604-362-7021) Geotechnical 6. HPO: Residential Builder- (Westcoast 4 homes Ltd.) Note: This is a 2 storey building pursuant to the Zoning and Development By-Law **THIS PERMIT HAS BEEN ISSUED UNDER THE REQUIREMENTS OF VBBL #12511 (2019) ** | RG Plumbing Ltd
EP-2023-01230 | 2023-02-27 | 3248 E PENDER STREET, Vancouver, BC V5K 2C6 | Electrical Permit | Residential | New | Completed | Installation / Repair - Residential - NEW SERVICE , ROUGH WIRING AND FINISHING >BP: To construct a 2 storey two-family dwelling with 2 secondary suites located in the Basement ($948,000.00) with a detached accessory building (garage) and 1 open parking at the rear providing 2 parking spaces, having vehicular access from the lane. 1. Covenant registered at the Land Title Office under CB56537 2. A/C proposed – Exterior components located in front & rear yard, Interior component located in basement. 3. Bar sink not proposed. 4. Schedule B: (Ke Jian Ma) P.Eng (604-599-8890) Structural 5. Schedule B: (Jian Zhong Jin) P.Eng (604-362-7021) Geotechnical 6. HPO: Residential Builder- (Westcoast 4 homes Ltd.) Note: This is a 2 storey building pursuant to the Zoning and Development By-Law **THIS PERMIT HAS BEEN ISSUED UNDER THE REQUIREMENTS OF VBBL #12511 (2019) ** *Mar 11, 2023 Amendment -Service size change from 400A to 200A | FER Electrical Ltd
GP-2022-00675 | 2022-03-02 | 6620 EAST BOULEVARD, Vancouver, BC V6P 5R1 | Gas Permit | Residential | Renovation - Dwelling Unit(s) only | Completed | Residential - REPLACEMENT OF FURNACE | 484081 BC LTD
EP-2023-10860 | 2023-12-05 | 6656 EAST BOULEVARD, Vancouver, BC V6P 5R1 | Electrical Permit | Residential | Renovation | Issued | Installation / Repair - Residential - Rewiring the house (main level and second floor ) and add pot light and change electrical panel 100 amp -change old existing electrical panel for more safety >Permit Amendment Jan 16, 2024 -Work Description + Installation Details: Amended 1)Change and relocation of electrical panel 2)Relocation of dryer and washer in Landry room 3)add 4 smoke detector wiring in basement and connect to upstairs 4)check outlet and switches in basement 5) new grounding and bonding -Document Review: Rejected ¦ -Please book an electrical inspection online and upload documents for the District Electrical Inspector to review -Electrical Inspections Request: https://plposweb.vancouver.ca/Public/Login.aspx -Include "Document review only" in the requestor comment | Pacific Total Electric Ltd
EP-2022-02064 | 2022-03-21 | 8228 EAST BOULEVARD, Vancouver, BC V6P 5R6 | Electrical Permit | Residential | New | Expired | Temporary Power - Residential - To provide temporary power. | Amco & Harp Electric Ltd
PP-2022-01389 | 2022-04-25 | 8228 EAST BOULEVARD, Vancouver, BC V6P 5R6 | Plumbing Permit | Residential | New | Completed | Residential - 1FD+SS - #1 & #2 - Install One sump without pump To construct a 2 storey + basement one-family dwelling with a secondary suite located in the basement with a detached accessory building (garage), at the rear providing 2 parking spaces, having vehicular access from the lane. Note: This is a 2 storey building pursuant to the Zoning and Development By-Law 1- Covenant registered at the Land Title Office under CA9573875 2- No strata titling permitted 3- No bar sink proposed 4- A/C unit proposed in the rear yard | Van-City Excavating Ltd
PP-2023-02044 | 2023-06-09 | 8228 EAST BOULEVARD, Vancouver, BC V6P 5R6 | Plumbing Permit | Residential | New | Completed | Residential - new irrigation >BP: To construct a 2 storey + basement one-family dwelling with a secondary suite located in the basement with a detached accessory building (garage), at the rear providing 2 parking spaces, having vehicular access from the lane. | Lucky Five Eight Plumbing & Heating Ltd
PP-2022-02488 | 2022-07-18 | 8228 EAST BOULEVARD, Vancouver, BC V6P 5R6 | Plumbing Permit | Residential | New | Completed | Residential - Plumbing | KSS Mechanical Ltd
EP-2022-08968 | 2022-10-21 | 8228 EAST BOULEVARD, Vancouver, BC V6P 5R6 | Electrical Permit | Residential | New | Completed | Installation / Repair - Residential - New house wiring and finishing including new service install 200 A and legal suite >BP: To construct a 2 storey + basement one-family dwelling with a secondary suite ($1,181,575) located in the basement with a detached accessory building (garage), at the rear providing 2 parking spaces, having vehicular access from the lane. Note: This Building Permit will remain in a suspended status until the associated (green) Demolition Permit BP-2021-01302 is completed. Note: This is a 2 storey building pursuant to the Zoning and Development By-Law 1- Covenant registered at the Land Title Office under CA9573875 2- No strata titling permitted 3- No bar sink proposed 4- A/C unit proposed in the rear yard 5- Schedule B: Tsung-Hua Yang, P. Eng. (604-729-0585) Structural & Geotechnical 4- HPO: Residential Builder - Enrich Custom Homes Ltd. Address number assigned as per approved plans for Fire and Emergency response. The address number is to be posted and to the building and to be visible from the street in accordance with the Building By-law prior to final inspection. ******THIS PERMIT HAS BEEN ISSUED UNDER THE REQUIREMENTS OF VBBL #12511 (2019)****** | Amco & Harp Electric Ltd
EP-2022-08911 | 2022-10-19 | 8228 EAST BOULEVARD, Vancouver, BC V6P 5R6 | Electrical Permit | Residential | New | Completed | Installation / Repair - Residential - Cable, internet, tel, speakers, security prewire, cameras, doorbell, blinds >Permit Amendment Oct 05, 2023 -"Amend permit to also include security alarm finishing and Control4 Automation smart lighting" >BP: To construct a 2 storey + basement one-family dwelling with a secondary suite ($1,181,575) located in the basement with a detached accessory building (garage), at the rear providing 2 parking spaces, having vehicular access from the lane. Note: This is a 2 storey building pursuant to the Zoning and Development By-Law 1- Covenant registered at the Land Title Office under CA9573875 2- No strata titling permitted 3- No bar sink proposed 4- A/C unit proposed in the rear yard 5- Schedule B: Tsung-Hua Yang, P. Eng. (604-729-0585) Structural & Geotechnical 4- HPO: Residential Builder - Enrich Custom Homes Ltd. ******THIS PERMIT HAS BEEN ISSUED UNDER THE REQUIREMENTS OF VBBL #12511 (2019)****** | PLANET SMART HOMES LTD.
SP-2022-01826 | 2022-11-03 | 8228 EAST BOULEVARD, Vancouver, BC V6P 5R6 | Sprinkler Permit | Residential | New | Completed | Residential - Install sprinklers in sfd >BP: To construct a 2 storey + basement one-family dwelling with a secondary suite ($1,181,575) located in the basement with a detached accessory building (garage), at the rear providing 2 parking spaces, having vehicular access from the lane. Note: This is a 2 storey building pursuant to the Zoning and Development By-Law 1- Covenant registered at the Land Title Office under CA9573875 2- No strata titling permitted 3- No bar sink proposed 4- A/C unit proposed in the rear yard 5- Schedule B: Tsung-Hua Yang, P. Eng. (604-729-0585) Structural & Geotechnical 4- HPO: Residential Builder - Enrich Custom Homes Ltd. ******THIS PERMIT HAS BEEN ISSUED UNDER THE REQUIREMENTS OF VBBL #12511 (2019)****** | Gold Key Fire Protection Ltd
GP-2022-03408 | 2022-11-02 | 8228 EAST BOULEVARD, Vancouver, BC V6P 5R6 | Gas Permit | Residential | New | Completed | Residential - Gas fitting for: >BP: To construct a 2 storey + basement one-family dwelling with a secondary suite ($1,181,575) located in the basement with a detached accessory building (garage), at the rear providing 2 parking spaces, having vehicular access from the lane. AMEND: SEPT 26/2023 Add one patio heater gas piping only - BTU: 30,000 | KSS Mechanical Ltd
EP-2022-08931 | 2022-10-20 | 8362 EAST BOULEVARD, Vancouver, BC V6P 5R7 | Electrical Permit | Residential | Renovation | Completed | Installation / Repair - Residential - Wiring secondary suite. >BP: Interior alteration to change the basement into a secondary suite in this existing single family with a laneway house. Scope of Work: Remove parition wall and add new kitchen to the basement secondary suite Ok for Field Review as per J. Bal, May 13th, 2022 Note: - No strata-titling will be permitted. - An annual Vancouver Business License must be obtained prior to the rental of this approved one-family dwelling and/or secondary suite on this site. - Install interconnected, hardwired, 120 volt smoke alarms with battery back-up and silencing feature, in each sleeping unit and within 5m outside each sleeping areas on each storey as per Building Bylaw 9.10.19. - Install Carbon Monoxide Alarm as per Building By-Law 9.32.4.2. & Bulletin 2007-007-BU/EL - Ceiling height to be a min. 6ft 5" over 80% of the suite area and all exit routes - Dedicated 3'-0" wide firefighting access path with overhead clearance of 2m to be maintained at all times | Powerful Electric Ltd
EP-2023-05417 | 2023-06-21 | 8428 EAST BOULEVARD, Vancouver, BC V6P 6N7 | Electrical Permit | Residential | Renovation | Completed | Installation / Repair - Residential - update the electrical service from 100A to 200A | Walia Electrical Ltd
MP-2023-01524 | 2023-08-18 | 8428 EAST BOULEVARD, Vancouver, BC V6P 6N7 | Mechanical Permit | NULL | NULL | Completed | NULL | Royal Vancouver Air Conditioning
GP-2023-03027 | 2023-10-12 | 8438 EAST BOULEVARD, Vancouver, BC V6P 6N7 | Gas Permit | Residential | New | Completed | Residential - Replacing a defective hydronic boiler with a Navien240h/110 combi unit. The unit will be direct vented to the exterior. | PHM PLumbing & Heating LTD
EP-2023-04171 | 2023-05-12 | 8438 EAST BOULEVARD, Vancouver, BC V6P 6N7 | Electrical Permit | Residential | Renovation | Completed | Installation / Repair - Residential - Upgrade electrical service from 100A to 200A. | Root 3 Electric Ltd
EP-2022-09969 | 2022-11-25 | 2125 EDDINGTON DRIVE, Vancouver, BC V6L 3A9 | Electrical Permit | Commercial | NULL | Expired | Annual / Operating - Electrical Annual Operating Permit Renewal of EP-2021-08699 VALID: OCT 30/22 TO OCT 29/23 | All In Electric Inc
EP-2023-08671 | 2023-09-26 | 2125 EDDINGTON DRIVE, Vancouver, BC V6L 3A9 | Electrical Permit | Commercial | NULL | Issued | Annual / Operating - Electrical Annual Operating Permit Renewal of EP-2022-09969 -Valid: Oct. 30, 2023 - Oct. 29, 2024 | All In Electric Inc
EP-2023-05194 | 2023-06-26 | 2250 EDDINGTON DRIVE, Vancouver, BC V6L 2E7 | Electrical Permit | Commercial | New | Issued | Installation / Repair - Commercial - Voluntary fire alarm upgrade | VANCOUVER SCHOOL BOARD
PP-2022-01676 | 2022-05-16 | 2404 EDDINGTON DRIVE, Vancouver, BC V6L 2G1 | Plumbing Permit | Residential | New | Completed | Residential - Emergency - Replace Draintile system and relocate sump tank | O'REILLY DRAIN SERVICE LTD
GP-2022-03420 | 2022-11-02 | 5097 ELGIN STREET, Vancouver, BC V5W 3J7 | Gas Permit | Residential | Renovation | Completed | Residential - replacement of boiler | Ankon Plumbing & Heating Ltd
SP-2022-01149 | 2022-07-20 | 5247 ELGIN STREET, Vancouver, BC V5W 3J9 | Sprinkler Permit | Residential | New | Completed | Residential - 1FD+SS - #1 & #2 - New sprinkler system To construct a 2 storey one-family dwelling with a secondary suite located in the Basement with a detached accessory building (garage) , at the rear providing 2 parking spaces, having vehicular access from the lane. The entire building is to be sprinklered to NFPA 13D. NOTE: To achieve the required FSR a floor space exclusion of 2% has been applied to this application as per section 10.11.1 of the district schedule, to accommodate improved building performance. 1. No strata titling permitted 2. A/C unit proposed located at rear yard 3. No Bar sink located in basement | Haven Fire Protection Ltd
EP-2022-06209 | 2022-07-25 | 5247 ELGIN STREET, Vancouver, BC V5W 3J9 | Electrical Permit | Residential | New | Completed | Installation / Repair - Residential - Complete Security Alarm, structured wiring, vacuum rough-in only, cctv, sound >BP: To construct a 2 storey one-family dwelling with a secondary suite located in the Basement (575,500.00) with a detached accessory building (garage) , at the rear providing 2 parking spaces, having vehicular access from the lane. | Best Built-In Centre Ltd
GP-2022-02168 | 2022-07-25 | 5247 ELGIN STREET, Vancouver, BC V5W 3J9 | Gas Permit | Residential | New | Completed | Residential - 1FD+SS - #1 & #2 - Gas work with black iron pipes To construct a 2 storey one-family dwelling with a secondary suite located in the Basement with a detached accessory building (garage) , at the rear providing 2 parking spaces, having vehicular access from the lane. The entire building is to be sprinklered to NFPA 13D. NOTE: To achieve the required FSR a floor space exclusion of 2% has been applied to this application as per section 10.11.1 of the district schedule, to accommodate improved building performance. 1. No strata titling permitted 2. A/C unit proposed located at rear yard 3. No Bar sink located in basement | AQUIFER MECHANICAL
EP-2022-05603 | 2022-07-04 | 5247 ELGIN STREET, Vancouver, BC V5W 3J9 | Electrical Permit | Residential | New | Completed | Installation / Repair - Residential - Install an overhead consumer's service, wiring the new constructed house, connecting and finishing. >BP: To construct a 2 storey one-family dwelling with a secondary suite located in the Basement (575,500.00) with a detached accessory building (garage) , at the rear providing 2 parking spaces, having vehicular access from the lane. The entire building is to be sprinklered to NFPA 13D. 1. No strata titling permitted 2. A/C unit proposed located at rear yard 3. No Bar sink located in basement 4. Schedule B: Yatendra Kumar Sharma P.Eng (778-863-7076) Structural & Geotechnical 5. BC Housing: Leo Laprimo Holdings Ltd. This is a 2 storey building pursuant to the Zoning and Development By-Law ******THIS PERMIT HAS BEEN ISSUED UNDER THE REQUIREMENTS OF VBBL 2019****** | Cand Electric Limited
GP-2022-02703 | 2022-09-09 | 5247 ELGIN STREET, Vancouver, BC V5W 3J9 | Gas Permit | Residential | New | Completed | Residential - Install fireplace >BP: 1FD+SS To construct a 2 storey one-family dwelling with a secondary suite located in the Basement (575,500.00) with a detached accessory building (garage) , at the rear providing 2 parking spaces, having vehicular access from the lane. | JOT MECHANICAL LTD
PP-2022-02001 | 2022-06-10 | 5247 ELGIN STREET, Vancouver, BC V5W 3J9 | Plumbing Permit | Residential | New | Completed | Residential - 1FD+SS - #1 & #2 - Gravity Sump To construct a 2 storey one-family dwelling with a secondary suite located in the Basement with a detached accessory building (garage) , at the rear providing 2 parking spaces, having vehicular access from the lane. The entire building is to be sprinklered to NFPA 13D. NOTE: To achieve the required FSR a floor space exclusion of 2% has been applied to this application as per section 10.11.1 of the district schedule, to accommodate improved building performance. 1. No strata titling permitted 2. A/C unit proposed located at rear yard 3. No Bar sink located in basement | Leo Laprimo Holdings Ltd
NULL | NULL | 5247 ELGIN STREET, Vancouver, BC V5W 3J9 | Plumbing Permit | Residential | New | Draft | Residential - Apply for sump permit. We bought the depth from the City and we want to start to work. | AQUIFER MECHANICAL
PP-2022-01826 | 2022-05-31 | 5247 ELGIN STREET, Vancouver, BC V5W 3J9 | Plumbing Permit | Residential | New | Completed | Residential - New single family dwelling with secondary suite >BP: 1FD+SS To construct a 2 storey one-family dwelling with a secondary suite located in the Basement (575,500.00) with a detached accessory building (garage) , at the rear providing 2 parking spaces, having vehicular access from the lane. The entire building is to be sprinklered to NFPA 13D. NOTE: To achieve the required FSR a floor space exclusion of 2% has been applied to this application as per section 10.11.1 of the district schedule, to accommodate improved building performance. 1. No strata titling permitted 2. A/C unit proposed located at rear yard 3. No Bar sink located in basement 4. Schedule B: Yatendra Kumar Sharma P.Eng (778-863-7076) Structural & Geotechnical 5. BC Housing: Leo Laprimo Holdings Ltd. This is a 2 storey building pursuant to the Zoning and Development By-Law ******THIS PERMIT HAS BEEN ISSUED UNDER THE REQUIREMENTS OF VBBL 2019****** #1-5247 Elgin St - One Family Dwelling (1st & 2nd floor, east portion of basement) #2-5247 Elgin St - Secondary Suite (west portion of basement) Note: Existing secondary suite address, 5249 Elgin St, will be cancelled at demolition completion. Address and suite numbers assigned as per approved plans for Fire and Emergency response. The address number is to be posted to the building to be visible from the street and the suite numbers are to be posted at the suite entries in accordance with the Building By-law prior to final inspection. | AQUIFER MECHANICAL
EP-2022-02201 | 2022-03-22 | 5247 ELGIN STREET, Vancouver, BC V5W 3J9 | Electrical Permit | Residential | New | Expired | Temporary Power - Residential - To provide temporary power. NOTE: Work authorized by this permit is for placement of a temporary power pole only and does not authorize any site construction and/or excavation. A separate Building Permit will be required prior to commencement of any other work on this site. | Cand Electric Limited
PP-2022-01338 | 2022-04-22 | 5247 ELGIN STREET, Vancouver, BC V5W 3J9 | Plumbing Permit | Residential | New | Completed | Residential - 1FD+SS- #1 & #2 - two out side sumps with out pump To construct a 2 storey one-family dwelling with a secondary suite located in the Basement with a detached accessory building (garage) , at the rear providing 2 parking spaces, having vehicular access from the lane. The entire building is to be sprinklered to NFPA 13D. NOTE: To achieve the required FSR a floor space exclusion of 2% has been applied to this application as per section 10.11.1 of the district schedule, to accommodate improved building performance. 1. No strata titling permitted 2. A/C unit proposed located at rear yard 3. No Bar sink located in basement | JVT EXCAVATING & DEMOLITION LTD
GP-2022-01176 | 2022-04-14 | 5305 ELGIN STREET, Vancouver, BC V5W 3J9 | Gas Permit | Residential | New | Completed | Residential - Install high efficiency furnace | R E Martin Plumbing & Heating
EP-2023-06173 | 2023-07-24 | 5319 ELGIN STREET, Vancouver, BC V5W 3J9 | Electrical Permit | Residential | New | Issued | Installation / Repair - Residential - ¦ 1FD + 1SS/ 200A ¦ New Single family dwelling with secondary suite and garage *An approved mechanical permit is required for the installation of air conditioning or heat pump unit at the time of installation before an electrical inspection will be performed >BP: To construct a 2 storey single detached house with a secondary suite located in the basement with a detached accessory building (garage) , at the rear providing 2 parking spaces, having vehicular access from the lane. This Building Permit will remain in a suspended status until the associated (green) Demolition Permit BP-2022-02488 is completed. The entire building to be sprinklered to NFPA 13D. NOTE: To achieve the required FSR a floor space exclusion of 2% has been applied to this application as per section 10.15.1 of the district schedule, to accommodate improved building performance. Note: This is a 2 storey building pursuant to the Zoning and Development By-Law ******THIS PERMIT HAS BEEN ISSUED UNDER THE REQUIREMENTS OF VBBL 2019****** This permit is issued under the VBBL 2019, with updated energy requirements as per bylaw # 12997 effective Jan 01, 2022. 1. Covenant registered at the Land Title Office under CB418713 2. No strata titling permitted 3. A/C unit located in rear yard 4. No bar sink 5. Schedule B Shaozhe Guo P.Eng (778-926-0525) Structural and Geotechnical 6. BC Housing Glenmark Homes Ltd. All rooms adjacent to North and South exposing building face shall be sprinklered. Combustible projections or roof soffits on an exposing building face shall not project to less than .45m from the property line and shall be in compliance with VBBL 2019 9.10.15.5.(9) | AMPLE ELECTRICAL LTD.
PP-2023-02592 | 2023-07-21 | 5319 ELGIN STREET, Vancouver, BC V5W 3J9 | Plumbing Permit | Residential | New | Issued | Residential - ONE SUMP WITH PUMP ONE SUMP WITHOUT PUMP NOTE: Engineering Assurance letter will be submitted to the Plumbing Inspector on the site. Letter shall conform to the requirements of Vancouver Bulletin 2000-008-EL/P | Bhullar Excavating and Demolition
EP-2023-02216 | 2023-03-15 | 5319 ELGIN STREET, Vancouver, BC V5W 3J9 | Electrical Permit | Residential | New | Issued | Temporary Power - Residential - To provide temporary power. NOTE: Work authorized by this permit is for placement of a temporary power pole only and does not authorize any site construction and/or excavation. A separate Building Permit will be required prior to commencement of any other work on this site. | AMPLE ELECTRICAL LTD.
MP-2023-01669 | 2023-09-13 | 5319 ELGIN STREET, Vancouver, BC V5W 3J9 | Mechanical Permit | NULL | NULL | Issued | NULL | Blueline Plumbing & Heating Ltd
PP-2023-03042 | 2023-08-28 | 5319 ELGIN STREET, Vancouver, BC V5W 3J9 | Plumbing Permit | Residential | New | Issued | Residential - 1FD+SS - #1 & #2 - Plumbing >DB: To construct a 2 storey single detached house with a secondary suite located in the basement with a detached accessory building (garage) , at the rear providing 2 parking spaces, having vehicular access from the lane. The entire building to be sprinklered to NFPA 13D. Note: This is a 2 storey building pursuant to the Zoning and Development By-Law ******THIS PERMIT HAS BEEN ISSUED UNDER THE REQUIREMENTS OF VBBL 2019****** This permit is issued under the VBBL 2019, with updated energy requirements as per bylaw # 12997 effective Jan 01, 2022. 1. Covenant registered at the Land Title Office under CB418713 2. No strata titling permitted 3. A/C unit located in rear yard 4. No bar sink | Blueline Plumbing & Heating Ltd
GP-2023-03199 | 2023-10-24 | 5319 ELGIN STREET, Vancouver, BC V5W 3J9 | Gas Permit | Residential | New | Issued | Residential - Piping only for 1 kitchen range (85000 btu ) 1 fireplace (35000 btu) and 1 bbq (55000 btu) All black iron piping including fittings.2 PSIG natural gas line. >BP: To construct a 2 storey single detached house with a secondary suite located in the basement with a detached accessory building (garage) , at the rear providing 2 parking spaces, having vehicular access from the lane. | POLLY MECHANICAL LTD
SP-2023-01910 | 2023-10-17 | 5319 ELGIN STREET, Vancouver, BC V5W 3J9 | Sprinkler Permit | Residential | New | Issued | Residential - New sprinkler system >BP: To construct a 2 storey single detached house with a secondary suite located in the basement with a detached accessory building (garage) , at the rear providing 2 parking spaces, having vehicular access from the lane. The entire building to be sprinklered to NFPA 13D. NOTE: To achieve the required FSR a floor space exclusion of 2% has been applied to this application as per section 10.15.1 of the district schedule, to accommodate improved building performance. Note: This is a 2 storey building pursuant to the Zoning and Development By-Law ******THIS PERMIT HAS BEEN ISSUED UNDER THE REQUIREMENTS OF VBBL 2019****** This permit is issued under the VBBL 2019, with updated energy requirements as per bylaw # 12997 effective Jan 01, 2022. 1. Covenant registered at the Land Title Office under CB418713 2. No strata titling permitted 3. A/C unit located in rear yard 4. No bar sink 5. Schedule B Shaozhe Guo P.Eng (778-926-0525) Structural and Geotechnical 6. BC Housing Glenmark Homes Ltd. | Haven Fire Protection Ltd
MP-2024-00001 | 2024-01-02 | 5319 ELGIN STREET, Vancouver, BC V5W 3J9 | Mechanical Permit | NULL | NULL | Issued | NULL | CEN'S MECHANICAL F & C ENTERPRISES LTD
EP-2024-00018 | 2024-01-03 | 5319 ELGIN STREET, Vancouver, BC V5W 3J9 | Electrical Permit | Residential | New | Issued | Installation / Repair - Residential - rough in and completion for alarm, intercom cctv and data >BP: To construct a 2 storey single detached house with a secondary suite located in the basement with a detached accessory building (garage) , at the rear providing 2 parking spaces, having vehicular access from the lane. This Building Permit will remain in a suspended status until the associated (green) Demolition Permit BP-2022-02488 is completed. The entire building to be sprinklered to NFPA 13D. NOTE: To achieve the required FSR a floor space exclusion of 2% has been applied to this application as per section 10.15.1 of the district schedule, to accommodate improved building performance. Note: This is a 2 storey building pursuant to the Zoning and Development By-Law ******THIS PERMIT HAS BEEN ISSUED UNDER THE REQUIREMENTS OF VBBL 2019****** This permit is issued under the VBBL 2019, with updated energy requirements as per bylaw # 12997 effective Jan 01, 2022. 1. Covenant registered at the Land Title Office under CB418713 2. No strata titling permitted 3. A/C unit located in rear yard 4. No bar sink 5. Schedule B Shaozhe Guo P.Eng (778-926-0525) Structural and Geotechnical 6. BC Housing Glenmark Homes Ltd. All rooms adjacent to North and South exposing building face shall be sprinklered. Combustible projections or roof soffits on an exposing building face shall not project to less than .45m from the property line and shall be in compliance with VBBL 2019 9.10.15.5.(9) | Guardian Security Systems ltd
GP-2024-00154 | 2024-01-18 | 5319 ELGIN STREET, Vancouver, BC V5W 3J9 | Gas Permit | Residential | New | Issued | Residential - Fireplace installation, venting and final hook-up. >BP: To construct a 2 storey single detached house with a secondary suite located in the basement with a detached accessory building (garage) , at the rear providing 2 parking spaces, having vehicular access from the lane. | EVERSHINE FIREPLACES LTD
MP-2023-00962 | 2023-05-30 | 6166 ELGIN STREET, Vancouver, BC V5W 3K1 | Mechanical Permit | NULL | NULL | Issued | NULL | 1236318 BC Ltd DBA Aquatech Vancouver
EP-2022-01866 | 2022-03-15 | 6207 ELGIN STREET, Vancouver, BC V5W 3K2 | Electrical Permit | Residential | Renovation | Completed | Installation / Repair - Residential - Exterior renovation. (re-wire) hot-tub Add A/C -Future A/C is on the plan submitted. We are running a circuit for it. >BP: Exterior alterations only to this existing One Family Dwelling on this site. Scope of work includes replacing exterior insulation and cladding, removing and resizing window openings and replacing the front deck membrane and guardrails. Ok for field review per Leng King | EVANSON ELECTRIC LTD
GP-2022-01804 | 2022-06-13 | 6207 ELGIN STREET, Vancouver, BC V5W 3K2 | Gas Permit | Residential | Tenant Improvement | Completed | Residential - Re Re Furnace | Moore & Russell Heating Ltd
EP-2022-00745 | 2022-02-23 | 6207 ELGIN STREET, Vancouver, BC V5W 3K2 | Electrical Permit | Residential | Addition | Completed | Installation / Repair - Residential - Installation of a Solar photovoltaic system consisting of 32 Solar PV panels (modules), 8 Micro-Inverter, disconnecting means, and overcurrent devices as per the single line diagram. | Penfolds Roofing Inc.
EP-2022-06178 | 2022-07-22 | 6207 ELGIN STREET, Vancouver, BC V5W 3K2 | Electrical Permit | Residential | Tenant Improvement | Issued | Installation / Repair - Residential - - Electrical install for heat pump - No change to existing service - BP not required - Mechanical Permit to be obtained Amend: Jan 12, 2023 change the address to 6207 Elgin street. | Moore And Russell Heating And Air Conditioning Ltd
EP-2022-02982 | 2022-04-12 | 6279 ELGIN STREET, Vancouver, BC V5W 3K2 | Electrical Permit | Residential | New | Expired | Temporary Power - Residential - To provide temporary power. | Myarc Electrical Inc
PP-2022-03779 | 2022-10-21 | 6279 ELGIN STREET, Vancouver, BC V5W 3K2 | Plumbing Permit | Residential | New | Issued | Residential - SUMP | GNA Contracting Ltd
EP-2023-04128 | 2023-05-17 | 6279 ELGIN STREET, Vancouver, BC V5W 3K2 | Electrical Permit | Residential | New | Completed | Installation / Repair - Residential - New house rough wiring, service, and extra low voltage >BP: To construct a two-storey two-family dwelling with two secondary suites ($1,162,750) located in the basement, with a detached accessory building (garage) at the rear providing 2 parking spaces, and 2 surface parking pads, having vehicular access from the lane. Note: Covenant to be registered prior to sheathing inspection. 1. No strata titling permitted 2. A/C units proposed in rear yard and second storey 3. No Bar sinks proposed 4. Schedule B: Zhanchao Zhao, Structural 5. Schedule B: Heqing Jian, Geotechnical 6. HPO: Residential Builder - BML Management Inc. ******THIS PERMIT HAS BEEN ISSUED UNDER THE REQUIREMENTS OF VBBL #12511 (2019)****** | Fortune Link Electrical Ltd
GP-2023-01363 | 2023-04-27 | 6279 ELGIN STREET, Vancouver, BC V5W 3K2 | Gas Permit | Residential | New | Issued | Residential - New dplx >BP: To construct a two-storey two-family dwelling with two secondary suites located in the basement, with a detached accessory building (garage) at the rear providing 2 parking spaces, and 2 surface parking pads, having vehicular access from the lane. May 1/2023-AMEND -to add 2 dryers@28000 BTU | One Stop Mechanical Ltd
EP-2023-03237 | 2023-04-14 | 6279 ELGIN STREET, Vancouver, BC V5W 3K2 | Electrical Permit | Residential | New | Issued | Temporary Power - Residential - To provide temporary power. | Fortune Link Electrical Ltd
SP-2023-00634 | 2023-04-13 | 6279 ELGIN STREET, Vancouver, BC V5W 3K2 | Sprinkler Permit | Residential | New | Issued | Residential - 2FD+2SS - NORTH - 6279 ELGIN ST - #1 & #2 SOUTH - 6281 ELGIN ST - #1 & #2 new sprinkler system The entire building, INCLUDING THE ATTACHED GARAGE (if applicable), to be sprinklered to 2 x NFPA 13D. >DB: To construct a two-storey two-family dwelling with two secondary suites located in the basement, with a detached accessory building (garage) at the rear providing 2 parking spaces, and 2 surface parking pads, having vehicular access from the lane. Note: Covenant to be registered prior to sheathing inspection. 1. No strata titling permitted 2. A/C units proposed in rear yard and second storey 3. No Bar sinks proposed | Haven Fire Protection Ltd
PP-2023-00599 | 2023-02-21 | 6279 ELGIN STREET, Vancouver, BC V5W 3K2 | Plumbing Permit | Residential | New | Issued | Residential - new duplex plumbing >BP: To construct a two-storey two-family dwelling with two secondary suites ($1,162,750) located in the basement, with a detached accessory building (garage) at the rear providing 2 parking spaces, and 2 surface parking pads, having vehicular access from the lane. | One Stop Mechanical Ltd
MP-2023-00351 | 2023-03-12 | 6279 ELGIN STREET, Vancouver, BC V5W 3K2 | Mechanical Permit | NULL | NULL | Issued | NULL | One Stop Mechanical Ltd
EP-2023-10533 | 2023-11-22 | 6279 ELGIN STREET, Vancouver, BC V5W 3K2 | Electrical Permit | Residential | New | Completed | Installation / Repair - Residential - Complete Security Alarm System >BP: To construct a two-storey two-family dwelling with two secondary suites ($1,162,750) located in the basement, with a detached accessory building (garage) at the rear providing 2 parking spaces, and 2 surface parking pads, having vehicular access from the lane. Note: Covenant to be registered prior to sheathing inspection. 1. No strata titling permitted 2. A/C units proposed in rear yard and second storey 3. No Bar sinks proposed 4. Schedule B: Zhanchao Zhao, Structural 5. Schedule B: Heqing Jian, Geotechnical 6. HPO: Residential Builder - BML Management Inc. ******THIS PERMIT HAS BEEN ISSUED UNDER THE REQUIREMENTS OF VBBL #12511 (2019)****** | Hysun Technology Inc
MP-2023-00276 | 2023-03-14 | 3057 EUCLID AVENUE, Vancouver, BC V5R 5E3 | Mechanical Permit | NULL | NULL | Completed | NULL | Moore And Russell Heating And Air Conditioning Ltd
EP-2023-01734 | 2023-03-06 | 3057 EUCLID AVENUE, Vancouver, BC V5R 5E3 | Electrical Permit | Residential | Tenant Improvement | Completed | Installation / Repair - Residential - Electrical installation of heat pump *MP-2023-00276 | Moore And Russell Heating And Air Conditioning Ltd
GP-2022-00957 | 2022-03-29 | 3057 EUCLID AVENUE, Vancouver, BC V5R 5E3 | Gas Permit | Residential | Renovation | Completed | Residential - Supply and install new furnace and hot water tank >BP: Interior alterations and change of use of this existing two-storey, one-family dwelling to a one-family dwelling with a secondary suite, with 2 off-street parking spaces provided in the attached garage, having vehicular access off the Euclid Avenue. Scope of work to remove rear deck/deck cover, replace roof structure (unvented), replace windows/door, and upgrade all interior finishings throughout 2 storeys. *Building envelope and environmental separation as per Part 5 design* *Entire building to be sprinkelered to NFPA-13D* Addressing notes #1-3057 Euclid Av - One Family Dwelling (2nd storey) #2-3057 Euclid Av - Secondary Suite (1st floor) Address and suite numbers have been assigned as per approved plans for fire and emergency response. The address number is to be posted to the building and to be visible from the street. And the suite numbers are to be posted to the suite entries in accordance with the Building By-law prior to final inspection. Note: - No strata-titling will be permitted. - This is a two-storey building pursuant to the Zoning and Development By-law. - An annual Vancouver Business License must be obtained prior to the rental of this approved one-family dwelling and/or secondary suite on this site. - Energy efficiency upgrade to be in conformance with Table 11.2.1.4. of the Vancouver Building By-law - ENTIRE BUILDING TO BE SPRINKLERED TO NFPA 13D REQUIREMENTS | Cobing Building Solutions Ltd
EP-2022-02313 | 2022-04-14 | 3128 EUCLID AVENUE, Vancouver, BC V5R 5E6 | Electrical Permit | Residential | Renovation | Completed | Installation / Repair - Residential - Make safe to allow for power restore after fire only -this permit is only to restore power. Once the restoration happens all the other permits will be applied for. | Wespac Electrical Contractor Ltd
PP-2023-04293 | NULL | 3128 EUCLID AVENUE, Vancouver, BC V5R 5E6 | Plumbing Permit | Residential | Renovation | Submitted | Residential - **DB-2023-03182: In Review 1FD+1SS - #1 & #2 - PLUMBING >DB: Exterior and interior alterations to provide improvements to this existing single detached house with a secondary suite building on this inside with lane site. Scope of work includes reconfiguring the basement layout, new rear exterior stairs and landing and new footings and foundations. | Royal Pacific Plumbing & Heating Ltd
GP-2022-01381 | 2022-05-04 | 3142 EUCLID AVENUE, Vancouver, BC V5R 5E6 | Gas Permit | Residential | Addition | Completed | Residential - Replacement of combi boiler | BCRC Plumbing and Heating Ltd
EP-2023-05923 | 2023-07-13 | 2891 ETON STREET, Vancouver, BC V5K 1K4 | Electrical Permit | Residential | Renovation | Issued | Installation / Repair - Residential - Fire Damage repair work | High Mark Electrical and Mechanical Ltd
GP-2022-02746 | 2022-09-13 | 3590 ETON STREET, Vancouver, BC V5K 1K7 | Gas Permit | Residential | Renovation | Completed | Residential - re re combi boiler | Lambert Plumbing & Heating Ltd
GP-2023-03611 | 2023-11-20 | 48 E WOODSTOCK AVENUE, Vancouver, BC V5W 0B7 | Gas Permit | Residential | Renovation | Issued | Residential - Removal and replacement of boiler | Pioneer Plumbing & Heating Inc
GP-2023-00589 | 2023-02-16 | 63 E WOODSTOCK AVENUE, Vancouver, BC V5W 1M6 | Gas Permit | Residential | Tenant Improvement | Completed | Residential - Boiler Replacement | General Heating Ltd
EP-2022-10678 | 2022-12-19 | 7696 ELLIOTT STREET, Vancouver, BC V5S 2N9 | Electrical Permit | Residential | New | Expired | Temporary Power - Residential - To provide temporary power. | Maple Leaf Electrical Ltd
EP-2023-08469 | 2023-09-19 | 129 E KING EDWARD AVENUE, Vancouver, BC V5V 2B8 | Electrical Permit | Residential | New | Issued | Temporary Power - Residential - To provide temporary power. | Hayat Electrical Ltd
GP-2023-02428 | 2023-08-18 | 150 E KING EDWARD AVENUE, Vancouver, BC V5V 2C1 | Gas Permit | Residential | Renovation - Dwelling Unit(s) only | Cancelled | Residential - FURNACE REPLACEMENT | CoStar Home Energy Ltd
GP-2023-02293 | 2023-08-02 | 150 E KING EDWARD AVENUE, Vancouver, BC V5V 2C1 | Gas Permit | Residential | Renovation - Dwelling Unit(s) only | Issued | Residential - Furnace replacement | CoStar Home Energy Ltd
GP-2024-00072 | 2024-01-10 | 151 E KING EDWARD AVENUE, Vancouver, BC V5V 2B8 | Gas Permit | Residential | Renovation | Completed | Residential - 1 Boiler RE/RE | Bright Star Plumbing & Heating Supply Ltd
EP-2023-06203 | 2023-07-24 | 1920 E KENT AVENUE SOUTH, Vancouver, BC V5P 2S7 | Electrical Permit | Commercial | Renovation | Issued | Installation / Repair - Commercial - Fire Panel Re&Re | Cobing Building Solutions Ltd
PP-2023-02728 | 2023-08-01 | 2526 EDGAR CRESCENT, Vancouver, BC V6L 2G4 | Plumbing Permit | Residential | New | Completed | Residential - 1FD - #1 - Install irrigation system | Zhongmin Zhao DBA Colorful Garden
GP-2022-03102 | 2022-10-14 | 2526 EDGAR CRESCENT, Vancouver, BC V6L 2G4 | Gas Permit | Residential | New | Completed | Residential - Gas fitting >To construct a 2 storey one-family dwelling ($1,137,500) with 1 open parking over gravel and 1 covered parking stall attached to the laneway house providing 2 parking spaces total, having vehicular access from the 20' Lane. The entire building, INCLUDING THE ATTACHED GARAGE (if applicable), to be sprinklered to NFPA 13D. 1. The required non-stratification covenant to be registered to land title prior to Sheathing Inspection 2. No Strata Titling permitted 3. A/C Unit proposed in rear 4. Bar sink located in Basement 5. Schedule B: (Antony Wang) P.Eng (604.618.6236) Structural & Geotechnical 6. BC Housing (E-Loyal Construction Ltd.) This is a 2 storey building pursuant to the Zoning and Development By-Law ******THIS PERMIT HAS BEEN ISSUED UNDER THE REQUIREMENTS OF VBBL 2019****** All rooms adjacent to East and West exposing building face shall be sprinklered. "Combustible projections or roof soffits on an exposing building face shall not project to less than .45m from the property line and shall be in compliance with VBBL 2019 9.10.15.5.(9) Any alterations or conversions to the attached garage (if applicable) to habitable living space shall not be permitted without first obtaining the approval of the Director of Planning and the Chief Building Official. Thermal protection measures and Laneway house design guidelines shall be required to be met prior to the approval of the conversion. Address has been assigned as per the approved plans for Fire and Emergency response. Street access must be provided and maintained at all times. The building addresses must be posted to be visible from the street in accordance with the Building By-law prior to Final Inspection. | KSS Mechanical Ltd
SP-2022-01820 | 2022-11-03 | 2526 EDGAR CRESCENT, Vancouver, BC V6L 2G4 | Sprinkler Permit | Residential | New | Completed | Residential - Install sprinklers in sfd 2 STOREY 1FD + LWH To construct a 2 storey one-family dwelling with 1 open parking over gravel and 1 covered parking stall attached to the laneway house providing 2 parking spaces total, having vehicular access from the 20' Lane. The entire building, INCLUDING THE ATTACHED GARAGE (if applicable), to be sprinklered to NFPA 13D. 1. The required non-stratification covenant to be registered to land title prior to Sheathing Inspection 2. No Strata Titling permitted 3. A/C Unit proposed in rear 4. Bar sink located in Basement 5. Schedule B: (Antony Wang) P.Eng (604.618.6236) Structural & Geotechnical 6. BC Housing (E-Loyal Construction Ltd.) | Gold Key Fire Protection Ltd
EP-2022-03338 | 2022-04-26 | 2526 EDGAR CRESCENT, Vancouver, BC V6L 2G4 | Electrical Permit | Residential | New | Expired | Temporary Power - Residential - To provide temporary power. | Jeff Electric Ltd
GP-2022-00053 | 2022-01-13 | 2563 EDGAR CRESCENT, Vancouver, BC V6L 2G5 | Gas Permit | Residential | Renovation | Completed | Residential - Boiler and tank replacement | Central Commercial & Residential Services
EP-2022-06106 | 2022-07-27 | 2626 EDGAR CRESCENT, Vancouver, BC V6L 2G4 | Electrical Permit | Residential | Renovation | Completed | Installation / Repair - Residential - Installation of a 9.36 kW Solar Array on Garage Exterior alterations to install solar panels on the roof of the accessory building | Terratek Energy Solutions Inc
GP-2022-00438 | 2022-02-11 | 3666 EDINBURGH STREET, Vancouver, BC V5K 1B7 | Gas Permit | Residential | Renovation | Completed | Residential - 1 x Gas line fireplace piping only 1 x BBQ piping only 1 x Boiler replacement To provide interior and exterior alterations to this existing one-family dwelling on the site. Scope of work includes new laundry room, bathroom in basement, renovation of kitchen and bathrooms, re & re lighting, flooring, paint, casings, new roof, repair/install new windows, install gas fireplace, replace siding, new deck at rear | Bright Star Plumbing & Heating Supply Ltd
SP-2022-00227 | 2022-02-17 | 3666 EDINBURGH STREET, Vancouver, BC V5K 1B7 | Sprinkler Permit | Residential | Renovation | Completed | Residential - Installation of sprinkler system >BP: To provide interior and exterior alterations to this existing one-family dwelling on the site. Scope of work includes new laundry room, bathroom in basement, renovation of kitchen and bathrooms, re & re lighting, flooring, paint, casings, new roof, repair/install new windows, install gas fireplace, replace siding, new deck at rear This is a sprinklered building and applicant advise they will be adding a head in the kitchen. District Building Inspector to determine if a separate Sprinkler Permit is required. Structural schedule B provided by: P.Eng. Carlos Chiu 604.737.9830 | Bright Star Plumbing & Heating Supply Ltd
GP-2022-01213 | 2022-04-21 | 3666 EDINBURGH STREET, Vancouver, BC V5K 1B7 | Gas Permit | Residential | Addition | Completed | Residential - Gas fireplace installation | Vaglio Fireplace LTD
SP-2022-00565 | 2022-04-20 | 716 E PENDER STREET, Vancouver, BC V6A 1V7 | Sprinkler Permit | Residential | New | Issued | Residential - Provide sprinklers into an existing home for fire rebuild >BP: Exterior and interior alterations and to change the use to a One Family dwelling with secondary suite, to this inside with lane site. Parking pad at rear with access from the lane. Scope to include: repair due to fire damage. Legalization of suite, updates to all exterior windows and drywall throughout. Revision #1: Revised pages A001, A100, A101, A200, A300, A301, A400, S-1, S-2, S-3, added A000, and deleted pages A002, A102, A103, A201 to reduce scope, do not change use to 1FD w/Secondary suite. Retain current use of 1FD only. Remove all alterations to interior layout, retain as is with no modifications, no new plumbing fixtures. Remove adding secondary suite. Remove alterations to chimney & roofing, retain as is. Remove exterior stair, bridge & new door on north elevation from scope. Building Sprinklers will not be installed. Water & Sewer connections will not be upgraded. No ASHRAE, including -$105,000. Renovation energy upgrade proposal prepared by Tommy Youngsung Byun, 604.970.8292 Entire building to be sprinklered to NFPA-13D. Note: - No strata-titling will be permitted. - An annual Vancouver Business License must be obtained prior to the rental of this approved one-family dwelling and/or secondary suite on this site. - Install interconnected, hardwired, 120 volt smoke alarms with battery back-up and silencing feature, in each sleeping unit and within 5m outside each sleeping areas on each storey as per Building Bylaw 9.10.19. - Install Carbon Monoxide Alarm as per Building By-Law 9.32.4.2. & Bulletin 2007-007-BU/EL - Upgrade work under Part 11 (based on value of work – energuide related Part 11.2.1.4.) | Cobing Building Solutions Ltd
EP-2022-01243 | 2022-02-16 | 3301 E PENDER STREET, Vancouver, BC V5K 5J3 | Electrical Permit | Commercial | NULL | Expired | Annual / Operating - Renew Annual/Operating Permit -Renewal of: EP-2021-01882 -Valid: Feb. 14, 2022 - Feb. 13, 2023 | Protec Installations Group
EP-2023-06236 | 2023-07-12 | 3301 E PENDER STREET, Vancouver, BC V5K 5J3 | Electrical Permit | Commercial | Addition | Completed | Installation / Repair - Commercial - Installing 22 data cables and WiFi access points. | Houle Electric Limited
EP-2023-01317 | 2023-02-16 | 3301 E PENDER STREET, Vancouver, BC V5K 5J3 | Electrical Permit | Commercial | NULL | Issued | Annual / Operating - Renew Annual/Operating Permit Renewal of: EP-2022-01243 Valid: Feb. 14, 2023 - Feb. 13, 2024 | Protec Installations Group
PP-2023-01404 | 2023-04-21 | 3301 E PENDER STREET, Vancouver, BC V5K 5J3 | Plumbing Permit | Commercial | Renovation | Completed | Commercial - Remove kitchen sink. Cap off drain line and cap off water lines. I stall access cover to lines capped. | Optima Plumbing and Heating Ltd
EP-2023-09850 | 2023-11-01 | 3301 E PENDER STREET, Vancouver, BC V5K 5J3 | Electrical Permit | Commercial | Renovation | Completed | Installation / Repair - Commercial - Install fiber optic cabling | 4th Utility Inc
GP-2022-01262 | 2022-04-22 | 3328 E PENDER STREET, Vancouver, BC V5K 2C7 | Gas Permit | Residential | Tenant Improvement | Completed | Residential - Removed existing boiler and hot water tank. Installed new Combi boiler for space heating and domestic hot water. | Lew Plumbing And Heating Ltd
GP-2022-02028 | 2022-07-08 | 3340 E PENDER STREET, Vancouver, BC V5K 2C7 | Gas Permit | Residential | Renovation | Completed | Residential - REPLACEMENT FURNACE | BC Wide Home Services Ltd
GP-2023-01087 | 2023-03-29 | 6296 ELGIN STREET, Vancouver, BC V5W 3K3 | Gas Permit | Residential | Renovation | Completed | Residential - HWT re&re | Ferenc Nagy
EP-2022-04955 | 2022-06-13 | 530 EVANS AVENUE, Vancouver, BC V6A 2K9 | Electrical Permit | Commercial | Addition | Completed | Installation / Repair - Commercial - Add an intrusion motion detector and a camera (No maglocks) | PALADIN TECHNOLOGIES INC
NULL | NULL | 530 EVANS AVENUE, Vancouver, BC V6A 2K9 | Electrical Permit | Commercial | Renovation | Draft | Installation / Repair - Commercial - replacing existing annunciator with new. Material and Vi provided by Chubb Fire and Security | Top Solutions Systems Integration Ltd
EP-2024-00264 | 2024-01-17 | 1543 FRANCES STREET, Vancouver, BC V5L 1Z2 | Electrical Permit | Residential | Addition | Completed | Installation / Repair - Residential - Remove wiring for a range | WESTPEAK ELECTRICAL LTD
GP-2023-01488 | 2023-05-07 | 3208 FIR STREET, Vancouver, BC V6J 3C6 | Gas Permit | Residential | Renovation | Completed | Residential - Replace existing boiler to high efficiency | Pars Mechanical Corp
GP-2023-01816 | 2023-06-13 | 3208 FIR STREET, Vancouver, BC V6J 3C6 | Gas Permit | Residential | Renovation | Completed | Residential - Replace existing boiler to high efficiency | Pars Mechanical Corp
EP-2023-05552 | 2023-06-22 | 6588 FLEMING STREET, Vancouver, BC V5P 3H2 | Electrical Permit | Residential | Renovation | Completed | Installation / Repair - Residential - 200 amp service upgrade, install new mast, ground plate, 200 amp panel and 125 amp sub panel. | York Electrical Ltd
GP-2023-02496 | 2023-08-25 | 6588 FLEMING STREET, Vancouver, BC V5P 3H2 | Gas Permit | Residential | Renovation | Issued | Residential - Decommission and remove old natural gas boiler and install new combi boiler, and install new heat pump. | Ashton Service Group/Ashton Mechanical Ltd.
MP-2023-01604 | 2023-09-01 | 6588 FLEMING STREET, Vancouver, BC V5P 3H2 | Mechanical Permit | NULL | NULL | Issued | NULL | Ashton Service Group/Ashton Mechanical Ltd.
GP-2023-02547 | 2023-09-01 | 6588 FLEMING STREET, Vancouver, BC V5P 3H2 | Gas Permit | Residential | Renovation | Cancelled | Residential - Decommission and remove old gas boiler and installed a heat pump | Ashton Service Group/Ashton Mechanical Ltd.
GP-2023-03068 | 2023-10-15 | 6588 FLEMING STREET, Vancouver, BC V5P 3H2 | Gas Permit | Residential | Renovation | Issued | Residential - a new tankless replaced | Vanheat Services Ltd
PP-2022-02552 | 2022-07-29 | 6622 FLEMING STREET, Vancouver, BC V5P 3H2 | Plumbing Permit | Residential | New | Completed | Residential - Plumbing for : >BP: To construct a 2 storey + basement one-family dwelling with a secondary suite located in the basement with an attached garage to LWH and 1 open parking pad, providing a total of 3 parking spaces, having vehicular access from the lane. This is a 2 storey building pursuant to the Zoning and Development By-Law 1- No strata titling permitted 2- Bar sink proposed in main floor. 3- A/C unit proposed in rear yard. 4- Schedule B: Alan Prahalad P.Eng (604.831.1431) Structural & Geotechnical 5- HPO: Sian Group Investments Inc | GILCO PLUMBING HEATING & GAS FITTING LTD
MP-2022-00055 | 2022-08-02 | 6622 FLEMING STREET, Vancouver, BC V5P 3H2 | Mechanical Permit | NULL | NULL | Completed | NULL | GILCO PLUMBING HEATING & GAS FITTING LTD
EP-2022-07225 | 2022-08-30 | 6622 FLEMING STREET, Vancouver, BC V5P 3H2 | Electrical Permit | Residential | New | Completed | Installation / Repair - Residential - Will install new witing, new service, finishing and installation of new appliances >BP: To construct a 2 storey + basement one-family dwelling with a secondary suite located in the basement with an attached garage to LWH and 1 open parking pad, providing a total of 3 parking spaces, having vehicular access from the lane. This Building Permit will remain in a suspended status until the associated (green) Demolition Permit BP-2021-03246 is completed. This is a 2 storey building pursuant to the Zoning and Development By-Law 1- No strata titling permitted 2- Bar sink proposed in main floor. 3- A/C unit proposed in rear yard. 4- Schedule B: Alan Prahalad P.Eng (604.831.1431) Structural & Geotechnical 5- HPO: Sian Group Investments Inc BUILDING 1 #1 - 6622 Fleming St - Basement, South-West side, 1st & 2nd story (1FD) #2 - 6622 Fleming St - Basement, North-East side (sec suite) Addresses assigned per the approved plans, Fire and Emergency street access (walkway) to the secondary suite is from the South side. Street access must be provided & maintained at all times and the building addresses posted to be visible from the street in accordance with the Building By-law prior to Final Inspection. Combustible projections or roof soffits on an exposing building face shall not project to less than .45m from the property line and shall be in compliance with VBBL 2019 9.10.15.5.(9) The entire building, INCLUDING THE ATTACHED GARAGE, to be sprinklered to NFPA 13D. ******THIS PERMIT HAS BEEN ISSUED UNDER THE REQUIREMENTS OF VBBL #12511 (2019)****** | NEWTON ELECTRICAL LTD
SP-2022-01409 | 2022-08-31 | 6622 FLEMING STREET, Vancouver, BC V5P 3H2 | Sprinkler Permit | Residential | New | Completed | Residential - New sprinkler system >To construct a 2 storey + basement one-family dwelling with a secondary suite located in the basement with an attached garage to LWH and 1 open parking pad, providing a total of 3 parking spaces, having vehicular access from the lane. This Building Permit will remain in a suspended status until the associated (green) Demolition Permit BP-2021-03246 is completed. This is a 2 storey building pursuant to the Zoning and Development By-Law 1- No strata titling permitted 2- Bar sink proposed in main floor. 3- A/C unit proposed in rear yard. 4- Schedule B: Alan Prahalad P.Eng (604.831.1431) Structural & Geotechnical 5- HPO: Sian Group Investments Inc Combustible projections or roof soffits on an exposing building face shall not project to less than .45m from the property line and shall be in compliance with VBBL 2019 9.10.15.5.(9) The entire building, INCLUDING THE ATTACHED GARAGE, to be sprinklered to NFPA 13D. ******THIS PERMIT HAS BEEN ISSUED UNDER THE REQUIREMENTS OF VBBL #12511 (2019)****** | Haven Fire Protection Ltd
EP-2022-07083 | 2022-08-23 | 6622 FLEMING STREET, Vancouver, BC V5P 3H2 | Electrical Permit | Residential | New | Completed | Installation / Repair - Residential - Alarm Wiring, TV/Tel/Data Wiring, Camera System, Central Vacuum System and Doorbell. COMPLETE SECURITY ALARM SYSTEM >DB: To construct a 2 storey + basement one-family dwelling with a secondary suite located in the basement with an attached garage to LWH and 1 open parking pad, providing a total of 3 parking spaces, having vehicular access from the lane. This is a 2 storey building pursuant to the Zoning and Development By-Law 1- No strata titling permitted 2- Bar sink proposed in main floor. 3- A/C unit proposed in rear yard. *Apr 05, 2023 Permit Amendment: -"Automation" included | Westend Sound And Security Inc.
GP-2022-02509 | 2022-08-24 | 6622 FLEMING STREET, Vancouver, BC V5P 3H2 | Gas Permit | Residential | New | Completed | Residential - New Gas >To construct a 2 storey + basement one-family dwelling with a secondary suite located in the basement with an attached garage to LWH and 1 open parking pad, providing a total of 3 parking spaces, having vehicular access from the lane. This is a 2 storey building pursuant to the Zoning and Development By-Law 1- No strata titling permitted 2- Bar sink proposed in main floor. 3- A/C unit proposed in rear yard. 4- Schedule B: Alan Prahalad P.Eng (604.831.1431) Structural & Geotechnical 5- HPO: Sian Group Investments Inc Combustible projections or roof soffits on an exposing building face shall not project to less than .45m from the property line and shall be in compliance with VBBL 2019 9.10.15.5.(9) The entire building, INCLUDING THE ATTACHED GARAGE, to be sprinklered to NFPA 13D. ******THIS PERMIT HAS BEEN ISSUED UNDER THE REQUIREMENTS OF VBBL #12511 (2019)****** | GILCO PLUMBING HEATING & GAS FITTING LTD
EP-2022-00004 | 2022-01-04 | 6622 FLEMING STREET, Vancouver, BC V5P 3H2 | Electrical Permit | Residential | New | Expired | Temporary Power - Residential - To provide temporary power. >BP: 1FD+SS NOTE: Work authorized by this permit is for placement of a temporary power pole only and does not authorize any site construction and/or excavation. A separate Building Permit will be required prior to commencement of any other work on this site. | NEWTON ELECTRICAL LTD
PP-2022-02002 | 2022-06-10 | 6622 FLEMING STREET, Vancouver, BC V5P 3H2 | Plumbing Permit | Residential | New | Completed | Residential - 1FD+SS - #1 & #2 - sump installation To construct a 2 storey + basement one-family dwelling with a secondary suite located in the basement with an attached garage to LWH and 1 open parking pad, providing a total of 3 parking spaces, having vehicular access from the lane. This Building Permit will remain in a suspended status until the associated (green) Demolition Permit BP-2021-03246 is completed. This is a 2 storey building pursuant to the Zoning and Development By-Law 1- No strata titling permitted 2- Bar sink proposed in main floor. 3- A/C unit proposed in rear yard. ENGINEER LETTER UPLOADED AMEND: AUG 2/2022 Attached is the requested letter for the inspectors review. We had acquired this for the laneway development. | Kingsman Excavating Ltd.
EP-2022-07366 | 2022-09-01 | 6681 FLEMING STREET, Vancouver, BC V5P 3H3 | Electrical Permit | Residential | Renovation | Completed | Installation / Repair - Residential - City inspector asked the owner to remove the 240V Range Circuit in the basement. I will remove the range outlet and put a cover plate on the junction box. I will take that 240V circuit off from the 2 pole breaker as well. (CF-2022-009222) | JMEC Electric Ltd.
EP-2023-08384 | 2023-09-15 | 6709 FLEMING STREET, Vancouver, BC V5P 3H4 | Electrical Permit | Residential | New | Issued | Temporary Power - Residential - To provide temporary power. | Fortune Link Electrical Ltd
GP-2022-00150 | 2022-01-18 | 5735 EARLES STREET, Vancouver, BC V5R 3S4 | Gas Permit | Residential | Tenant Improvement | Completed | Residential - Re Re Furnace | Moore & Russell Heating Ltd
GP-2023-00197 | 2023-01-16 | 5743 EARLES STREET, Vancouver, BC V5R 3S4 | Gas Permit | Residential | Renovation | Completed | Residential - Re&re Furnace | Milani Plumbing Heating & Air Conditioning Ltd
EP-2022-06629 | 2022-08-17 | 5757 EARLES STREET, Vancouver, BC V5R 3S4 | Electrical Permit | Residential | Addition | Completed | Installation / Repair - Residential - Solar Panels: Rooftop and Electrical panel of home. Amend: Aug 22, 2022 Electrical Contractor Declaration Form >BP: Exterior alterations only to provide for the installation of eight (8) flush mounted solar panels on the west portion of the existing roof and seven (7) flush mounted solar panels on the east portion of the existing roof at this existing One-Family Dwelling building. Planning clearance for the installation of flush mounted solar panels has been accepted by development planner Benjamin Dufix, June 28, 2022. OK for Direct To Inspections processing as per Howie Chow, June 28, 2022. Schedule B - Structural and Comfort Letter provided by Jason Hui, P. Eng. 778-319-3403 | Rikur Energy Inc.
EP-2022-08358 | 2022-10-13 | 3274 EAST BOULEVARD, Vancouver, BC V6J 4A6 | Electrical Permit | Commercial | Renovation | Completed | Installation / Repair - Commercial - Repair electrical deficiencies generated from a city electrical inspection. Inspection card reference 14-2022-00236 Child Care - more than 8 children. Inspection card dated Sep. 14th, 2022. Signed: Victor Lippucci. (IA-2022-00236) (CF-2022-009344) | MC Electric Corp
GP-2023-02897 | 2023-10-03 | 3326 EAST BOULEVARD, Vancouver, BC V6J 4A7 | Gas Permit | Residential | Renovation | Completed | Residential - Replace the mid efficiency to high efficiency furnace | YGV Mechanical Inc
PP-2023-02284 | 2023-06-27 | 3690 EAST BOULEVARD, Vancouver, BC V6J 4B1 | Plumbing Permit | Residential | Renovation | Issued | Residential - bathroom and laundry facility >BP: To add and perform interior and exterior alterations to the existing one-family dwelling on this site. | Fusion Mechanical Plumbing Contractor Ltd
EP-2023-01232 | 2023-02-14 | 3690 EAST BOULEVARD, Vancouver, BC V6J 4B1 | Electrical Permit | Residential | Renovation | Issued | Installation / Repair - Residential - Relocate 200amp Service from house to Existing Garage Re & Re Existing 200amp panel in house Install new Main Panel in Garage Rewire Garage only new underground cable/tel duct from garage to house *No heating/cooling loads being added *DCC-12 added for EV receptacle *Amend Jun 14, 2023 -"Kitchen/Dining Re & Re" -"4" Pot Lights/Upgrade Kitchen receptacles/Kit Island receptacles" >BP: To add and perform interior and exterior alterations to the existing one-family dwelling on this site. Structural Schedule B provided by Scott Ash Anderson, P.ENG Geotechnical Schedule B provided by Ward Philips, P.ENG Okay for SIPs Relocate Existing Cable/Tel from house to Existing Garage | All Wire Electric Inc.
EP-2022-06952 | 2022-08-18 | 5220 EAST BOULEVARD, Vancouver, BC V6M 3V1 | Electrical Permit | Residential | Tenant Improvement | Cancelled | Installation / Repair - Residential - -Upgrade service from 100 to 200 amp. -Junction branch circuit wring. | BPM Electric Ltd
EP-2023-04918 | 2023-06-02 | 1738 FRANCES STREET, Vancouver, BC V5L 1Z6 | Electrical Permit | Commercial | Addition | Issued | Installation / Repair - Commercial - Emergency Safety Repair - faulty existing fire alarm panel to be replaced with mircom fx2000. Verification by Community Fire Prevention. Note: This fire alarm system upgrade is limited only to the replacement of existing fire alarm panel without altering the existing wiring or outlet boxes. This permit has been issued based on Bulletin 2018-004-BU/EL. | Wireway Electric Ltd
EP-2023-02144 | 2023-04-27 | 1766 FRANCES STREET, Vancouver, BC V5L 1Z6 | Electrical Permit | Commercial | New | Issued | Installation / Repair - Commercial - New 9 storey residential building. >BP:To develop a 9-storey building of encapsulated mass timber construction, containing 81 residential rental units. The structure is designed as combination of steel columns, concrete core, and encapsulated mass timber (CLT) slabs. A licensed Group childcare - school age (up to 20 spaces) is provided at the ground floor. All over one level of underground parking garage. Note: Interior Assessible routes in this project are designed to requirements of Section 4.3 and 5.1 of CSA B651. Note: This is a PASSIVE HOUSE; VBBL 2019. 20-Oct-2022 - Stage 1 (excavation and shoring) issued. 27-Feb-2023 - Stage 2 (full permit) issued. | Alpine Electric Ltd
NULL | NULL | 1766 FRANCES STREET, Vancouver, BC V5L 1Z6 | Plumbing Permit | Commercial | New | Withdrawn | Commercial - Full plumbing scope | Vanguard Mechanical Ltd
NULL | NULL | 1766 FRANCES STREET, Vancouver, BC V5L 1Z6 | Plumbing Permit | Commercial | New | Withdrawn | Commercial - Full plumbing scope | Vanguard Mechanical Ltd
PP-2023-01410 | 2023-04-27 | 1766 FRANCES STREET, Vancouver, BC V5L 1Z6 | Plumbing Permit | Commercial | New | Issued | Commercial - Underground plumbing - installing sumps, oil interceptor, area drains, floor drains and associated piping >BP: To develop a 9-storey building of encapsulated mass timber construction, containing 81 residential rental units. The structure is designed as combination of steel columns, concrete core, and encapsulated mass timber (CLT) slabs. A licensed Group childcare - school age (up to 20 spaces) is provided at the ground floor. All over one level of underground parking garage. Note: Interior Assessible routes in this project are designed to requirements of Section 4.3 and 5.1 of CSA B651. Note: This is a PASSIVE HOUSE; VBBL 2019. 20-Oct-2022 - Stage 1 (excavation and shoring) issued. 27-Feb-2023 - Stage 2 (full permit) issued. | Vanguard Mechanical Ltd
PP-2023-01652 | 2023-09-29 | 1766 FRANCES STREET, Vancouver, BC V5L 1Z6 | Plumbing Permit | Commercial | New | Issued | Commercial - Above ground plumbing >BP: To develop a 9-storey building of encapsulated mass timber construction, containing 81 residential rental units. The structure is designed as combination of steel columns, concrete core, and encapsulated mass timber (CLT) slabs. A licensed Group childcare - school age (up to 20 spaces) is provided at the ground floor. All over one level of underground parking garage. | Vanguard Mechanical Ltd
EP-2023-00500 | 2023-01-20 | 1766 FRANCES STREET, Vancouver, BC V5L 1Z6 | Electrical Permit | Commercial | New | Expired | Temporary Power - Commercial - To provide temporary power. | Alpine Electric Ltd
SP-2022-02063 | NULL | 1766 FRANCES STREET, Vancouver, BC V5L 1Z6 | Sprinkler Permit | Commercial | New | In Review | Commercial - New construction project. Residential project, mass timber building. Below grade parkade and above grade residential building. >BP: To construct a 9-storey, 81-rental dwelling unit residential building with steel columns and concrete core and encapsulated mass timber floor system. A licensed out-of-school childcare facility is provided at the the ground floor. All over one level of underground parking garage. Note: Interior Assessible routes in this project are designed to requirements of Section 4.3 and 5.1 of CSA B651. Note: This is a PASSIVE HOUSE; VBBL 2019. 20-Oct-2022 - Stage 1 (excavation and shoring) issued. Stage 2- full permit - In Review | NULL
EP-2022-06222 | 2022-07-25 | 1828 FRANCES STREET, Vancouver, BC V5L 1Z7 | Electrical Permit | Commercial | Renovation | Issued | Installation / Repair - Commercial - Replacing faulty fire alarm panel with new Mircom FA-1000. Material and verification will be provided by Fairlane Fire Prevention. This repair falls under category 2C of bulletin 2018-004-BU/EL | Top Solutions Systems Integration Ltd
EP-2023-03315 | 2023-04-18 | 1828 FRANCES STREET, Vancouver, BC V5L 1Z7 | Electrical Permit | Commercial | NULL | Issued | Annual / Operating - Maintenance of existing operating electrical equipment - for the operation of a fire alarm system. | Top Solutions Systems Integration Ltd
EP-2022-03477 | 2022-05-11 | 1833 FRANCES STREET, Vancouver, BC V5L 1Z8 | Electrical Permit | Commercial | Tenant Improvement | Completed | Installation / Repair - Commercial - Installation of 68x EV ready junction boxes in owner's stalls throughout parkade. Each junction box to receive approx. 2.2kw-6.656kw when an EV charging station is attached. 3:1 Power Sharing - 3 EVSE stations per 1 40A branch circuit. Add new EV sub-distribution to existing gear: BC Hydro Meter, 3P-600A switch section, 1x 3P-400A and 1x 3P-200A zone panels, 5x Access Points. Drawing set inc. load calculation attached. | Trudel, Daniel, DBA: Electrum Charging Solutions Inc.
EP-2023-03587 | 2023-04-26 | 1833 FRANCES STREET, Vancouver, BC V5L 1Z8 | Electrical Permit | Residential | Addition | Completed | Installation / Repair - Residential - Installing 12x 32A EV Chargers connected to existing EV designed infrastructure from permit EP-2022-03477. | Trudel, Daniel, DBA: Electrum Charging Solutions Inc.
GP-2022-00524 | 2022-02-18 | 3576 FALAISE AVENUE, Vancouver, BC V5M 4C1 | Gas Permit | Residential | Renovation | Completed | Residential - Fortis Gas Meter Relocation | B & B Heavy Civil Construction Ltd
EP-2023-02422 | 2023-03-24 | 4811 FANNIN AVENUE, Vancouver, BC V6T 1B1 | Electrical Permit | Residential | New | Issued | Temporary Power - Residential - To provide temporary power. NOTE: Work authorized by this permit is for placement of a temporary power pole only and does not authorize any site construction and/or excavation. A separate Building Permit will be required prior to commencement of any other work on this site. | Dragon Electric Ltd
GP-2022-03403 | 2022-11-02 | 3629 ETON STREET, Vancouver, BC V5K 1K8 | Gas Permit | Residential | Renovation | Completed | Residential - Re & Re Furnace | Eaton's Heating Ltd
GP-2022-02002 | 2022-07-05 | 3642 ETON STREET, Vancouver, BC V5K 1K9 | Gas Permit | Residential | Renovation | Completed | Residential - re re tankless water heater | Thomson Industries Ltd
EP-2022-06252 | 2022-07-27 | 3655 ETON STREET, Vancouver, BC V5K 1K8 | Electrical Permit | Residential | New | Expired | Temporary Power - Residential - To provide temporary power. NOTE: Work authorized by this permit is for placement of a temporary power pole only and does not authorize any site construction and/or excavation. A separate Building Permit will be required prior to commencement of any other work on this site. | Oxford Electric Ltd
PP-2022-03409 | 2022-09-28 | 3655 ETON STREET, Vancouver, BC V5K 1K8 | Plumbing Permit | Residential | New | Stop Work | Residential - SUMP | Kingsman Excavating Ltd.
SP-2023-00740 | 2023-04-28 | 3655 ETON STREET, Vancouver, BC V5K 1K8 | Sprinkler Permit | Residential | New | Issued | Residential - 2FD - FRONT - 3655 ETON ST BACK - 3653 ETON ST Fire Sprinkler Installation >DB: To construct a two and a half storey two-family dwelling, with a detached accessory building (garage) at the rear providing 2 parking spaces, having vehicular access from the lane. The entire building to be sprinklered to 2 x NFPA 13D. Note: This is a 2 storey building pursuant to the Zoning and Development By-Law 1. A/C units proposed in rear yard & attic space 2. No Bar sinks proposed | NewTech Fire Protection Ltd
NULL | NULL | 3655 ETON STREET, Vancouver, BC V5K 1K8 | Sprinkler Permit | Residential | New | Withdrawn | Residential - Fire Sprinkler Installation | NewTech Fire Protection Ltd
PP-2023-01210 | 2023-04-06 | 3655 ETON STREET, Vancouver, BC V5K 1K8 | Plumbing Permit | Residential | New | Issued | Residential - Plumbing for duplex house >BP: To construct a two and a half storey two-family dwelling , with a detached accessory building (garage) at the rear providing 2 parking spaces, having vehicular access from the lane. The entire building to be sprinklered to 2 x NFPA 13D. Note: This is a 2 storey building pursuant to the Zoning and Development By-Law 1. A/C units proposed in rear yard & attic space 2. No Bar sinks proposed 3. Schedule B: Jason Hui, (778.319.3403) Structural & Geotechnical 4. HPO: Residential Builder - Ashcroft Homes Inc | Apple Mechanical Ltd
MP-2023-00599 | 2023-04-06 | 3655 ETON STREET, Vancouver, BC V5K 1K8 | Mechanical Permit | NULL | NULL | Issued | NULL | Apple Mechanical Ltd
GP-2023-01721 | 2023-06-02 | 3655 ETON STREET, Vancouver, BC V5K 1K8 | Gas Permit | Residential | New | Issued | Residential - Piping and installation of 2 boilers, 2 ranges & 2 bbq's >BP: To construct a two and a half storey two-family dwelling Amend: June 05, 2023 - Added 1 Range, 1 Boiler and 1 BBQ | Apple Mechanical Ltd
EP-2023-05167 | 2023-06-22 | 3655 ETON STREET, Vancouver, BC V5K 1K8 | Electrical Permit | Residential | New | Issued | Installation / Repair - Residential - New service connection complete wiring and installation >BP: To construct a two and a half storey two-family dwelling ($704,750), with a detached accessory building (garage) at the rear providing 2 parking spaces, having vehicular access from the lane. The entire building to be sprinklered to 2 x NFPA 13D. Note: This is a 2 storey building pursuant to the Zoning and Development By-Law 1. A/C units proposed in rear yard & attic space 2. No Bar sinks proposed 3. Schedule B: Jason Hui, (778.319.3403) Structural & Geotechnical 4. HPO: Residential Builder - Ashcroft Homes Inc | Sodhi Electrical Ltd
GP-2022-04015 | 2022-12-15 | 6198 FRASER STREET, Vancouver, BC V5W 3A1 | Gas Permit | Residential | Addition | Completed | Residential - Combi Boiler (199,000 BTU) re/re | HAMZEH GERAMI Dba Nation Heating & Cooling
EP-2023-07035 | 2023-08-08 | 6204 FRASER STREET, Vancouver, BC V5W 3A1 | Electrical Permit | Commercial | New | Completed | Installation / Repair - Commercial - Install Teck cable from powered sign to non powered sign to provide power. -reference: SI-2023-00178 | Houle Electric Limited
EP-2022-05623 | 2022-07-08 | 6330 FRASER STREET, Vancouver, BC V5W 3A4 | Electrical Permit | Commercial | Addition | Completed | Installation / Repair - Commercial - CCTV System, ULC listed Burg System >NOTE: If work on this site could lead to ground disturbance (impacting soil) advise applicant to contact the Provincial Archaeology Branch at 250-953-3334 for a list of archaeological consultants, who when retained by the proponent, will apply on the proponent’s behalf for the necessary archaeological permits. In addition, please be advised that reports from an Archaeologist (Archaeological Overview Assessment (AOA) or Archaeological Impact Assessment (AIA) reports) and archaeological/heritage inspection permits from the First Nations may be necessary prior to the release of your City of Vancouver permits. | Price's Alarm Systems Ltd.
EP-2022-09701 | 2022-11-21 | 1112 FRANKLIN STREET, Vancouver, BC V6A 1J6 | Electrical Permit | Commercial | Renovation | Completed | Installation / Repair - Commercial - Change electrical panel, run power for outlets, switches and lights >BP: Exterior and interior alterations to remove the unauthorized work including mezzanines, partitions, roof access/doghouse, windows and change the use to work shop. Scope of work includes: remove the chimney and 2nd floor loading door on the sough elevation, validate the security gate with emergency exit door in the parking area, remove a portion of the wall on the ground floor to allow for loading bay maneuverability, remove unauthorized dwelling unit The services of a Structural Engineer may be required, based upon site inspection by the District Building Inspector. | Open Electrical Solutions Inc
EP-2022-03667 | 2022-05-09 | 1112 FRANKLIN STREET, Vancouver, BC V6A 1J6 | Electrical Permit | Commercial | Renovation | Completed | Installation / Repair - Commercial - Demolition of walls etc, Electrical made safe (CF-2020-001243) >BP: Exterior and interior alterations to remove the unauthorized work including mezzanines, partitions, roof access/doghouse, windows and change the use to work shop. Scope of work includes: remove the chimney and 2nd floor loading door on the sough elevation, validate the security gate with emergency exit door in the parking area, remove a portion of the wall on the ground floor to allow for loading bay maneuverability, remove unauthorized dwelling unit The services of a Structural Engineer may be required, based upon site inspection by the District Building Inspector. OK for field review per J.Zhang | Operator Electrical Incorporated
EP-2022-03850 | 2022-05-11 | 1146 FRANKLIN STREET, Vancouver, BC | Electrical Permit | Commercial | Renovation | Completed | Installation / Repair - Commercial - Replacement of faulty Mircom FX2000 Fire alarm panel with an updated version of the same make and model. Note: This permit has been issued based on Bulletin 2018-004-BU/EL. | 0777792 BC Ltd
GP-2023-03420 | 2023-11-06 | 6068 FLEMING STREET, Vancouver, BC V5P 3G6 | Gas Permit | Residential | Renovation | Completed | Residential - To Replace 1 Furnace Re/Re | ALL TIME HEATING PLUMBING & AIR CONDITIONING
SP-2023-01724 | 2023-10-03 | 403 E KENT AVENUE NORTH, Vancouver, BC V5X 4M2 | Sprinkler Permit | Commercial | Tenant Improvement | Completed | Commercial - Installation of fire hose assemblies >BP: Interior alterations to demise this existing Wholesaling Class A unit into two storage warehouse units in this existing commercial building. The scope includes installing racking system to one of the newly created unit AMEND: OCT 11/2023 Add 1 new pendent sprinkler head. Uploading plan sketch Oct 10 2023 *****This application does not include any of the following: 1. Not more than 20 sprinklers (add, relocate, or remove), 2. hydraulic calculations, 3. change in occupancy and /or hazard classification, 4. warehouse storage arrangements, 5. mobile compact storage arrangements, 6. alternative solutions, 7. changes to the sprinkler system supply piping (e.g. valves, mains, cross-mains, branch-lines, etc.), or 8. flexible sprinkler pipe. | GPM FIRE PROTECTION
SP-2024-00024 | NULL | 403 E KENT AVENUE NORTH, Vancouver, BC V5X 4M2 | Sprinkler Permit | Commercial | Renovation | Applicant Revisions | Commercial - #18 ESFR upgrade to suit new racking plan | Creekside Fire Protection Ltd
SP-2023-02300 | 2023-12-20 | 403 E KENT AVENUE NORTH, Vancouver, BC V5X 4M2 | Sprinkler Permit | Commercial | Tenant Improvement | Completed | Commercial - new sprinkler head for new washroom >BP: Interior alterations to demise this existing Wholesaling Class A unit into two storage warehouse units in this existing commercial building. The scope includes installing racking system to one of the newly created unit >*****This application does not include any of the following: 1. Not more than 20 sprinklers (add, relocate, or remove), 2. hydraulic calculations, 3. change in occupancy and /or hazard classification, 4. warehouse storage arrangements, 5. mobile compact storage arrangements, 6. alternative solutions, 7. changes to the sprinkler system supply piping (e.g. valves, mains, cross-mains, branch-lines, etc.), or 8. flexible sprinkler pipe. | Yu Fire Protection Inc.
EP-2023-10946 | 2023-12-15 | 403 E KENT AVENUE NORTH, Vancouver, BC V5X 4M2 | Electrical Permit | Commercial | Renovation | Completed | Installation / Repair - Commercial - one wash room wiring, only add one light. >BP: Interior alterations to demise this existing Wholesaling Class A unit into two storage warehouse units in this existing commercial building. The scope includes installing racking system to one of the newly created unit Letter of assurance provided by: Schedule A & B (Architectural): Jiang Zhu, Architect AIBC, 778-938-8552 Schedule B (Structural): Alex Lornie, P.Eng., 604-514-4330 | Central Power Group Ltd
PP-2023-04102 | 2023-11-23 | 403 E KENT AVENUE NORTH, Vancouver, BC V5X 4M2 | Plumbing Permit | Commercial | New | Completed | Commercial - Rough-in and finish installation >BP: Interior alterations to demise this existing Wholesaling Class A unit into two storage warehouse units in this existing commercial building. The scope includes installing racking system to one of the newly created unit | Green Earth Plumbing and Heating Ltd
EP-2022-05780 | 2022-07-11 | 403 E KENT AVENUE NORTH, Vancouver, BC V5X 4M2 | Electrical Permit | Commercial | Addition | Completed | Installation / Repair - Commercial - We will be adding a new 120/208V panel feeding 3 15A plug, 2 20A plug, 1 240V 30A plug, and 2 240v 20A plug. The new panel will be fed from an existing 600V panel going through a new 45kVA 600D 208Y/120Vn transformer. -There will be no change to the existing service, no increase or relocation. | Performance Controls Ltd
NULL | NULL | 403 E KENT AVENUE NORTH, Vancouver, BC V5X 4M2 | Electrical Permit | Commercial | Renovation | Withdrawn | Installation / Repair - Commercial - Installation of Air conditioning unit | Performance Controls Ltd
EP-2023-02690 | 2023-03-29 | 403 E KENT AVENUE NORTH, Vancouver, BC V5X 4M2 | Electrical Permit | Commercial | NULL | Issued | Annual / Operating - Maintenance of existing operating electrical equipment for 403 East Kent Lab Unit #25. | Airon HVAC & Control Ltd
SP-2023-00499 | 2023-03-23 | 455 E KENT AVENUE NORTH, Vancouver, BC V5X 4M2 | Sprinkler Permit | Commercial | Tenant Improvement | Completed | Commercial - Add new sprinkler heads from existing sprinkler system in new office area. >BP: Interior alterations to provide tenant improvements to the ancillary office space in this existing storage warehouse with ancillary office in this existing commercial building. Mechanical/ Plumbing Schedule B provided by Satwik Shetty E2 - HVAC - Clean and Balance all Air Systems (per 6.7.2.3.2 of ASHRAE 90.1-2016) *****This application does not include any of the following: 1. Not more than 20 sprinklers (add, relocate, or remove), 2. hydraulic calculations, 3. change in occupancy and /or hazard classification, 4. warehouse storage arrangements, 5. mobile compact storage arrangements, 6. alternative solutions, 7. changes to the sprinkler system supply piping (e.g. valves, mains, cross-mains, branch-lines, etc.), or 8. flexible sprinkler pipe. | Priority Fire Systems Ltd
EP-2023-02471 | 2023-05-10 | 455 E KENT AVENUE NORTH, Vancouver, BC V5X 4M2 | Electrical Permit | Commercial | Renovation | Completed | Installation / Repair - Commercial - Relocate warehouse lighting; Branch wiring ( convivence & dedicated receptacles, TV Boxes, GFCI); Lighting & Controls; Exit & EM; Base board heaters; Mechanical connections; RE&RE of existing fire alarm devices; Patch Panel and data drops. *Amend Jun 16, 2023 -"Exclude "re&re fire alarm" from scope of work. Site conditions were not required to be altered" >BP: Interior alterations to provide tenant improvements to the ancillary office space in this existing storage warehouse with ancillary office in this existing commercial building. Mechanical/ Plumbing Schedule B provided by Satwik Shetty E2 - HVAC - Clean and Balance all Air Systems (per 6.7.2.3.2 of ASHRAE 90.1-2016) Amend: May 11, 2023 add unit #4 to permit | Leading Edge Electric Inc
PP-2023-01060 | 2023-03-28 | 455 E KENT AVENUE NORTH, Vancouver, BC V5X 4M2 | Plumbing Permit | Commercial | Tenant Improvement | Completed | Commercial - Adding two washrooms to a warehouse space. >BP: Interior alterations to provide tenant improvements to the ancillary office space in this existing storage warehouse with ancillary office in this existing commercial building. Mechanical/ Plumbing Schedule B provided by Satwik Shetty | WestCoast Water Solutions Ltd
SP-2023-00576 | 2023-11-03 | 455 E KENT AVENUE NORTH, Vancouver, BC V5X 4M2 | Sprinkler Permit | Commercial | New | Completed | Commercial - For sprinkler system alterations to the 2019 VBBL and NFPA 13, 2013 *** to install in-rack sprinklers only *** in new racking system for tenant improvements for interior alterations to only install racking system to this existing storage warehouse with ancillary office unit #4 in this existing commercial building. This application does not include any of the following: • Changes to the sprinkler system supply piping (e.g. valves, mains, cross-mains, etc.) except as noted on the drawings. • Flexible sprinkler pipe. • Information Technology Equipment Rooms (e.g. IT Rooms, LAN Rooms, etc.). • New alternative solutions and/or modifications to existing alternative solutions. • Change in occupancy and/or hazard classification. Notes: 1. Fire Suppression System Engineer Liang Xin Peng, P.Eng. of Viking Fire Protection Inc. T: 604 324 7122, E lpeng@vikingfire.ca. 2. One set of approved drawings and permit to be available for viewing at the jobsite. | Viking Fire Protection Inc
EP-2023-02920 | 2023-04-04 | 901 E KENT AVENUE NORTH, Vancouver, BC V5X 4V9 | Electrical Permit | Commercial | New | Issued | Temporary Power - Commercial - To provide temporary power. Renewal of EP-2022-00926 Valid: Feb 23, 2023 to Feb 22, 2024 -We are going to install an outdoor monitoring system on top of the office trailer on the North side of the site, another unit on a pole on the NW side of the site, and a third unit on the South of the site by the main gate mounted on a pole. >BP:SPRNKLER SCH B has not been submitted 11-feb-2022 To raise the grade to achieve 4.6 m. flood construction level and to construct one (Building 1) of the proposed two new 2-storey industrial buildings (Building 1 and Building 2) on this site. The new noncombustible industrial building, Building 1 (WEST) contains 12 ( twelve) 2- level industrial strata units (Group F-2). 1st level- warehouse and office space 2nd level- ancillary office. It is PROHIBITTED to divide the 2-storey warehouse units with ancillary office at 2nd level into two suites up and down because the second floor is not accessible. The upper storey is permitted to contain only facilities that are also contained on the accessible storey; therefore, an office space at Level 1 shall be provided; refer to 3.8.2.1.(1) (f). Letter of Commitment by the Owner is on file. Note: Two industrial buildings are proposed on this site (Building 1 and Building 2). Total number of warehouse units on this site is 23. One fire hydrant along the onsite FD vehicle route is proposed on this site. Related to BP-2021-03069 ( Building 2 EAST ) - containing 11 (eleven) industrial 2-level units (F-2). 8-Nov-2021 - Stage I (to construct retaining walls, raise the grade and fill soils on site - issued. | 0777792 BC Ltd
SP-2022-01679 | 2023-09-18 | 901 E KENT AVENUE NORTH, Vancouver, BC V5X 4V9 | Sprinkler Permit | Commercial | New | Issued | Commercial - BLDG 1 - For all sprinkler work to the 2019 VBBL; NFPA 13; and AL prepared by GHL for this newly constructed noncombustible industrial building, containing 12 2- level industrial strata units (Group F-2) Site Description: To construct one (BLDG 1) of the proposed two new 2-storey industrial buildings (Building 1 and Building 2) on this site THIS IS A CP PROJECT and the CP is Matt Turco of GHL Related permits - SP-2022-00328 951 E Kent Av N Bldg 2 - 11 two-level industrial strata suites (shell) - SP-2022-01679 901 E Kent Av N Bldg 1 - 12 two-level industrial strata units (shell) - AL-2022-00001 - Path of Travel for Firefighters Notes - Fire Protection Engineer of Ryan Pavey, P.Eng of Cardinal Engineering Ltd. T 604 605 0606 E pavey@cardinalfire.ca - One set of approved drawings and permit to be available for viewing at the jobsite ESFR Sprinkler System - ESFR Sprinkler requirements shall take precedence. Coordinate Mechanical, electrical, building, and structure elements with ESFR requirements - Storage layout, racking elevations and racking details; mechanical and electrical elements are to be determined as part of future tenant improvements | Pacific Rim Fire Protection (2008) Ltd
EP-2022-10252 | 2022-12-05 | 901 E KENT AVENUE NORTH, Vancouver, BC V5X 4V9 | Electrical Permit | Commercial | New | Expired | Temporary Power - Commercial - RENEWAL OF TEMPORARY POWER VALID: AUG 30/2022 TO AUG 31/2023 EXPIRED PERMIT: EP-2021-06521 To provide temporary power. | INT Electrical Ltd
EP-2023-08740 | 2023-09-28 | 901 E KENT AVENUE NORTH, Vancouver, BC V5X 4V9 | Electrical Permit | Commercial | New | Issued | Annual / Operating - Maintenance of existing operating electrical equipment in compliance with the Electrical By-law No. 5563. | INT Electrical Ltd
PP-2022-02077 | 2022-08-24 | 901 E KENT AVENUE NORTH, Vancouver, BC V5X 4V9 | Plumbing Permit | Commercial | New | Completed | Commercial - Civil Site Servicing- Water, storm and sanitary >To raise the grade to achieve 4.6 m. flood construction level and to construct one (Building 1) of the proposed two new 2-storey industrial buildings (Building 1 and Building 2) on this site. The new noncombustible industrial building, Building 1 (WEST) contains 12 (twelve) 2- level industrial strata units (Group F-2). 1st level- warehouse and office space 2nd level- ancillary office. NOTE - all units will be provided with universal washroom at the TI application stage. It is PROHIBITTED to divide the 2-storey warehouse units with ancillary office at the 2nd level into two suites up and down because the second floor is not accessible. The upper storey is permitted to contain only facilities that are also contained on the accessible storey; therefore, an office space at Level 1 shall be provided; refer to 3.8.2.1.(1) (f). Letter of Commitment by the Owner is on file. NOTE: Two industrial buildings are proposed on this site (Building 1 and Building 2). Total number of warehouse units on this site is 23. One fire hydrant along the onsite FD vehicle route is proposed on this site. All fees for the entire development on this site applied against this permit. Related to BP-2021-03069 (Building 2 - EAST) - containing 11 (eleven) industrial 2-level units (F-2). 08-Nov-2021 - Stage I (to construct retaining walls, raise the grade, and fill soils on site) - issued. 03-May-2022 - Stage II (Structural Only) issued. 03-June-2022 - Stage III (Full permit) issued. | J Cote & Son Excavating Ltd
PP-2021-03959 | 2022-06-14 | 901 E KENT AVENUE NORTH, Vancouver, BC V5X 4V9 | Plumbing Permit | Commercial | New | Issued | Commercial - Commercial building with 12 units and end of trip facility Permit includes work within building only Separate permit required for Civil >To raise the grade to achieve 4.6 m. flood construction level and to construct one (Building 1) of the proposed two new 2-storey industrial buildings (Building 1 and Building 2 ) on this site. The new noncombustible industrial building, Building 1 (WEST) contains 12 ( twelve) 2- level industrial strata units (Group F-2). 1st level- warehouse and office space 2nd level- ancillary office. It is PROHIBITTED to divide the 2-storey warehouse units with ancillary office at 2nd level into two suites up and down because the second floor is not accessible. The upper storey is permitted to contain only facilities that are also contained on the accessible storey; therefore, an office space at Level 1 shall be provided; refer to 3.8.2.1.(1) (f). Letter of Commitment by the Owner is on file. Note: Two industrial buildings are proposed on this site (Building 1 and Building 2). Total number of warehouse units on this site is 23. One fire hydrant along the onsite FD vehicle is proposed on this site. All fees for the entire development on this site applied against this permit. Related to BP-2021-03069 ( Building 2 EAST ) - containing 11 (eleven) industrial 2-level units (F-2). 8-Nov-2021 - Stage I (to construct retaining walls, raise the grade and fill soils on site.) There will be no excavation for this project.) issued. | Encon Performance Inc
EP-2021-09396 | 2022-03-01 | 901 E KENT AVENUE NORTH, Vancouver, BC V5X 4V9 | Electrical Permit | Commercial | New | Completed | Installation / Repair - Commercial - Base building for warehouse spaces. Distribution, lighting, fire alarm, emergency lighting and general devices. BP: To raise the grade to achieve 4.6 m. flood construction level and to construct one (Building 1) of the proposed two new 2-storey industrial buildings (Building 1 and Building 2 ) on this site. The new noncombustible industrial building, Building 1 (WEST) contains 12 ( twelve) 2- level industrial strata units (Group F-2). 1st level- warehouse and office space 2nd level- ancillary office. | INT Electrical Ltd
NULL | NULL | 901 E KENT AVENUE NORTH, Vancouver, BC V5X 4V9 | Plumbing Permit | Commercial | New | Withdrawn | Commercial - New Site Services for Multi Tenant Commercial building (Sanitary, Storm & Water) | NULL
NULL | NULL | 901 E KENT AVENUE NORTH, Vancouver, BC V5X 4V9 | Electrical Permit | Commercial | New | Withdrawn | Installation / Repair - Commercial - We will install outdoor monitoring on top of an office trailer and 2 units mounted on a pole. | NULL
EP-2022-00926 | 2022-02-23 | 901 E KENT AVENUE NORTH, Vancouver, BC V5X 4V9 | Electrical Permit | Commercial | New | Expired | Temporary Power - Commercial - To provide temporary power. -We are going to install an outdoor monitoring system on top of the office trailer on the North side of the site, another unit on a pole on the NW side of the site, and a third unit on the South of the site by the main gate mounted on a pole. >BP:SPRNKLER SCH B has not been submitted 11-feb-2022 To raise the grade to achieve 4.6 m. flood construction level and to construct one (Building 1) of the proposed two new 2-storey industrial buildings (Building 1 and Building 2) on this site. The new noncombustible industrial building, Building 1 (WEST) contains 12 ( twelve) 2- level industrial strata units (Group F-2). 1st level- warehouse and office space 2nd level- ancillary office. It is PROHIBITTED to divide the 2-storey warehouse units with ancillary office at 2nd level into two suites up and down because the second floor is not accessible. The upper storey is permitted to contain only facilities that are also contained on the accessible storey; therefore, an office space at Level 1 shall be provided; refer to 3.8.2.1.(1) (f). Letter of Commitment by the Owner is on file. Note: Two industrial buildings are proposed on this site (Building 1 and Building 2). Total number of warehouse units on this site is 23. One fire hydrant along the onsite FD vehicle route is proposed on this site. Related to BP-2021-03069 ( Building 2 EAST ) - containing 11 (eleven) industrial 2-level units (F-2). 8-Nov-2021 - Stage I (to construct retaining walls, raise the grade and fill soils on site - issued. | 0777792 BC Ltd
SP-2021-01655 | 2023-03-01 | 1367 E KENT AVENUE NORTH, Vancouver, BC V5X 4T6 | Sprinkler Permit | Commercial | Tenant Improvement | Issued | Commercial - To modify existing sprinkler system to suit the new office layout on the main and 2nd floor, the scope of work includes: -add new 4" DCDA -New zone control valve for each system -Modify existing sprinkler system to suit which includes but is not limited to (32 new chrome pendants,1 new sidewall, 12 pendants relocated) | Mountain Fire Protection Ltd
PP-2023-03225 | 2024-01-15 | 1385 E KENT AVENUE NORTH, Vancouver, BC | Plumbing Permit | Commercial | New | Issued | Commercial - drain tile water service trench drain rwl dimple board >BP: To construct a one story with mezzanine commercial building (vehicle dealership) on this existing undeveloped site. Note: This application is reviewed under VBBL 2019. AMEND: JAN 18/2024 Add 1x outside gravity sump and add 1x outside sanitary backflow preventer vault | J & R Excavation & Demolition Ltd.
EP-2023-11236 | 2023-12-19 | 1385 E KENT AVENUE NORTH, Vancouver, BC | Electrical Permit | Commercial | New | Issued | Installation / Repair - Commercial - Installation of Service, Transformer, Distribution, Branch circuit wiring, Lighting, Lighting Controls, Exit/EM, Electrical Connections to mechanical equipment, Fire Alarm System, Data drops. Main service will be 347/600 3P 4W fused at 150A. >BP: To construct a one story with mezzanine commercial building (vehicle dealership) on this existing undeveloped site. Note: This application is reviewed under VBBL 2019. | Leading Edge Electric Inc
PP-2024-00032 | NULL | 1385 E KENT AVENUE NORTH, Vancouver, BC | Plumbing Permit | Commercial | New | Applicant Revisions | Commercial - New Commercial Space for Auto One >BP: To construct a one story with mezzanine commercial building (vehicle dealership) on this existing undeveloped site. Note: This application is reviewed under VBBL 2019. | Perfect Fit Plumbing & Heating Ltd
SP-2023-00399 | 2024-01-05 | 1385 E KENT AVENUE NORTH, Vancouver, BC | Sprinkler Permit | Commercial | New | Issued | Commercial - For sprinkler system alterations to the 2019 VBBL and NFPA 13, 2013 for the tenant improvements to provide to construct a one story with mezzanine commercial building (vehicle dealership) on this existing undeveloped site. Engineer of Record: Farzad Hemmati 604-649-4574 farzadh@bmactc.com | Troy Life & Fire Safety Limited Protection Incendia Troyu Ltee
PP-2023-01841 | 2023-05-25 | 1645 E KENT AVENUE NORTH, Vancouver, BC V5P 2S8 | Plumbing Permit | Commercial | Renovation - Dwelling Unit(s) only | Completed | Commercial - install backflows as per city request | Mainland Plumbing & Heating
EP-2022-04579 | 2023-01-04 | 5350 EAST BOULEVARD, Vancouver, BC V6M 3V2 | Electrical Permit | Commercial | Addition | Completed | Installation / Repair - Commercial - Voluntary Fire alarm upgrade | VANCOUVER SCHOOL BOARD
EP-2022-02656 | 2022-04-01 | 5670 EAST BOULEVARD, Vancouver, BC V6M 3V2 | Electrical Permit | Commercial | Renovation | Completed | Installation / Repair - Commercial - Wiring for PH Monitor Note: spoke to Blaire Masztalar -FV Refrigeration. PH monitor is part of the ammonia refrigeration control system and ties into the Building control system and not the FAS. BP does not need to be associated with this permit. (A. Thornley) >BP: Interior alterations only to provide new single stage Fire Alarm in this existing Kerridale Arena Ice Rink building at this existing Kerrisdale Park site. Ok for BP only as per WW Schedule A & B, Electrical, Michael Hart, FWD Engineering, 604-904-2039 Schedule B Architectural, James Emery,604.736.5581 *** This permit has been issued under the requirements of the VBBL #12511 (2019) *** Building Review Branch Notes: - Intake During COVID-19 - Electrical Permit EP-2020-07614 | Fraser Valley Refrigeration Ltd
EP-2022-06951 | 2022-08-19 | 5670 EAST BOULEVARD, Vancouver, BC V6M 3V2 | Electrical Permit | Commercial | Tenant Improvement | Completed | Installation / Repair - Commercial - Supply and installation of new Reliable Controls controllers to replace the existing refrigeration controllers (Panels 3, 4, and 10). Data drop from clients network will be required at the existing panel location. This work is not included in this price. Includes all programming, commissioning, graphics and as built drawings. -our work is not attached to the condenser re&re, but is attached to the compressor upgrade. So, i guess if the compressor work is included under the condenser re&re, then yes? >BP: Exterior and interior alterations to replace the condenser unit and expand the exterior platform to accommodate the new unit for this existing Kerrisdale Arena Ice Rink building. | Houle Electric Limited
EP-2022-06271 | 2022-07-27 | 5670 EAST BOULEVARD, Vancouver, BC V6M 3V2 | Electrical Permit | Commercial | Renovation | Completed | Installation / Repair - Commercial - replacing motors and fans | Fraser Valley Refrigeration Ltd
EP-2023-07422 | 2023-08-15 | 5970 EAST BOULEVARD, Vancouver, BC V6M 3V4 | Electrical Permit | Commercial | Renovation - Dwelling Unit(s) only | Issued | Installation / Repair - Commercial - Unit 301 residential. BC Hydro requests permit to reconnect power to existing unit. Unit has not been occupied for over one year. Past hydro account for unit fell into arrears. No electrical work or changes being completed, power reconnection only. | Treeline Electrical Services Inc
EP-2022-01314 | 2022-02-18 | 6450 EAST BOULEVARD, Vancouver, BC V6M 3V9 | Electrical Permit | Residential | Renovation | Completed | Installation / Repair - Residential - UNIT#112 Replace electrical panel with a SQD 60A 16 circuits. Install two 20A circuits for kitchen counter receptacles. Install AFCI circuit for microwave. Install dishwasher circuit. Re-wire the bathroom. Replace all receptacles, switches and light fixtures (provided by customer). NOTE: there will be no alterations to the wall | ACTIVE ELECTRIC LTD.
GP-2023-00921 | 2023-03-15 | 3673 ETON STREET, Vancouver, BC V5K 1K8 | Gas Permit | Residential | New | Completed | Residential - Replacement of Hi Efficiency Combo Boiler and Water Heater (Nevian Comi) With Existing Combi unit | Ariana Heating & Air Conditioning Ltd
GP-2022-03694 | 2022-11-23 | 3686 ETON STREET, Vancouver, BC V5K 1K9 | Gas Permit | Residential | Tenant Improvement | Completed | Residential - Re Re furnace | Moore & Russell Heating Ltd
MP-2022-00624 | 2022-11-28 | 2630 ETON STREET, Vancouver, BC V5K 1K1 | Mechanical Permit | NULL | NULL | Completed | NULL | 20-20 Solutions Mechanical Ltd
EP-2022-09725 | 2022-11-21 | 2630 ETON STREET, Vancouver, BC V5K 1K1 | Electrical Permit | Residential | New | Completed | Installation / Repair - Residential - Duplex wiring >BP: To construct a 2 and half storey, two-family dwelling with a detached accessory building (garage), at the rear providing 2 parking spaces, having vehicular access from the lane. The entire building, INCLUDING THE ATTACHED GARAGE (if applicable), to be sprinklered to NFPA 13D. Note: This is a 2 and a half storey building pursuant to the Zoning and Development By-Law 1. A/C unit proposed in rear/int. half storey closet 2. No bar sink proposed 3. Schedule B: Jason Hui, P.Eng (778-319-3403) Structural & Geotechnical 4. HPO: Residential Builder, Five River Construction Ltd. "Combustible projections or roof soffits on an exposing building face shall not project to less than .45m from the property line and shall be in compliance with VBBL 2014 9.10.15.5.(9)" ***This permit is issued under the VBBL 2019, with updated energy requirements as per bylaw # 12997 effective Jan 01, 2022.*** | L.H. ELECTRIC LTD
EP-2022-09857 | 2022-11-22 | 2630 ETON STREET, Vancouver, BC V5K 1K1 | Electrical Permit | Residential | New | Completed | Installation / Repair - Residential - low voltage rough-in and completion of alarm sytem, tv/data/cable >BP: To construct a 2 and half storey, two-family dwelling with a detached accessory building (garage), at the rear providing 2 parking spaces, having vehicular access from the lane. The entire building, INCLUDING THE ATTACHED GARAGE (if applicable), to be sprinklered to NFPA 13D. Note: This is a 2 and a half storey building pursuant to the Zoning and Development By-Law 1. A/C unit proposed in rear/int. half storey closet 2. No bar sink proposed 3. Schedule B: Jason Hui, P.Eng (778-319-3403) Structural & Geotechnical 4. HPO: Residential Builder, Five River Construction Ltd. "Combustible projections or roof soffits on an exposing building face shall not project to less than .45m from the property line and shall be in compliance with VBBL 2014 9.10.15.5.(9)" Any alterations or conversions to the attached garage (if applicable) to habitable living space shall not be permitted without first obtaining the approval of the Director of Planning and the Chief Building Official. Thermal protection measures and Laneway house design guidelines shall be required to be met prior to the approval of the conversion. ***This permit is issued under the VBBL 2019, with updated energy requirements as per bylaw # 12997 effective Jan 01, 2022.*** | Infinitech Security & Integration Inc.
SP-2022-01928 | 2022-11-18 | 2630 ETON STREET, Vancouver, BC V5K 1K1 | Sprinkler Permit | Residential | New | Completed | Residential - Install sprinklers in duplex >BP: To construct a 2 and half storey, two-family dwelling with a detached accessory building (garage), at the rear providing 2 parking spaces, having vehicular access from the lane. The entire building, INCLUDING THE ATTACHED GARAGE (if applicable), to be sprinklered to NFPA 13D. Note: This is a 2 and a half storey building pursuant to the Zoning and Development By-Law 1. A/C unit proposed in rear/int. half storey closet 2. No bar sink proposed 3. Schedule B: Jason Hui, P.Eng (778-319-3403) Structural & Geotechnical 4. HPO: Residential Builder, Five River Construction Ltd. ***This permit is issued under the VBBL 2019, with updated energy requirements as per bylaw # 12997 effective Jan 01, 2022.*** | Gold Key Fire Protection Ltd
GP-2022-03482 | 2022-11-08 | 2630 ETON STREET, Vancouver, BC V5K 1K1 | Gas Permit | Residential | New | Completed | Residential - This is new duplex house with 4 fixtures >BP: To construct a 2 and half storey, two-family dwelling with a detached accessory building (garage), at the rear providing 2 parking spaces, having vehicular access from the lane. The entire building, INCLUDING THE ATTACHED GARAGE (if applicable), to be sprinklered to NFPA 13D. Note: This is a 2 and a half storey building pursuant to the Zoning and Development By-Law 1. A/C unit proposed in rear/int. half storey closet 2. No bar sink proposed 3. Schedule B: Jason Hui, P.Eng (778-319-3403) Structural & Geotechnical 4. HPO: Residential Builder, Five River Construction Ltd. "Combustible projections or roof soffits on an exposing building face shall not project to less than .45m from the property line and shall be in compliance with VBBL 2014 9.10.15.5.(9)" Any alterations or conversions to the attached garage (if applicable) to habitable living space shall not be permitted without first obtaining the approval of the Director of Planning and the Chief Building Official. Thermal protection measures and Laneway house design guidelines shall be required to be met prior to the approval of the conversion. ***This permit is issued under the VBBL 2019, with updated energy requirements as per bylaw # 12997 effective Jan 01, 2022.** Amend: Nov 30, 2022 add 2 dryers, 70,000 BTU | AKAL Plumbing & Heating Ltd
EP-2022-06665 | 2022-08-09 | 2630 ETON STREET, Vancouver, BC V5K 1K1 | Electrical Permit | Residential | New | Expired | Temporary Power - Residential - To provide temporary power. NOTE: Work authorized by this permit is for placement of a temporary power pole only and does not authorize any site construction and/or excavation. A separate Building Permit will be required prior to commencement of any other work on this site. | GV ELECTRICAL INC
PP-2022-02654 | 2022-09-07 | 2630 ETON STREET, Vancouver, BC V5K 1K1 | Plumbing Permit | Residential | New | Completed | Residential - Sump | Jewel Mini Excavating Ltd
PP-2022-03481 | 2022-10-03 | 2630 ETON STREET, Vancouver, BC V5K 1K1 | Plumbing Permit | Residential | New | Completed | Residential - New Plumbing for : >BP: To construct a 2 and half storey, two-family dwelling with a detached accessory building (garage), at the rear providing 2 parking spaces, having vehicular access from the lane. The entire building, INCLUDING THE ATTACHED GARAGE (if applicable), to be sprinklered to NFPA 13D. Note: This is a 2 and a half storey building pursuant to the Zoning and Development By-Law 1. A/C unit proposed in rear/int. half storey closet 2. No bar sink proposed 3. Schedule B: Jason Hui, P.Eng (778-319-3403) Structural & Geotechnical 4. HPO: Residential Builder, Five River Construction Ltd. | AKAL Plumbing & Heating Ltd
MP-2023-01593 | 2023-08-30 | 6176 ELM STREET, Vancouver, BC V6N 1B1 | Mechanical Permit | NULL | NULL | Issued | NULL | Thomson Industries Ltd
EP-2023-07761 | 2023-10-13 | 6176 ELM STREET, Vancouver, BC V6N 1B1 | Electrical Permit | Residential | Renovation | Issued | Installation / Repair - Residential - ¦ 1FD- DCC/ HP: 6360W ¦ -Wire in heat pump -Furnace is primary source of heat. *MP-2023-01593: Issued (Heating and Cooling) | Thomson Industries Ltd
MP-2024-00011 | 2024-01-04 | 769 E KING EDWARD AVENUE, Vancouver, BC V5V 2E3 | Mechanical Permit | NULL | NULL | Completed | NULL | 1236318 BC Ltd DBA Aquatech Vancouver
NULL | NULL | 769 E KING EDWARD AVENUE, Vancouver, BC V5V 2E3 | Electrical Permit | Residential | Renovation | Draft | Installation / Repair - Residential - installing a heat pump | NULL
EP-2024-00295 | 2024-01-17 | 769 E KING EDWARD AVENUE, Vancouver, BC V5V 2E3 | Electrical Permit | Residential | Renovation | Issued | Installation / Repair - Residential - Wiring for heat pump per specs MP-2024-00011 | Mountain Point Electrical Inc.
GP-2023-01775 | 2023-06-08 | 769 E KING EDWARD AVENUE, Vancouver, BC V5V 2E3 | Gas Permit | Residential | Renovation | Completed | Residential - re/re of existing hot water tank with tankless water heater | 1236318 BC Ltd DBA Aquatech Vancouver
EP-2023-04123 | 2023-05-11 | 1205 E HASTINGS STREET, Vancouver, BC V6A 1S4 | Electrical Permit | Commercial | Tenant Improvement | Completed | Installation / Repair - Commercial - Outlets New and Relocated, MUA hook-up and Walk-in Cooler. >BP: Interior and exterior alterations: Interior and exterior alterations and a change of use from poultry processing to commissary kitchen and provide tenant improvements to this existing 2 storey building. No alteration proposed to the 2nd floor except to provide one new mechanical shaft to the new roof top make-up air unit. New roof top make up air unit added. Class-1 Cooking operation Building Branch Notes: 1) The entire building has been designed and reviewed as one tenancy operation, separate permit will be required to subdivide into more than one suite. 2) Total proposed Occupant load is 25 persons for Main floor and 20 persons for the 2nd floor = 45 persons for the entire building. 3) A permanent sign indicating the above proposed occupant load shall be posted in a conspicuous location near the suite's principal entrance. 4) Separate permit and additional washroom will be required if layout change or occupant load increased. CRP: Jeff Shen, architect, Tel. 604-210-9698 Email: jeffshen138@gmail.com Revision No. 1. Sept. 10, 2021 W.Ng. 1) Change Mechanical Engineer on Record to Alex Lee, P .Eng., 604-324-8763 Revision No. 2. 1) interior alteration to the 2nd floor area and, 2) adding 5 workstations, one cooking line, 3) adding on walk-in cooler and freezer, 4) adding coffee roasting area to previous storage area, 5) adding dishwashing area and additional 3-compartment sink near west stair area. Revision No. 3, March 21, 2023 Revise 2nd floor layout per architect's resubmitted drawings. | Consolidated Electrical Installations Ltd
PP-2022-04059 | 2022-11-09 | 1205 E HASTINGS STREET, Vancouver, BC V6A 1S4 | Plumbing Permit | Commercial | Renovation | Cancelled | Commercial - Rough in and finishing for above ground fixtures. Plumbing >BP: Interior and exterior alterations: Interior and exterior alterations and a change of use from poultry processing to commissary kitchen and provide tenant improvements to this existing 2 storey building. No alteration proposed to the 2nd floor except to provide one new mechanical shaft to the new roof top make-up air unit. New roof top make up air unit added. Revision No. 2. 1) interior alteration to the 2nd floor area and, 2) adding 5 workstations, one cooking line, 3) adding on walk-in cooler and freezer, 4) adding coffee roasting area to previous storage area, 5) adding dishwashing area and additional 3-compartment sink near west stair area. | Advantage Home Service Ltd
PP-2022-03880 | 2022-11-09 | 1205 E HASTINGS STREET, Vancouver, BC V6A 1S4 | Plumbing Permit | Commercial | Renovation | Completed | Commercial - Rough in and finishing for above ground fixtures. >BP: Interior and exterior alterations: Interior and exterior alterations and a change of use from poultry processing to commissary kitchen and provide tenant improvements to this existing 2 storey building. No alteration proposed to the 2nd floor except to provide one new mechanical shaft to the new roof top make-up air unit. New roof top make up air unit added. Revision No. 2. 1) interior alteration to the 2nd floor area and, 2) adding 5 workstations, one cooking line, 3) adding on walk-in cooler and freezer, 4) adding coffee roasting area to previous storage area, 5) adding dishwashing area and additional 3-compartment sink near west stair area. | Advantage Home Service Ltd
NULL | NULL | 1205 E HASTINGS STREET, Vancouver, BC V6A 1S4 | Mechanical Permit | NULL | NULL | Draft | NULL | NULL
EP-2023-01787 | 2023-03-13 | 828 E HASTINGS STREET, Vancouver, BC V6A 1R6 | Electrical Permit | Commercial | Renovation | Issued | Installation / Repair - Commercial - Install a fire alarm system as per drawings. >BP: Interior and exterior alterations and to change the use, (approximately 7239.0 square feet), from storage, (main floor), to Manufacturing and Retail shell spaces, and the second floor, (approximately 7602.0 square feet), to retain as an assembly use, (shell space), in this existing two-story commercial/industrial building on this site, and includes a relaxation of the required on-site parking. | BD Electrical Ltd
EP-2023-09412 | 2023-10-27 | 828 E HASTINGS STREET, Vancouver, BC V6A 1R6 | Electrical Permit | Commercial | Addition | Issued | Temporary Power - Commercial - Temporary Power Pole -renewal of EP-2022-08867 -valid October 15,2023 to October 14,2024 To provide temporary power to this site. | F & S Electrical Ltd
EP-2022-08867 | 2022-10-19 | 828 E HASTINGS STREET, Vancouver, BC V6A 1R6 | Electrical Permit | Commercial | New | Expired | Temporary Power - Commercial - Temporary Power Pole -renewal of EP-2021-07743 -valid October 15,2022 to October 14,2023 To provide temporary power to this site. | F & S Electrical Ltd
NULL | NULL | 852 E HASTINGS STREET, Vancouver, BC V6A 1R6 | Electrical Permit | Commercial | Tenant Improvement | Withdrawn | Installation / Repair - Commercial - Lighting, receptacles, sub panel | Canadian Electrical Services Ltd
EP-2022-09363 | 2022-11-04 | 852 E HASTINGS STREET, Vancouver, BC V6A 1R6 | Electrical Permit | Commercial | NULL | Expired | Annual / Operating - Maintenance of existing operating electrical equipment. | Blueline Electrical Services Ltd
EP-2023-09942 | 2023-11-06 | 852 E HASTINGS STREET, Vancouver, BC V6A 1R6 | Electrical Permit | Commercial | NULL | Issued | Annual / Operating - Annual permit for maintenance purposes. -Renewal of EP-2022-09363 -Valid: Nov. 5, 2023 - Nov. 4, 2024 | Blueline Electrical Services Ltd
EP-2023-09944 | 2023-11-03 | 855 E HASTINGS STREET, Vancouver, BC V6A 1R8 | Electrical Permit | Commercial | NULL | Issued | Annual / Operating - Annual permit for maintenance purposes. -renewal of EP-2022-09369 -valid: Nov. 5, 2023 - Nov. 4, 2024 | Blueline Electrical Services Ltd
EP-2022-09369 | 2022-11-04 | 855 E HASTINGS STREET, Vancouver, BC V6A 1R8 | Electrical Permit | Commercial | NULL | Expired | Annual / Operating - Maintenance of existing operating electrical equipment. | Blueline Electrical Services Ltd
PP-2022-02525 | 2022-07-19 | 855 E HASTINGS STREET, Vancouver, BC V6A 1R8 | Plumbing Permit | Commercial | Renovation - Dwelling Unit(s) only | Completed | Commercial - all above ground exposed drainage, venting and waterlines. Tying into two existing building drain tie in points, picking up commercial sink with GI, kitchen sink, handsink up front, with another GI. mop sink, and hand sink, on other tie in point. | West Coast Watershield Inc
EP-2022-03065 | 2022-07-13 | 855 E HASTINGS STREET, Vancouver, BC V6A 1R8 | Electrical Permit | Commercial | Tenant Improvement | Completed | Installation / Repair - Commercial - Tenant improvement. New circuits for appliances, pipe work for standard counter receptacles, wiring for chocolate machines. No lighting work involved. >BP: Interior alterations to provide improvements and change of use to provide Retail Ltd food services establishment in this existing one story mixed use building on this site. Ok for field review as per Nehzat J. on April 29, 2022. | F & S Electrical Ltd
EP-2022-02386 | 2022-03-24 | 855 E HASTINGS STREET, Vancouver, BC V6A 1R8 | Electrical Permit | Commercial | Addition | Completed | Installation / Repair - Commercial - Installation of Alarm and Camera systems | ACCURATE ALARMS Ltd
EP-2022-09365 | 2022-11-04 | 868 E HASTINGS STREET, Vancouver, BC V6A 1R6 | Electrical Permit | Commercial | NULL | Expired | Annual / Operating - Maintenance of existing operating electrical equipment. | Blueline Electrical Services Ltd
EP-2023-09943 | 2023-11-03 | 868 E HASTINGS STREET, Vancouver, BC V6A 1R6 | Electrical Permit | Commercial | NULL | Issued | Annual / Operating - Annual permit for maintenance purposes. -renewal of EP-2022-09365 -valid: Nov. 5, 2023 - Nov. 4, 2024 | Blueline Electrical Services Ltd
EP-2022-10291 | 2022-12-07 | 355 E WOODSTOCK AVENUE, Vancouver, BC V5W 1N2 | Electrical Permit | Residential | Renovation | Completed | Installation / Repair - Residential - Dedicated circuit for heat pump, electrical installation of demand share device -A mechanical permit is required for heat pump installation before an electrical inspection will be performed | Pacific Star Electric Inc
MP-2022-00679 | 2022-12-09 | 355 E WOODSTOCK AVENUE, Vancouver, BC V5W 1N2 | Mechanical Permit | NULL | NULL | Completed | NULL | Thomson Industries Ltd
GP-2022-03932 | 2022-12-09 | 355 E WOODSTOCK AVENUE, Vancouver, BC V5W 1N2 | Gas Permit | Residential | Renovation | Completed | Residential - re re furnace and tankless | Thomson Industries Ltd
PP-2023-00232 | 2023-01-25 | 1143 E PENDER STREET, Vancouver, BC V6A 1W6 | Plumbing Permit | Residential | Tenant Improvement | Completed | Residential - hook up sewer and storm to city connection in laneway area at property-line.Total of piping to be 30 meters. | Herbert Schroeder
EP-2023-10302 | 2023-11-14 | 1152 E PENDER STREET, Vancouver, BC V6A 1W5 | Electrical Permit | Residential | Renovation | Issued | Temporary Power - Residential - To provide temporary power. | CSK Electric Inc
EP-2022-08492 | 2022-10-07 | 955 EVANS AVENUE, Vancouver, BC V6A 4C8 | Electrical Permit | Commercial | Tenant Improvement | Issued | Installation / Repair - Commercial - EVSE Installation | Power Pros Electrical Ltd
EP-2023-02278 | 2023-03-17 | 955 EVANS AVENUE, Vancouver, BC V6A 4C8 | Electrical Permit | Commercial | NULL | Issued | Annual / Operating - maintenance Renewal of EP-2022-02919 Valid: April 8, 2023 - April 7, 2024 | City of Vancouver
EP-2023-04114 | 2023-05-10 | 955 EVANS AVENUE, Vancouver, BC V6A 4C8 | Electrical Permit | Commercial | Addition | Issued | Installation / Repair - Commercial - Install New Access Control - 37 Card Readers, NO MAGLOCKS Site Contact - Eric Vuong // evuong@pti.xyz // 6049709982 Access Control Panels / Electric Strikes | Paladin Technologies Inc
EP-2022-02919 | 2022-04-11 | 955 EVANS AVENUE, Vancouver, BC V6A 4C8 | Electrical Permit | Commercial | NULL | Expired | Annual / Operating - Renewal of EP-2021-02637 Valid: April 8, 2022 - April 7, 2023 | City of Vancouver
EP-2023-07824 | 2023-09-01 | 80 EXPO BOULEVARD, Vancouver, BC | Electrical Permit | Commercial | NULL | Expired | Special Event - Provide temporary electrical distribution for special event "Laver Cup - Rocket Club" from existing services in Rogers Arena. Set up beginning September 4, operating from September 22 to 24, 2023. >BP: SPECIAL EVENT: To erect and install approximately 2361 m2 of solid structure for the Laver Cup for a limited period of time expiring September 24, 2023. Notes: 1. Additional structures include 3 - 3 x 3 m, 2 - 5 x 5 m, 1 - 6 x 9 m, and 1 - 12 x 12 m tents. | 0880441 BC Ltd
PP-2023-03213 | 2023-09-14 | 80 EXPO BOULEVARD, Vancouver, BC | Plumbing Permit | Commercial | Addition | Issued | Commercial - Install 6 temporary 3/4" Watts 009M3 RPBA Temp Water connections- fee to be $240 for Special inspections. >BP: SPECIAL EVENT: To erect and install approximately 2361 m2 of solid structure for the Laver Cup for a limited period of time expiring September 24, 2023. | Mainstream Backflow
EP-2023-07462 | 2023-08-21 | 4188 ELGIN STREET, Vancouver, BC V5V 4R4 | Electrical Permit | Residential | Addition | Issued | Installation / Repair - Residential - New heat pump installation, provided breaker, wire run, disconnect and whip to heat pump. MP-2023-01404: Issued (Cooling) | Gandy Installations Ltd
MP-2023-01404 | 2023-08-01 | 4188 ELGIN STREET, Vancouver, BC V5V 4R4 | Mechanical Permit | NULL | NULL | Issued | NULL | Gandy Installations Ltd
EP-2023-10241 | 2023-11-24 | 4222 ELGIN STREET, Vancouver, BC V5V 4R6 | Electrical Permit | Residential | Renovation - Dwelling Unit(s) only | Issued | Installation / Repair - Residential - Basement Suite Addition, Baseboard heat in suite only, Gas range in both dwellings, x1 gas dryer, x1 electric dryer, heat pump for main dwelling, interconnected smoke detectors in suite with photo electric interconnect with main dwelling >BP: Exterior and interior renovations to this existing single detached dwelling and a change of use to a single detached dwelling with secondary suite, located on the first floor, on this site. Scope of work to include interior renovation to existing unfinished basement to add secondary suite with new kitchen, washroom and interior layout changes. Exterior renovations include new exterior door at front of building, addition of approx. 72sq/ft sunken patio at front, and closing exterior door at rear. Approval of two front entry doors from POD Shadi Sajjad - July 24, 2023 Sched B Structural, K. Marcakis, P. Eng., phone#604.254.0868 Ok for field review per S. Jordan - 11 Sep 2023 | Western Summit Electric Ltd
MP-2023-01991 | 2023-11-06 | 4222 ELGIN STREET, Vancouver, BC V5V 4R6 | Mechanical Permit | NULL | NULL | Issued | NULL | Reactive Plumbing & Heating Ltd
PP-2023-03930 | 2023-11-07 | 4222 ELGIN STREET, Vancouver, BC V5V 4R6 | Plumbing Permit | Residential | Renovation | Issued | Residential - basement reno >DB: Exterior and interior renovations to this existing single detached dwelling and a change of use to a single detached dwelling with secondary suite, located on the first floor, on this site. Scope of work to include interior renovation to existing unfinished basement to add secondary suite with new kitchen, washroom and interior layout changes. Exterior renovations include new exterior door at front of building, addition of approx. 72sq/ft sunken patio at front, and closing exterior door at rear. | Reactive Plumbing & Heating Ltd
GP-2023-03670 | 2023-11-23 | 4222 ELGIN STREET, Vancouver, BC V5V 4R6 | Gas Permit | Residential | Renovation | Issued | Residential - 1 Range and 1 Dryer add gas line >BP: Exterior and interior renovations to this existing single detached dwelling and a change of use to a single detached dwelling with secondary suite, located on the first floor, on this site. Scope of work to include interior renovation to existing unfinished basement to add secondary suite with new kitchen, washroom and interior layout changes. Exterior renovations include new exterior door at front of building, addition of approx. 72sq/ft sunken patio at front, and closing exterior door at rear. | Reactive Plumbing & Heating Ltd
GP-2024-00152 | 2024-01-18 | 7075 ELLIOTT STREET, Vancouver, BC V5S 2N3 | Gas Permit | Residential | Renovation | Completed | Residential - RE&RE hot water tank | Milani Plumbing Heating & Air Conditioning Ltd
GP-2022-01552 | 2022-05-19 | 7191 ELLIOTT STREET, Vancouver, BC V5S 2N3 | Gas Permit | Residential | Addition | Completed | Residential - re and re hwt | Christopher Sterling
EP-2022-04734 | 2022-06-06 | 7325 ELLIOTT STREET, Vancouver, BC V5S 2N4 | Electrical Permit | Residential | New | Expired | Temporary Power - Residential - To provide temporary power. | Best Choice Electrical Ltd
EP-2022-08642 | 2022-10-13 | 7325 ELLIOTT STREET, Vancouver, BC V5S 2N4 | Electrical Permit | Residential | New | Completed | Installation / Repair - Residential - New electrical work for: >BP: To construct a 2 storey + basement one-family dwelling with a secondary suite ($1,026,500) located in the basement. Note: Parking for the site has been provided under DB-2021-06866 (Laneway House). Note: This is a 2 storey building pursuant to the Zoning and Development By-Law. 1- Covenant registered at the Land Title Office under CA9873891 2- No strata titling permitted 3- Bar sink proposed in the basement 4- A/C unit proposed in the rear yard 5- Schedule B: N.K. VARSHNEY 604-251-6320 Structural & Geotechnical 4- BC Housing Residential Builder - Surtaj Construction Ltd. | Best Choice Electrical Ltd
PP-2022-03866 | 2022-10-27 | 7325 ELLIOTT STREET, Vancouver, BC V5S 2N4 | Plumbing Permit | Residential | New | Completed | Residential - new plumbing for: >BP: To construct a 2 storey + basement one-family dwelling with a secondary suite ($1,026,500) located in the basement. Note: Parking for the site has been provided under DB-2021-06866 (Laneway House). Note: This is a 2 storey building pursuant to the Zoning and Development By-Law. 1- Covenant registered at the Land Title Office under CA9873891 2- No strata titling permitted 3- Bar sink proposed in the basement 4- A/C unit proposed in the rear yard 5- Schedule B: N.K. VARSHNEY 604-251-6320 Structural & Geotechnical 4- BC Housing Residential Builder - Surtaj Construction Ltd. Address number assigned as per approved plans for Fire and Emergency response. The address number is to be posted and to the building and to be visible from the street in accordance with the Building By-law prior to final inspection. ******THIS PERMIT HAS BEEN ISSUED UNDER THE REQUIREMENTS OF VBBL #12511 (2019)****** | Bison Plumbing & Heating Ltd
MP-2022-00498 | 2022-11-01 | 7325 ELLIOTT STREET, Vancouver, BC V5S 2N4 | Mechanical Permit | NULL | NULL | Completed | NULL | Bison Plumbing & Heating Ltd
GP-2023-00037 | 2023-01-05 | 7325 ELLIOTT STREET, Vancouver, BC V5S 2N4 | Gas Permit | Residential | New | Completed | Residential - SUPPLY ,INSTALL GAS FIREPLACE AND VENT >To construct a 2 storey + basement one-family dwelling with a secondary suite ($1,026,500) located in the basement. Note: Parking for the site has been provided under DB-2021-06866 (Laneway House). Note: This is a 2 storey building pursuant to the Zoning and Development By-Law. 1- Covenant registered at the Land Title Office under CA9873891 2- No strata titling permitted 3- Bar sink proposed in the basement 4- A/C unit proposed in the rear yard 5- Schedule B: N.K. VARSHNEY 604-251-6320 Structural & Geotechnical 4- BC Housing Residential Builder - Surtaj Construction Ltd. Address number assigned as per approved plans for Fire and Emergency response. The address number is to be posted and to the building and to be visible from the street in accordance with the Building By-law prior to final inspection. ******THIS PERMIT HAS BEEN ISSUED UNDER THE REQUIREMENTS OF VBBL #12511 (2019)****** | Delco Fireplaces Ltd
GP-2022-03865 | 2022-12-06 | 7325 ELLIOTT STREET, Vancouver, BC V5S 2N4 | Gas Permit | Residential | New | Completed | Residential - Installation of gas appliances. Piping only for Fireplace >BP: To construct a 2 storey + basement one-family dwelling with a secondary suite ($1,026,500) located in the basement. | Century Twenty One Gas & Heating Co. Ltd
SP-2022-02073 | 2022-12-16 | 7325 ELLIOTT STREET, Vancouver, BC V5S 2N4 | Sprinkler Permit | Residential | New | Completed | Residential - To install fire sprinkler system in SFD with Secondary Suite >BP: To construct a 2 storey + basement one-family dwelling with a secondary suite ($1,026,500) located in the basement. Note: Parking for the site has been provided under DB-2021-06866 (Laneway House). Note: This is a 2 storey building pursuant to the Zoning and Development By-Law. 1- Covenant registered at the Land Title Office under CA9873891 2- No strata titling permitted 3- Bar sink proposed in the basement 4- A/C unit proposed in the rear yard 5- Schedule B: N.K. VARSHNEY 604-251-6320 Structural & Geotechnical 4- BC Housing Residential Builder - Surtaj Construction Ltd. The entire building, INCLUDING THE ATTACHED GARAGE (if applicable), to be sprinklered to NFPA 13D. ******THIS PERMIT HAS BEEN ISSUED UNDER THE REQUIREMENTS OF VBBL #12511 (2019)****** | Max Fire Pro Ltd
EP-2022-09922 | 2022-11-23 | 7325 ELLIOTT STREET, Vancouver, BC V5S 2N4 | Electrical Permit | Residential | New | Completed | Installation / Repair - Residential - Low voltage rough wire & finish for data, cable, audio, doorbell, alarm, cams & vacuum. | Paratech Integrated Systems Ltd
PP-2022-03312 | 2022-09-21 | 7325 ELLIOTT STREET, Vancouver, BC V5S 2N4 | Plumbing Permit | Residential | New | Completed | Residential - Sump | GNA Contracting Ltd
GP-2022-02182 | 2022-07-27 | 7341 ELLIOTT STREET, Vancouver, BC V5S 2N4 | Gas Permit | Residential | Renovation | Completed | Residential - REmoval of gas furnace | 0994152 BC Ltd
EP-2022-01544 | 2022-03-02 | 7341 ELLIOTT STREET, Vancouver, BC V5S 2N4 | Electrical Permit | Residential | Tenant Improvement | Completed | Installation / Repair - Residential - Electrical to heat pump unit in the side yard with neighbor permission letter. | 0994152 BC Ltd
PP-2022-00598 | 2022-02-22 | 7376 ELLIOTT STREET, Vancouver, BC V5S 2N5 | Plumbing Permit | Residential | New | Completed | Residential - two out side sumps with out pump | JVT EXCAVATING & DEMOLITION LTD
EP-2022-00991 | 2022-02-11 | 7376 ELLIOTT STREET, Vancouver, BC V5S 2N5 | Electrical Permit | Residential | New | Expired | Temporary Power - Residential - To provide temporary power. | Canadian Electrical Services Ltd
PP-2022-02023 | 2022-06-13 | 7376 ELLIOTT STREET, Vancouver, BC V5S 2N5 | Plumbing Permit | Residential | New | Completed | Residential - New Duplex >To construct a 2 storey two-family dwelling with a secondary suite ($831,400.00) with a detached accessory building (garage) and 2 open parking at the rear providing a total of 4 parking spaces, having vehicular access from the lane. 1. Covenant registered at the Land Title Office under CA9512776 2. A/C proposed – Exterior component located in Front yard and rear yard, Interior component located in closets on second floor. 3. Bar sink located in Rec Room. 4. Schedule B: (Alan Prahalad) P.Eng (604.831-1431) Structural & Geotechnical 5. HPO: Residential Builder- (MOUNTAIN HEIGHTS DEVELOPMENT LTD.) Note: This is a 2 storey building pursuant to the Zoning and Development By-Law Address Information: NORTH UNIT 7376 Elliott St - One Family Dwelling (basement, 1st-2nd floor) SOUTH UNIT #1-2635 Lynbrook Dr - One Family Dwelling (1st-2nd floor) #2-2635 Lynbrook Dr - Secondary Suite (basement) Address and suite numbers assigned as per approved plans for Fire and Emergency response. The address numbers are to be posted to the building to be visible from the street and the suite numbers are to be posted at the suite entries in accordance with the Building By-law prior to final inspection. **THIS PERMIT HAS BEEN ISSUED UNDER THE REQUIREMENTS OF VBBL #12511 (2019)** | ALI & ALI PLUMBING & HEATING LTD
SP-2022-01264 | 2022-08-09 | 7376 ELLIOTT STREET, Vancouver, BC V5S 2N5 | Sprinkler Permit | Residential | New | Completed | Residential - 2FD+SS - NORTH -7376 ELLIOTT ST SOUTH - 2635 LYNBROOK DR - #1 & #2 new sprinkler system To construct a 2 storey two-family dwelling with a secondary suite with a detached accessory building (garage) and 2 open parking at the rear providing a total of 4 parking spaces, having vehicular access from the lane. 1. Covenant registered at the Land Title Office under CA9512776 2. A/C proposed – Exterior component located in Front yard and rear yard, Interior component located in closets on second floor. 3. Bar sink located in Rec Room. | Haven Fire Protection Ltd
EP-2022-06481 | 2022-08-10 | 7376 ELLIOTT STREET, Vancouver, BC V5S 2N5 | Electrical Permit | Residential | New | Completed | Installation / Repair - Residential - new duplex >BP: To construct a 2 storey two-family dwelling with a secondary suite ($831,400.00) with a detached accessory building (garage) and 2 open parking at the rear providing a total of 4 parking spaces, having vehicular access from the lane. 1. Covenant registered at the Land Title Office under CA9512776 2. A/C proposed – Exterior component located in Front yard and rear yard, Interior component located in closets on second floor. 3. Bar sink located in Rec Room. 4. Schedule B: (Alan Prahalad) P.Eng (604.831-1431) Structural & Geotechnical 5. HPO: Residential Builder- (MOUNTAIN HEIGHTS DEVELOPMENT LTD.) Note: This is a 2 storey building pursuant to the Zoning and Development By-Law **THIS PERMIT HAS BEEN ISSUED UNDER THE REQUIREMENTS OF VBBL #12511 (2019)** | Canadian Electrical Services Ltd
EP-2022-07151 | 2022-08-24 | 7376 ELLIOTT STREET, Vancouver, BC V5S 2N5 | Electrical Permit | Residential | New | Completed | Installation / Repair - Residential - 2FD+SS - NORTH - 7376 ELLIOTT ST SOUTH - 2635 LYNNBROOK DR - #1 & #2 ( Low Voltage)Security Alarm Tel Data Tv Vacuum Cameras Pre Wire And COMPLETE SECURITY ALARM SYSTEM Site Contact Adnan 604-723-4999 >DB: To construct a 2 storey two-family dwelling with a secondary suite with a detached accessory building (garage) and 2 open parking at the rear providing a total of 4 parking spaces, having vehicular access from the lane. 1. Covenant registered at the Land Title Office under CA9512776 2. A/C proposed – Exterior component located in Front yard and rear yard, Interior component located in closets on second floor. 3. Bar sink located in Rec Room. | Ads Security Systems Ltd
GP-2022-02478 | 2022-08-22 | 7376 ELLIOTT STREET, Vancouver, BC V5S 2N5 | Gas Permit | Residential | New | Completed | Residential - To install 2 boiler 2 range 2 BBQ There is pipping for 2 BBQ and 2 range >To construct a 2 storey two-family dwelling with a secondary suite ($831,400.00) with a detached accessory building (garage) and 2 open parking at the rear providing a total of 4 parking spaces, having vehicular access from the lane. 1. Covenant registered at the Land Title Office under CA9512776 2. A/C proposed – Exterior component located in Front yard and rear yard, Interior component located in closets on second floor. 3. Bar sink located in Rec Room. 4. Schedule B: (Alan Prahalad) P.Eng (604.831-1431) Structural & Geotechnical 5. HPO: Residential Builder- (MOUNTAIN HEIGHTS DEVELOPMENT LTD.) Note: This is a 2 storey building pursuant to the Zoning and Development By-Law **THIS PERMIT HAS BEEN ISSUED UNDER THE REQUIREMENTS OF VBBL #12511 (2019)** | JOT MECHANICAL LTD
GP-2022-03250 | 2022-10-20 | 7430 ELLIOTT STREET, Vancouver, BC V5S 2N6 | Gas Permit | Residential | Addition | Completed | Residential - Furnace re/re 90,000 BTU | HAMZEH GERAMI Dba Nation Heating & Cooling
GP-2022-00021 | 2022-01-07 | 7522 ELLIOTT STREET, Vancouver, BC V5S 2N6 | Gas Permit | Residential | Renovation | Completed | Residential - Furnace Replacement 80,000 BTUs, Natural gas, low pressure | DAYLIGHT HEATING AND AIR CONDITIONING LTD
GP-2022-03925 | 2023-02-07 | 7525 ELLIOTT STREET, Vancouver, BC V5S 2N8 | Gas Permit | Residential | New | Issued | Residential - 1FD+SS - #1 & #3 - Gas piping work at new build house >DB: To construct a 2 storey one-family dwelling with a secondary suite located in the Basement with an open parking pad, providing 1 parking space, having vehicular access from the 20' Lane. 1. Covenant registered at the Land Title Office under CA9712303 2. No Strata Titling permitted 3. No A/C Unit proposed 4. A/C proposed – Exterior component located in Rear Yard (West), Interior component located in Second floor | PROWORK PLUMBING & HEATING LTD.
PP-2022-04267 | 2022-11-28 | 7525 ELLIOTT STREET, Vancouver, BC V5S 2N8 | Plumbing Permit | Residential | New | Issued | Residential - 1FD+SS - #1 & #2 - plumbing work at new build house >DB: To construct a 2 storey one-family dwelling with a secondary suite located in the Basement with an open parking pad, providing 1 parking space, having vehicular access from the 20' Lane. 1. Covenant registered at the Land Title Office under CA9712303 2. No Strata Titling permitted 3. No A/C Unit proposed 4. A/C proposed – Exterior component located in Rear Yard (West), Interior component located in Second floor | PROWORK PLUMBING & HEATING LTD.
MP-2022-00675 | 2022-12-09 | 7525 ELLIOTT STREET, Vancouver, BC V5S 2N8 | Mechanical Permit | NULL | NULL | Issued | NULL | PROWORK PLUMBING & HEATING LTD.
EP-2022-05105 | 2022-06-16 | 7525 ELLIOTT STREET, Vancouver, BC V5S 2N8 | Electrical Permit | Residential | New | Expired | Temporary Power - Residential - To provide temporary power. | Green Mountain Multitech Ltd
PP-2022-02536 | 2022-07-20 | 7525 ELLIOTT STREET, Vancouver, BC V5S 2N8 | Plumbing Permit | Residential | New | Issued | Residential - Sumps >BP: To construct a 2 storey one-family dwelling with a secondary suite located in the Basement ($840,250.00) with an open parking pad, providing 1 parking space, having vehicular access from the 20' Lane. | Canadian Excavating Ltd
EP-2023-06515 | 2023-07-18 | 7525 ELLIOTT STREET, Vancouver, BC V5S 2N8 | Electrical Permit | Residential | Addition | Issued | Temporary Power - Residential - To provide temporary power. | Green Mountain Multitech Ltd
MP-2023-01257 | 2023-07-10 | 7525 ELLIOTT STREET, Vancouver, BC V5S 2N8 | Mechanical Permit | NULL | NULL | Issued | NULL | Crystal Refrigeration & Air Conditioning Ltd
SP-2023-00583 | 2023-04-05 | 7525 ELLIOTT STREET, Vancouver, BC V5S 2N8 | Sprinkler Permit | Residential | New | Issued | Residential - 1FD+SS - #1 & #2 - installation of a new fire sprinkler system >DB: suite located in the Basement with an open parking pad, providing 1 parking space, having vehicular access from the 20' Lane. 1. Covenant registered at the Land Title Office under CA9712303 2. No Strata Titling permitted 3. No A/C Unit proposed 4. A/C proposed – Exterior component located in Rear Yard (West), Interior component located in Second floor | CENTRE LINE FIRE SPRINKLERS LTD
EP-2023-01875 | 2023-05-04 | 7525 ELLIOTT STREET, Vancouver, BC V5S 2N8 | Electrical Permit | Residential | New | Issued | Installation / Repair - Residential - new house electrical service install , rough wire and finish *An approved mechanical permit is required for the installation of air conditioning or heat pump unit at the time of installation before an electrical inspection will be performed >BP: To construct a 2 storey one-family dwelling with a secondary suite located in the Basement ($840,250.00) with an open parking pad, providing 1 parking space, having vehicular access from the 20' Lane. 1. Covenant registered at the Land Title Office under CA9712303 2. No Strata Titling permitted 3. No A/C Unit proposed 4. A/C proposed – Exterior component located in Rear Yard (West), Interior component located in Second floor 5. Schedule B: (Antony Wang) P.Eng (604.618.6236) Structural 6. Schedule B: (Heqing Jian) P.Eng (778.987.7461) Geotechnical 7. HPO: Residential Builder- M. Tse Construction Inc. Note: This is a 2 storey building pursuant to the Zoning and Development By-Law **THIS PERMIT HAS BEEN ISSUED UNDER THE REQUIREMENTS OF VBBL #12511 (2019) ** | Green Mountain Multitech Ltd
SP-2023-00286 | 2023-02-21 | 7536 ELLIOTT STREET, Vancouver, BC V5S 2N6 | Sprinkler Permit | Residential | New | Issued | Residential - To install 39 heads fire sprinkler system for the duplex >BP: To construct a 2 storey two-family dwelling with one secondary suite located in the basement, with a detached accessory building (garage) and 2 surface parking, at the rear providing 4 parking spaces, having vehicular access from the lane. The entire building, INCLUDING THE ATTACHED GARAGE (if applicable), to be sprinklered to 2x NFPA 13D. Note: This is a 2 storey building pursuant to the Zoning and Development By-Law 1. Covenant registered at the Land Title Office under CB159931 2. State of title certificate for the Lands 3. A/C unit proposed in the rear, inter- upper half storey 4. No bar sink proposed 5. Structural & Geotechnical Schedule B: Ma Ke Jian P.Eng. (604)-599-8890 6. Architectural item #1.5 schedule B: Bill Ma P.Eng. (778)-512-9688 7. HPO: Residential Builder, Brilliance Construction & Development Ltd. | Bright Star Plumbing & Heating Supply Ltd
GP-2023-00943 | 2023-03-16 | 7536 ELLIOTT STREET, Vancouver, BC V5S 2N6 | Gas Permit | Residential | New | Issued | Residential - To install gas piping only for the 3 stoves and 2 bbqs. To construct a 2 storey two-family dwelling with one secondary suite ($844,000) located in the basement, with a detached accessory building (garage) and 2 surface parking, at the rear providing 4 parking spaces, having vehicular access from the lane. | Bright Star Plumbing & Heating Supply Ltd
MP-2023-00260 | 2023-02-27 | 7536 ELLIOTT STREET, Vancouver, BC V5S 2N6 | Mechanical Permit | NULL | NULL | Issued | NULL | Bright Star Plumbing & Heating Supply Ltd
PP-2023-00430 | 2023-02-08 | 7536 ELLIOTT STREET, Vancouver, BC V5S 2N6 | Plumbing Permit | Residential | New | Issued | Residential - TO INSTALL DWV, WATER PIPE AND PLUMBING FIXTURES FOR THE DUPLEX >BP: To construct a 2 storey two-family dwelling with one secondary suite located in the basement, with a detached accessory building (garage) and 2 surface parking, at the rear providing 4 parking spaces, having vehicular access from the lane. The entire building, INCLUDING THE ATTACHED GARAGE (if applicable), to be sprinklered to 2x NFPA 13D. Note: This is a 2 storey building pursuant to the Zoning and Development By-Law 1. Covenant registered at the Land Title Office under CB159931 2. State of title certificate for the Lands 3. A/C unit proposed in the rear, inter- upper half storey 4. No bar sink proposed 5. Structural & Geotechnical Schedule B: Ma Ke Jian P.Eng. (604)-599-8890 6. Architectural item #1.5 schedule B: Bill Ma P.Eng. (778)-512-9688 7. HPO: Residential Builder, Brilliance Construction & Development Ltd. | Bright Star Plumbing & Heating Supply Ltd
EP-2023-05962 | 2023-07-04 | 7536 ELLIOTT STREET, Vancouver, BC V5S 2N6 | Electrical Permit | Residential | New | Issued | Installation / Repair - Residential - Low Voltage Rough-In and Completion of Security Alarm, Tel, data, cable. >BP: To construct a 2 storey two-family dwelling with one secondary suite ($844,000) located in the basement, with a detached accessory building (garage) and 2 surface parking, at the rear providing 4 parking spaces, having vehicular access from the lane. The entire building, INCLUDING THE ATTACHED GARAGE (if applicable), to be sprinklered to 2x NFPA 13D. Note: This is a 2 storey building pursuant to the Zoning and Development By-Law 1. Covenant registered at the Land Title Office under CB159931 2. State of title certificate for the Lands 3. A/C unit proposed in the rear, inter- upper half storey 4. No bar sink proposed 5. Structural & Geotechnical Schedule B: Ma Ke Jian P.Eng. (604)-599-8890 6. Architectural item #1.5 schedule B: Bill Ma P.Eng. (778)-512-9688 7. HPO: Residential Builder, Brilliance Construction & Development Ltd. ***This permit is issued under the VBBL 2019, with updated energy requirements as per bylaw # 12997 effective Jan 01, 2022.*** | Infinitech Security & Integration Inc.
EP-2023-06483 | 2023-07-31 | 7536 ELLIOTT STREET, Vancouver, BC V5S 2N6 | Electrical Permit | Residential | New | Issued | Installation / Repair - Residential - Duplex wiring. 2 x 200 A services >BP: To construct a 2 storey two-family dwelling with one secondary suite ($844,000) located in the basement, with a detached accessory building (garage) and 2 surface parking, at the rear providing 4 parking spaces, having vehicular access from the lane. The entire building, INCLUDING THE ATTACHED GARAGE (if applicable), to be sprinklered to 2x NFPA 13D. Note: This is a 2 storey building pursuant to the Zoning and Development By-Law 1. Covenant registered at the Land Title Office under CB159931 2. State of title certificate for the Lands 3. A/C unit proposed in the rear, inter- upper half storey 4. No bar sink proposed 5. Structural & Geotechnical Schedule B: Ma Ke Jian P.Eng. (604)-599-8890 6. Architectural item #1.5 schedule B: Bill Ma P.Eng. (778)-512-9688 7. HPO: Residential Builder, Brilliance Construction & Development Ltd. ***This permit is issued under the VBBL 2019, with updated energy requirements as per bylaw # 12997 effective Jan 01, 2022.*** | L.H. ELECTRIC LTD
EP-2022-08305 | 2022-09-29 | 7536 ELLIOTT STREET, Vancouver, BC V5S 2N6 | Electrical Permit | Residential | New | Expired | Temporary Power - Residential - To provide temporary power. | GV ELECTRICAL INC
PP-2022-03456 | 2022-09-28 | 7536 ELLIOTT STREET, Vancouver, BC V5S 2N6 | Plumbing Permit | Residential | New | Issued | Residential - sump | Canadian Excavating Ltd
EP-2024-00677 | NULL | 1009 EXPO BOULEVARD, Vancouver, BC V6Z 2V9 | Electrical Permit | Commercial | Addition | Applicant Revisions | Installation / Repair - Commercial - Installation of 7 pay-per-use EV chargers, replacement of 2 existing EV chargers. New EV chargers have load balancing option (PLUGZIO) | Re-Charge Electrical Solutions Inc
GP-2023-02632 | 2023-09-08 | 6276 ELM STREET, Vancouver, BC V6N 1B1 | Gas Permit | Residential | Tenant Improvement | Completed | Residential - replacing water heater | Coleman Heating Inc
EP-2022-05457 | 2022-06-27 | 6335 ELM STREET, Vancouver, BC V6N 1B2 | Electrical Permit | Residential | New | Completed | Installation / Repair - Residential - Extra low voltage wiring (under 30 volts) for communications, data, sound, video and control in single family dwelling and outbuilding >BP: To construct a 2 storey one-family dwelling with a secondary suite located on the Main Floor (rear side) ($1,277,500.00) with an open auto court providing 2 parking spaces, having vehicular access from the street. - Covenant registered at the Land Title Office under CA8125914 - No Strata Titling permitted - A/C Unit proposed in Cellar. - Bar sink located in Cellar. - Schedule B: (A. M. Chad) P.Eng (604.762.7844) Structural - Schedule B: (J. Prada) P.Eng (604.850.0364) Geotechnical - Schedule B: (B. Klarich) P.Eng (604.619.8875) Structural&Geotechnical: Pool - BC Housing (Rockridge Developments Inc.) This is a 2 storey building pursuant to the Zoning and Development By-Law. **THIS PERMIT HAS BEEN ISSUED UNDER THE REQUIREMENTS OF VBBL 2019 AND THE GREEN HOMES PROGRAM** "Combustible projections or roof soffits on an exposing building face shall not project to less than .45m from the property line and shall be in compliance with VBBL 2019 9.10.15.5.(9). | La Scala Integrated Media Corporation
GP-2023-02045 | 2023-07-10 | 6335 ELM STREET, Vancouver, BC V6N 1B2 | Gas Permit | Residential | New | Completed | Residential - Wolf 36" Gas Cooktop - Main Thermador 36" Gas Cooktop - Spice >BP: 2 STOREY 1FD + SS + OPEN PARKING To construct a 2 storey one-family dwelling with a secondary suite located on the Main Floor (rear side) >>>Amend: July 11th -We only did the final connection for the following 2 cooktops Wolf 36" Gas Cooktop - Main Thermador 36" Gas Cooktop - Spice | Han Appliances & Refrigeration Ltd
PP-2021-04080 | 2022-01-20 | 6335 ELM STREET, Vancouver, BC V6N 1B2 | Plumbing Permit | Residential | New | Completed | Residential - Installation of: Drain Tile sump with pump Pool Sump Storm sump “Engineering Assurance letter will be submitted with the District Inspector on the site” | Rockridge Developments Inc
GP-2022-00340 | 2022-02-03 | 6335 ELM STREET, Vancouver, BC V6N 1B2 | Gas Permit | Residential | New | Completed | Residential - Installation of 4 gas fireplaces - venting and hook up only 2 STOREY 1FD + SS + OPEN PARKING To construct a 2 storey one-family dwelling with a secondary suite located on the Main Floor (rear side) with an open auto court providing 2 parking spaces, having vehicular access from the street. - Covenant registered at the Land Title Office under CA8125914 - No Strata Titling permitted - A/C Unit proposed in Cellar. - Bar sink located in Cellar. - Schedule B: (A. M. Chad) P.Eng (604.762.7844) Structural - Schedule B: (J. Prada) P.Eng (604.850.0364) Geotechnical - Schedule B: (B. Klarich) P.Eng (604.619.8875) Structural&Geotechnical: Pool - BC Housing (Rockridge Developments Inc.) **Amend 05/11/2022** Please add to this permit the installation of 1 outdoor gas fireplace, venting and hook up with 54,900 BTU's | Urban Fireplaces Ltd
EP-2022-04688 | 2022-06-06 | 6335 ELM STREET, Vancouver, BC V6N 1B2 | Electrical Permit | Residential | New | Expired | Temporary Power - Residential - To provide temporary power. Renewal of EP-2021-04099 Valid from June 1, 2022 to May 31, 2023 | Kuban Electric Ltd
EP-2022-02746 | 2022-04-05 | 6335 ELM STREET, Vancouver, BC V6N 1B2 | Electrical Permit | Residential | New | Completed | Installation / Repair - Residential - Alarm wiring and installation for the main house and the pool house. >BP: 2 STOREY 1FD + SS + OPEN PARKING To construct a 2 storey one-family dwelling with a secondary suite located on the Main Floor (rear side) ($1,277,500.00) with an open auto court providing 2 parking spaces, having vehicular access from the street. - Covenant registered at the Land Title Office under CA8125914 - No Strata Titling permitted - A/C Unit proposed in Cellar. - Bar sink located in Cellar. - Schedule B: (A. M. Chad) P.Eng (604.762.7844) Structural - Schedule B: (J. Prada) P.Eng (604.850.0364) Geotechnical - Schedule B: (B. Klarich) P.Eng (604.619.8875) Structural&Geotechnical: Pool - BC Housing (Rockridge Developments Inc.) This is a 2 storey building pursuant to the Zoning and Development By-Law. **THIS PERMIT HAS BEEN ISSUED UNDER THE REQUIREMENTS OF VBBL 2019 AND THE GREEN HOMES PROGRAM** "Combustible projections or roof soffits on an exposing building face shall not project to less than .45m from the property line and shall be in compliance with VBBL 2019 9.10.15.5.(9). - The entire building to be sprinklered to NFPA 13 requirements. - A strobe light has to be provided for S/S. - Sprinkler system to be monitored by the fire alarm system and by an off-site monitoring service. - Lighting and emergency lighting is provided along the path of travel for firefighters with a minimum illumination level of 1 lx, and average illumination of not less than 10 lx, which is already noted for the path into the main unit, and to be added to the F/D access path to the ancillary unit, | Husky Alarm Integration Ltd
GP-2022-00561 | 2022-02-22 | 6349 ELM STREET, Vancouver, BC V6N 1B2 | Gas Permit | Residential | Renovation | Completed | Residential - to replace 1 boiler in the same location. | Paolo's Plumbing & Heating Ltd
GP-2023-02015 | 2023-07-05 | 6349 ELM STREET, Vancouver, BC V6N 1B2 | Gas Permit | Residential | New | Completed | Residential - Remove existing pool boiler & Install new boiler | McKellar Plumbing & Heating Ltd
GP-2022-02173 | 2022-07-26 | 6362 ELM STREET, Vancouver, BC V6N 1B3 | Gas Permit | Residential | New | Issued | Residential - supply and install gas fireplace and vent >To construct a 2 storey one-family dwelling with a secondary suite located in the Basement ($1,256,862.50) with an attached garage providing 2 parking spaces, having vehicular access from the street. 1. Covenant registered at the Land Title Office under CA9031734 2. No Strata Titling permitted 3. A/C proposed – Exterior component located in Rear Yard Sunken Patio, Interior component located in 2nd Floor Hall Closet 4. Bar sink located in Basement Rec. Rm. 5. Schedule B: (K.J. Ma) P.Eng (604.599.8890) Structural 6. Schedule B: (J.Z. Jin) P.Eng (604.362.7021) Geotechnical 7. HPO: Residential Builder- (Citidesign Build Inc) 8. The entire building, INCLUDING THE ATTACHED GARAGE, to be sprinklered to NFPA 13 D per 3.2.5.12.(3)(d) Note: This is a 2 storey building pursuant to the Zoning and Development By-Law Address Information: Principle Dwelling: #1 - 6362 Elm St - One Family Dwelling (1st and 2nd storey, west portion of basement and attached garage) Secondary Suite: #2 - 6362 Elm St - Secondary Suite (north-east portion of basement) Addresses assigned per approved plans. Fire and Emergency street access to the secondary suite is from the north side. Street access must be provided and maintained at all times. The building addresses are to be posted and to be visible from the street in accordance with the Building By-law prior to final inspection. **THIS PERMIT HAS BEEN ISSUED UNDER THE REQUIREMENTS OF VBBL #12511 (2019).** > | Delco Fireplaces Ltd
SP-2022-01791 | 2022-10-28 | 6362 ELM STREET, Vancouver, BC V6N 1B3 | Sprinkler Permit | Residential | New | Issued | Residential - To Install 49 sprinkler heads 2 STOREY 1FD + SS + ATTACHED GARAGE To construct a 2 storey one-family dwelling with a secondary suite located in the Basement with an attached garage providing 2 parking spaces, having vehicular access from the street. 1. Covenant registered at the Land Title Office under CA9031734 2. No Strata Titling permitted 3. A/C proposed – Exterior component located in Rear Yard Sunken Patio, Interior component located in 2nd Floor Hall Closet 4. Bar sink located in Basement Rec. Rm. 5. Schedule B: (K.J. Ma) P.Eng (604.599.8890) Structural 6. Schedule B: (J.Z. Jin) P.Eng (604.362.7021) Geotechnical 7. HPO: Residential Builder- (Citidesign Build Inc) 8. The entire building, INCLUDING THE ATTACHED GARAGE, to be sprinklered to NFPA 13 D per 3.2.5.12.(3)(d) | General Sprinkler Systems Ltd
EP-2022-09781 | 2022-11-23 | 6362 ELM STREET, Vancouver, BC V6N 1B3 | Electrical Permit | Residential | New | Issued | Installation / Repair - Residential - Completed Electrical work for a new single family dwelling with a secondary suite >BP: 2 STORY 1FD + SS + ATTACHED GARAGE To construct a 2 storey one-family dwelling with a secondary suite located in the Basement ($1,256,862.50) with an attached garage providing 2 parking spaces, having vehicular access from the street. 1. Covenant registered at the Land Title Office under CA9031734 2. No Strata Titling permitted 3. A/C proposed – Exterior component located in Rear Yard Sunken Patio, Interior component located in 2nd Floor Hall Closet 4. Bar sink located in Basement Rec. Rm. 5. Schedule B: (K.J. Ma) P.Eng (604.599.8890) Structural 6. Schedule B: (J.Z. Jin) P.Eng (604.362.7021) Geotechnical 7. HPO: Residential Builder- (Citidesign Build Inc) 8. The entire building, INCLUDING THE ATTACHED GARAGE, to be sprinklered to NFPA 13 D per 3.2.5.12.(3)(d) **THIS PERMIT HAS BEEN ISSUED UNDER THE REQUIREMENTS OF VBBL #12511 (2019).** | DMW Electric Ltd
EP-2022-09699 | 2022-11-17 | 6362 ELM STREET, Vancouver, BC V6N 1B3 | Electrical Permit | Residential | New | Issued | Installation / Repair - Residential - Install Low Voltage wiring (networking), Alarm, CCTV, Data, Tel. Rough-In and Finishing >BP: To construct a 2 storey one-family dwelling with a secondary suite located in the Basement ($1,256,862.50) with an attached garage providing 2 parking spaces, having vehicular access from the street. 1. Covenant registered at the Land Title Office under CA9031734 2. No Strata Titling permitted 3. A/C proposed – Exterior component located in Rear Yard Sunken Patio, Interior component located in 2nd Floor Hall Closet 4. Bar sink located in Basement Rec. Rm. 5. Schedule B: (K.J. Ma) P.Eng (604.599.8890) Structural 6. Schedule B: (J.Z. Jin) P.Eng (604.362.7021) Geotechnical 7. HPO: Residential Builder- (Citidesign Build Inc) 8. The entire building, INCLUDING THE ATTACHED GARAGE, to be sprinklered to NFPA 13 D per 3.2.5.12.(3)(d) Note: This is a 2 storey building pursuant to the Zoning and Development By-Law **THIS PERMIT HAS BEEN ISSUED UNDER THE REQUIREMENTS OF VBBL #12511 (2019).** | Magnificent Security Inc.
PP-2023-04421 | 2023-12-22 | 6362 ELM STREET, Vancouver, BC V6N 1B3 | Plumbing Permit | Residential | New | Issued | Residential - installing a backflow preventer for lawn irrigation | Chongren Yao
PP-2022-00622 | 2022-02-23 | 6362 ELM STREET, Vancouver, BC V6N 1B3 | Plumbing Permit | Residential | New | Issued | Residential - 1FD+SS - Draintile,Rainwater leader,Sanitary,storm and Sump(Outside Services) To construct a 2 storey one-family dwelling with a secondary suite located in the Basement ($1,256,862.50) with an attached garage providing 2 parking spaces, having vehicular access from the street. 1. Covenant registered at the Land Title Office under CA9031734 2. No Strata Titling permitted 3. A/C proposed – Exterior component located in Rear Yard Sunken Patio, Interior component located in 2nd Floor Hall Closet 4. Bar sink located in Basement Rec. Rm. | Khela Excavating Ltd.
PP-2022-01904 | 2022-06-06 | 6362 ELM STREET, Vancouver, BC V6N 1B3 | Plumbing Permit | Residential | New | Issued | Residential - plumbing work at new build residential house >BP: 2 STOREY 1FD + SS + ATTACHED GARAGE To construct a 2 storey one-family dwelling with a secondary suite located in the Basement ($1,256,862.50) with an attached garage providing 2 parking spaces, having vehicular access from the street. 1. Covenant registered at the Land Title Office under CA9031734 2. No Strata Titling permitted 3. A/C proposed – Exterior component located in Rear Yard Sunken Patio, Interior component located in 2nd Floor Hall Closet 4. Bar sink located in Basement Rec. Rm. 5. Schedule B: (K.J. Ma) P.Eng (604.599.8890) Structural 6. Schedule B: (J.Z. Jin) P.Eng (604.362.7021) Geotechnical 7. HPO: Residential Builder- (Citidesign Build Inc) 8. The entire building, INCLUDING THE ATTACHED GARAGE, to be sprinklered to NFPA 13 D per 3.2.5.12.(3)(d) Note: This is a 2 storey building pursuant to the Zoning and Development By-Law Address Information: Principle Dwelling: #1 - 6362 Elm St - One Family Dwelling (1st and 2nd storey, west portion of basement and attached garage) Secondary Suite: #2 - 6362 Elm St - Secondary Suite (north-east portion of basement) Addresses assigned per approved plans. Fire and Emergency street access to the secondary suite is from the north side. Street access must be provided and maintained at all times. The building addresses are to be posted and to be visible from the street in accordance with the Building By-law prior to final inspection. **THIS PERMIT HAS BEEN ISSUED UNDER THE REQUIREMENTS OF VBBL #12511 (2019).** | PROWORK PLUMBING & HEATING LTD.
GP-2022-01708 | 2022-06-06 | 6362 ELM STREET, Vancouver, BC V6N 1B3 | Gas Permit | Residential | New | Issued | Residential - 1FD+SS - #1 & #2 - Gas piping at new build residential To construct a 2 storey one-family dwelling with a secondary suite located in the Basement with an attached garage providing 2 parking spaces, having vehicular access from the street. 1. Covenant registered at the Land Title Office under CA9031734 2. No Strata Titling permitted 3. A/C proposed – Exterior component located in Rear Yard Sunken Patio, Interior component located in 2nd Floor Hall Closet 4. Bar sink located in Basement Rec. Rm. | PROWORK PLUMBING & HEATING LTD.
EP-2022-03924 | 2022-05-11 | 6362 ELM STREET, Vancouver, BC V6N 1B3 | Electrical Permit | Residential | New | Expired | Temporary Power - Residential - To provide temporary power. | Boss Electric Ltd.
EP-2022-00134 | 2022-01-19 | 6388 ELM STREET, Vancouver, BC V6N 1B3 | Electrical Permit | Residential | Addition | Completed | Installation / Repair - Residential - Installation of DCC12 EVSE and 14-50R receptacle in garage for EV Charger. -No change to service. Will not affect service. No load calculation required. DCC12 EVEMS will manage the charger and shut off the charger accordingly. | Berts Electric (2001) Ltd
EP-2022-02937 | 2022-04-12 | 7250 ELMHURST DRIVE, Vancouver, BC V5S 2X3 | Electrical Permit | Residential | Renovation - Dwelling Unit(s) only | Completed | Installation / Repair - Residential - BC Hydro Service increase from 100A to 200A. Installation of a new 200A Electrical Panel. | Bemister Electric Ltd.
EP-2023-09940 | 2023-11-03 | 877 E HASTINGS STREET, Vancouver, BC V6A 3Y1 | Electrical Permit | Commercial | NULL | Issued | Annual / Operating - Annual permit for maintenance purposes. -renewal of EP-2022-09368 -valid: Nov. 5, 2023 - Nov. 4th 2024 | Blueline Electrical Services Ltd
EP-2022-09368 | 2022-11-04 | 877 E HASTINGS STREET, Vancouver, BC V6A 3Y1 | Electrical Permit | Commercial | NULL | Expired | Annual / Operating - Maintenance of existing operating electrical equipment. | Blueline Electrical Services Ltd
EP-2023-07125 | 2023-08-08 | 877 E HASTINGS STREET, Vancouver, BC V6A 3Y1 | Electrical Permit | Commercial | Tenant Improvement | Completed | Installation / Repair - Commercial - Tenant improvement. Demolition of existing wiring, new receptacles. BP: Interior alterations to provide improvements for a new office tenant on the 3rd floor (#309) of this existing commercial building on this site. Scope of work: new partition walls, doors, millwork, for new layout to shell space. Electrical, Plumbing, sprinklers to suit. *No demo work in scope. | VS Electric Ltd
EP-2022-09366 | 2022-11-04 | 895 E HASTINGS STREET, Vancouver, BC V6A 1R8 | Electrical Permit | Commercial | NULL | Expired | Annual / Operating - Maintenance of existing operating electrical equipment. | Blueline Electrical Services Ltd
EP-2023-09941 | 2023-11-03 | 895 E HASTINGS STREET, Vancouver, BC V6A 1R8 | Electrical Permit | Commercial | NULL | Issued | Annual / Operating - Annual permit for maintenance purposes. -renewal of EP-2023-09366 -Valid: Nov. 5, 2023 - Nov 4, 2024 | Blueline Electrical Services Ltd
EP-2024-00361 | 2024-01-14 | 4263 ELGIN STREET, Vancouver, BC V5V 4R5 | Electrical Permit | Residential | New | Issued | Temporary Power - Residential - To provide temporary power. | Prabhjot Singh Battu
GP-2023-02246 | 2023-07-28 | 4289 ELGIN STREET, Vancouver, BC V5V 4R5 | Gas Permit | Residential | Addition | Completed | Residential - re and re gas range | Christopher Sterling
PP-2023-00120 | 2023-01-12 | 4302 ELGIN STREET, Vancouver, BC V5V 4R7 | Plumbing Permit | Residential | Renovation | Completed | Residential - plumbing >Exterior and interior alterations to add a new dormer to the south elevation for a new bathroom in this existing three storey one family dwelling on this corner without lane site. Letters of assurance (structural) submitted by K.T. Lam at 604-255-7670. REUP submitted by T. Youngsung Byun at 604-970-8292. | Ankon Plumbing & Heating Ltd
EP-2022-08011 | 2022-09-23 | 4302 ELGIN STREET, Vancouver, BC V5V 4R7 | Electrical Permit | Residential | Renovation | Completed | Installation / Repair - Residential - Reinstall washroom fan and two pot lights in washroom ceiling. Exterior and interior alterations to add a new dormer to the south elevation for a new bathroom in this existing three storey one family dwelling on this corner without lane site. | Avon Electric Ltd
EP-2022-00597 | 2022-01-28 | 147 E PENDER STREET, Vancouver, BC V6A 1T6 | Electrical Permit | Commercial | Renovation | Completed | Installation / Repair - Commercial - Replacing faulty CPU in fire alarm panel, no wiring, with new fire alarm panel. Bulletin 2018-004 BU/EL Category 2, Attachment 1, C new control unit is compatible with all the existing devices incorporated in the existing FAS. We are not altering the existing wiring or outlet boxes, such work is considered to be a straight replacement of the electrical equipment. | AG Electric and Alarm Monitoring Co Ltd
PP-2022-04392 | 2022-12-09 | 147 E PENDER STREET, Vancouver, BC V6A 1T6 | Plumbing Permit | Commercial | Tenant Improvement | Issued | Commercial - Install new backflow preventer | Lee James Smith
NULL | NULL | 147 E PENDER STREET, Vancouver, BC V6A 1T6 | Electrical Permit | Commercial | Renovation | Draft | Installation / Repair - Commercial - Electrical demolition of VIP room. Renovation into washroom space. | Bros Electric Ltd
SP-2023-01335 | 2023-07-21 | 147 E PENDER STREET, Vancouver, BC V6A 1T6 | Sprinkler Permit | Commercial | Renovation | Issued | Commercial - New bathroom from storage room >BP: 147 E Pender Interior alterations to provide improvements to add gender-neutral washrooms and universal washroom to the existing cabaret tenant at unit #300 on the third floor of this commercial building on this site. *****This application does not include any of the following: 1. Not more than 20 sprinklers (add, relocate, or remove), 2. hydraulic calculations, 3. change in occupancy and /or hazard classification, 4. warehouse storage arrangements, 5. mobile compact storage arrangements, 6. alternative solutions, 7. changes to the sprinkler system supply piping (e.g. valves, mains, cross-mains, branch-lines, etc.), or 8. flexible sprinkler pipe. | Acme Fire and Safety co
SP-2023-00649 | NULL | 147 E PENDER STREET, Vancouver, BC V6A 1T6 | Sprinkler Permit | Commercial | New | Applicant Revisions | Commercial - ***WWOP*** (take out before issuance) For sprinkler system alterations to the 2019 VBBL, NFPA 13, 2013 and NFPA 14, 2013 for the retroactive installation of an 100 mm (4") Watts 757DCDABFG on the existing fire protection system in this existing building. Notes: 1. Fire protection Engineer of record Brian Sokorski, P.Eng. of E-Factor Engineering T: (604) 708 4140 E: brian@eforenergy.com 2. One set of approved drawings and permit to be available for viewing at the jobsite. 3. Separate permit and documents required for any electrical or fire alarm related work. ***If the building is equipped with a fire alarm system the DCVA must be monitored by the fire alarm system.*** | Lee James Smith
EP-2023-07401 | 2023-08-15 | 147 E PENDER STREET, Vancouver, BC V6A 1T6 | Electrical Permit | Commercial | NULL | Issued | Annual / Operating - Maintenance of existing operating electrical equipment. Undertake to regularly assess, operate, and maintain the electrical equipment on a regular basis in compliance with the Electrical By-law No. 5563. | Terminal City Electric Ltd
EP-2023-07311 | 2023-08-29 | 147 E PENDER STREET, Vancouver, BC V6A 1T6 | Electrical Permit | Commercial | Renovation | Issued | Installation / Repair - Commercial - Renovation of VIP room and surrounding area. Took a storage room made it into 3 washroom stalls, install hand dryers and track lighting. >BP: Interior alterations to provide improvements to add gender-neutral washrooms and universal washroom to the existing cabaret tenant at unit #300 on the third floor of this commercial building on this site. OK for Field Review per W.Wong Sch A & B (Arch): Sharif Senbel, AIBC, 604-605-6995, Studio Senbel Architecture + Design Inc. Sch B (Mech & Plumb): Bassam Sabeeh Al-Mahameed, #42157, 604-589-5879, BSA Engineering Consultant Inc E2 Upgrade: HVAC - Clean and Balance all Air Systems (per 6.7.2.3.2 of ASHRAE 90.1-2016) | Bros Electric Ltd
PP-2023-03013 | 2023-08-25 | 147 E PENDER STREET, Vancouver, BC V6A 1T6 | Plumbing Permit | Commercial | Renovation | Completed | Commercial - Additional washrooms for night club. >BP: 147 E Pender St Interior alterations to provide improvements to add gender-neutral washrooms and universal washroom to the existing cabaret tenant at unit #300 on the third floor of this commercial building on this site. | 604 Plumbing Services Ltd
EP-2022-10339 | 2022-12-07 | 158 E PENDER STREET, Vancouver, BC V6A 1T3 | Electrical Permit | Commercial | NULL | Expired | Movie Set / Filming - To allow for Movie Set/Filming Applicant shall provide completed Contractor Declaration form, and dates of filming and associated location(s) to csinspection.clerks@vancouver.ca prior to the commencement of filming. Visit vancouver.ca/inspections for more details. | PARTNERS FILM INC
EP-2023-04319 | 2023-05-16 | 180 E PENDER STREET, Vancouver, BC V6A 1T3 | Electrical Permit | Commercial | NULL | Expired | Movie Set / Filming - To allow for Movie Set/Filming Applicant shall provide completed Contractor Declaration form, and dates of filming and associated location(s) to csinspection.clerks@vancouver.ca prior to the commencement of filming. Visit vancouver.ca/inspections for more details. | The Capital Media Company Inc
EP-2022-09655 | 2022-11-18 | 503 E PENDER STREET, Vancouver, BC V6A 1V3 | Electrical Permit | Residential | Addition | Completed | Installation / Repair - Residential - Electric Vehicle Charging Infrastructure - Wiring installation for future electric vehicle supply equipment (EVSE). Supply and install (1) 200A 120/208V disconnect from the main splitter Supply and install (1) 4C #250 ACWU feed from the main switchboard to the new EV Panel location in the electrical room Supply and install (1) 200A Meter base for BC Hydro metering Supply and install (1) 200A 120/208V 3PH 42 cct panel in the electrical room with (7) 2P 40A breakers Supply and install 2" EMT Conduit "Main trunks" down the parking lanes Supply and install EMT Conduit "Final runs" to (26) parking stalls Provide #8 AWG 40A Circuits to each parking stall Supply and install (3) wireless access points Supply and install (200') of conduit for the cellular boosting dome antennas Provide conduit for gateways to connect the chargers to the network Firestopping included (7) 208V 40-amp circuits intended to power charging stations based on a 4 to 1 power sharing configuration. Ensure wiring is terminated in a junction box within 3m of a parking stall. The system is capable of serving 26 parking spaces with a single port hardwired charging station. Charging stations are not included >>>>>>Amend: January 19th -I would like to update the service characteristics to: New Service 200A 3Phase 4Wire 120/208V | TDR Electric Inc
GP-2023-02253 | 2023-07-28 | 4705 FAIRMONT STREET, Vancouver, BC V5R 3V1 | Gas Permit | Residential | Tenant Improvement | Completed | Residential - 1 Furnace Installation | Pro Ace Heating & Air Conditioning Services Ltd
GP-2023-03931 | 2023-12-07 | 4705 FAIRMONT STREET, Vancouver, BC V5R 3V1 | Gas Permit | Residential | Renovation | Issued | Residential - RE&RE hot water tank | Milani Plumbing Heating & Air Conditioning Ltd
EP-2023-07054 | 2023-09-27 | 8066 ELLIOTT STREET, Vancouver, BC V5S 2P2 | Electrical Permit | Residential | Renovation | Completed | Installation / Repair - Residential - Dedicated circuit for heat pump *MP-2023-01101: Completed (Heating and Cooling) ¦ WWOP applied | Pacific Star Electric Inc
MP-2023-01101 | 2023-06-15 | 8066 ELLIOTT STREET, Vancouver, BC V5S 2P2 | Mechanical Permit | NULL | NULL | Completed | NULL | Thomson Industries Ltd
EP-2023-01966 | 2023-11-06 | 5591 ELM STREET, Vancouver, BC V6N 1A3 | Electrical Permit | Residential | Renovation | Issued | Installation / Repair - Residential - Add circuit circuit for heat pump *An approved mechanical permit is required for the installation of air conditioning or heat pump unit at the time of installation before an electrical inspection will be performed | Douglas Millington o/a Moose Electric
GP-2022-02516 | 2022-08-24 | 5591 ELM STREET, Vancouver, BC V6N 1A3 | Gas Permit | Residential | Renovation | Completed | Residential - Decommission and remove furnace | Ashton Service Group/Ashton Mechanical Ltd.
EP-2022-04149 | 2022-05-30 | 5612 ELM STREET, Vancouver, BC V6N 1A4 | Electrical Permit | Residential | Tenant Improvement | Completed | Installation / Repair - Residential - Electrical install of heat pump. BP not required. NO change to existing service. | Moore And Russell Heating And Air Conditioning Ltd
EP-2022-08211 | 2022-09-28 | 5661 ELM STREET, Vancouver, BC V6N 1A3 | Electrical Permit | Residential | Tenant Improvement | Completed | Installation / Repair - Residential - 40A DCC-12 to be within 5' of existing 100A electrical panel. 40A EV Circuit to be ran from DCC-12 about 20' to Tesla Wall Connector to be installed in carport | MJR Electric Ltd
PP-2023-01396 | 2023-04-20 | 5518 FLEMING STREET, Vancouver, BC V5P 3G2 | Plumbing Permit | Residential | New | Completed | Residential - LWH - #3 - Drainage waterline and fixtures installation >DB: To construct a 2 storey laneway house building with an open parking pad, providing 1 parking space, having vehicular access from the lane. The entire building is sprinklered to NFPA-13D requirements. Note: This is a 1 ½ storey building pursuant to the Zoning & Development By-law 1. Covenant not required with existing house 2. No Strata Titling permitted 3. No A/C Unit proposed | AQUIFER MECHANICAL
EP-2023-05660 | 2023-07-06 | 5518 FLEMING STREET, Vancouver, BC V5P 3G2 | Electrical Permit | Residential | Renovation | Completed | Installation / Repair - Residential - 1FD- SERVICE RELOCATION >Permit Amendment Oct 13, 2023 -"Upgrade main house service upgrade from 125 amps to 150 amps for future Ac unit and future electric car charger calculation. Now the main house is 150 amps and laneway is 125 amps" -"Attaching a new electrical load calculation" *Document(s) uploaded to "Application Documents" tab for Electrical Inspector review. Documents are at pending status at time of permit amendment approval | Kaler Electrical Ltd
EP-2023-04672 | 2023-06-14 | 5535 FLEMING STREET, Vancouver, BC V5P 3G1 | Electrical Permit | Residential | New | Issued | Installation / Repair - Residential - Low voltage: Data, Vaccuum, Cameras, and complete security alarm. >BP: To construct a two-storey two-family dwelling ($702,070), with a detached accessory building (garage) at the rear providing 2 parking spaces, having vehicular access from the lane. | Secure Pro Systems Ltd
GP-2023-01579 | 2023-05-17 | 5535 FLEMING STREET, Vancouver, BC V5P 3G1 | Gas Permit | Residential | New | Issued | Residential - 2FD - FRONT - 5535 FLEMING ST BACK - 5537 FLEMING ST Complete 2 boiler , 2 range and 2bbq only >DB: To construct a two-storey two-family dwelling, with a detached accessory building (garage) at the rear providing 2 parking spaces, having vehicular access from the lane. Note: The entire building, INCLUDING THE ATTACHED GARAGE (if applicable), to be sprinklered to 2 x NFPA 13D. 1. A/C units proposed in rear yard 2. No Bar sinks proposed | Deep Gas Fitting Ltd.
SP-2023-00885 | 2023-05-18 | 5535 FLEMING STREET, Vancouver, BC V5P 3G1 | Sprinkler Permit | Residential | New | Completed | Residential - 2FD - FRONT - 5535 FLEMING ST BACK - 5537 FLEMING ST new home >DB: To construct a two-storey two-family dwelling, with a detached accessory building (garage) at the rear providing 2 parking spaces, having vehicular access from the lane. Note: The entire building, INCLUDING THE ATTACHED GARAGE (if applicable), to be sprinklered to 2 x NFPA 13D. 1. A/C units proposed in rear yard 2. No Bar sinks proposed | SBMS Construction Ltd
NULL | NULL | 5535 FLEMING STREET, Vancouver, BC V5P 3G1 | Plumbing Permit | Residential | New | Draft | Residential - Plumbing for new build | Saran Plumbing and Heating Ltd
EP-2023-03525 | 2023-04-24 | 5535 FLEMING STREET, Vancouver, BC V5P 3G1 | Electrical Permit | Residential | New | Issued | Temporary Power - Residential - To provide temporary power. | Simplex Electrical Ltd
MP-2023-00630 | 2023-04-12 | 5535 FLEMING STREET, Vancouver, BC V5P 3G1 | Mechanical Permit | NULL | NULL | Issued | NULL | Saran Plumbing and Heating Ltd
PP-2023-00364 | 2023-02-02 | 5535 FLEMING STREET, Vancouver, BC V5P 3G1 | Plumbing Permit | Residential | New | Issued | Residential - Sump >BP: To construct a two-storey two-family dwelling ($702,070), with a detached accessory building (garage) at the rear providing 2 parking spaces, having vehicular access from the lane. | AKAL DEMOLITION & EXCAVATING LTD
EP-2023-00521 | 2023-01-24 | 5535 FLEMING STREET, Vancouver, BC V5P 3G1 | Electrical Permit | Residential | New | Issued | Installation / Repair - Residential - 2FD - FRONT - 5535 FLEMING ST BACK - 5537 FLEMIMG ST COMPLETE ROUGH WIRING AND FINISHING 31-750V >DB: To construct a two-storey two-family dwelling with a detached accessory building (garage) at the rear providing 2 parking spaces, having vehicular access from the lane. Note: The entire building, INCLUDING THE ATTACHED GARAGE (if applicable), to be sprinklered to 2 x NFPA 13D. 1. A/C units proposed in rear yard 2. No Bar sinks proposed | Simplex Electrical Ltd
EP-2022-03809 | 2022-05-09 | 5535 FLEMING STREET, Vancouver, BC V5P 3G1 | Electrical Permit | Residential | New | Expired | Temporary Power - Residential - To provide temporary power. | Simplex Electrical Ltd
EP-2023-04480 | 2023-06-01 | 5547 FLEMING STREET, Vancouver, BC V5P 3G1 | Electrical Permit | Residential | Renovation | Completed | Installation / Repair - Residential - Adding circuit for heat pump MP-2023-00926: | Douglas Millington o/a Moose Electric
GP-2023-01583 | 2023-05-17 | 5547 FLEMING STREET, Vancouver, BC V5P 3G1 | Gas Permit | Residential | Renovation | Completed | Residential - Decommission and remove old furnace and install new heat pump | Ashton Service Group/Ashton Mechanical Ltd.
MP-2023-00926 | 2023-05-25 | 5547 FLEMING STREET, Vancouver, BC V5P 3G1 | Mechanical Permit | NULL | NULL | Completed | NULL | Ashton Service Group/Ashton Mechanical Ltd.
EP-2023-09326 | 2023-10-30 | 5548 FLEMING STREET, Vancouver, BC V5P 3G2 | Electrical Permit | Residential | Renovation | Completed | Installation / Repair - Residential - Service Upgrade from 100A to 200A | Tsang's Electric Contracting Ltd
GP-2023-00101 | 2023-01-10 | 5606 FLEMING STREET, Vancouver, BC V5P 3G2 | Gas Permit | Residential | Renovation | Completed | Residential - Re&re furnace | Milani Plumbing Heating & Air Conditioning Ltd
EP-2023-01378 | 2023-02-17 | 2238 ETON STREET, Vancouver, BC V5L 1C8 | Electrical Permit | Commercial | Addition | Issued | Installation / Repair - Commercial - Remove and replace existing fire alarm control panel. Remove and replace existing fire alarm annunciator panel. Verification report to be completed at issuance of declaration. | Wireway Electric Ltd
GP-2023-00350 | 2023-01-31 | 2439 ETON STREET, Vancouver, BC V5K 1J6 | Gas Permit | Residential | Renovation | Completed | Residential - install a new gas combi boiler. replace old boiler | Conor Whyte Plumbing And Heating Limited
MP-2023-00741 | 2023-05-01 | 3131 FINDLAY STREET, Vancouver, BC V5N 5R1 | Mechanical Permit | NULL | NULL | Completed | NULL | 1236318 BC Ltd DBA Aquatech Vancouver
EP-2024-00294 | 2024-01-17 | 3131 FINDLAY STREET, Vancouver, BC V5N 5R1 | Electrical Permit | Residential | Renovation | Completed | Installation / Repair - Residential - Wiring for indoor and outdoor heat pump unit. 30 amp cct MP-2023-00741 | Mountain Point Electrical Inc.
PP-2022-00100 | 2022-01-14 | 3274 FINDLAY STREET, Vancouver, BC V5N 4E7 | Plumbing Permit | Commercial | Addition | Completed | Commercial - install new laundry water line, drain and vents ** Amend 02/04/2022** Uploaded new drawings | Lambert Plumbing & Heating Ltd
PP-2022-00155 | 2022-01-20 | 3306 FINDLAY STREET, Vancouver, BC | Plumbing Permit | Commercial | Addition | Completed | Commercial - UNIT #23 - Commercial - install new laundry water line, drain and vents See associated permits for detail: PP-2022-00100, PP-2021-03693, PP-2021-01236 AMEND: FEB 3/2022 UPLOADED REQUIRED DOCUMENT PER DPI | Lambert Plumbing & Heating Ltd
PP-2023-02087 | 2023-06-14 | 3332 FINDLAY STREET, Vancouver, BC | Plumbing Permit | Commercial | Renovation - Dwelling Unit(s) only | Issued | Commercial - Domestic water re pipe of 27 townhomes within the complex | Brighter Mechanical Ltd
SP-2023-01119 | 2023-06-26 | 4733 FLEMING STREET, Vancouver, BC V5N 3W5 | Sprinkler Permit | Residential | Renovation | Completed | Residential - Replacement of broken pipes and heads >BP: Interior alterations and a change of use from single detached house to single detached house with secondary suite with two off street parking spaces provided in the accessory garage building with access from the lane. Work to repair water damage on all floors. Scope of work: - Replace & install interior walls & ceiling, remove gas fireplace and replace with electric, plumbing fixtures & electrical work. | Haven Fire Protection Ltd
EP-2023-05474 | 2023-07-25 | 4733 FLEMING STREET, Vancouver, BC V5N 3W5 | Electrical Permit | Residential | Renovation | Completed | Installation / Repair - Residential - Service upgrade, Lighting upgrade ,Receptacles upgrade, Addition of the Legal suite >BP: Interior alterations and a change of use from single detached house to single detached house with secondary suite with two off street parking spaces provided in the accessory garage building with access from the lane. Work to repair water damage on all floors. Scope of work: - Replace & install interior walls & ceiling, remove gas fireplace and replace with electric, plumbing fixtures & electrical work. | Majoris Electrical Controls and Systems Ltd
NULL | NULL | 4733 FLEMING STREET, Vancouver, BC V5N 3W5 | Gas Permit | Residential | Renovation | Draft | Residential - Boiler and hot water tank location moved 3-4 feet . Reconnection for venting and gas | NULL
GP-2023-02183 | 2023-07-21 | 4733 FLEMING STREET, Vancouver, BC V5N 3W5 | Gas Permit | Residential | Renovation | Completed | Residential - Boiler and Hot water tank location changed ( Within 2-3 feet ) reconnecting boiler,Hot water tank Vents and gas connections. | POLLY MECHANICAL LTD
PP-2023-01403 | 2023-04-21 | 4733 FLEMING STREET, Vancouver, BC V5N 3W5 | Plumbing Permit | Residential | Renovation | Completed | Residential - Secondary suite plumbing work >DB: Interior alterations and a change of use from single detached house to single detached house with secondary suite with two off street parking spaces provided in the accessory garage building with access from the lane. Work to repair water damage on all floors. Scope of work: - Replace & install interior walls & ceiling, remove gas fireplace and replace with electric, plumbing fixtures & electrical work. | SWAN PLUMBING & HEATING INC
NULL | NULL | 334 E HASTINGS STREET, Vancouver, BC V6A 1P4 | Electrical Permit | Commercial | Renovation | Draft | Installation / Repair - Commercial - Upgrade service to 400A 3ph | Halo Industry Group Ltd
EP-2023-10629 | NULL | 403 E HASTINGS STREET, Vancouver, BC V6A 1P6 | Electrical Permit | Commercial | Addition | Application Incomplete | Temporary Power - Commercial - To provide temporary power. | Lux Electric Group Ltd
EP-2022-09627 | 2022-11-16 | 403 E HASTINGS STREET, Vancouver, BC V6A 1P6 | Electrical Permit | Commercial | Renovation | Completed | Installation / Repair - Commercial - Replace 2 flow switches in the basement of Patricia Hotel. Replace non-functional/damaged wiring. For the purpose of Bulletin 2018-004-BU/EL. | Nightingale Electric Ltd
GP-2022-00425 | 2022-02-09 | 3405 E GEORGIA STREET, Vancouver, BC V5K 2L6 | Gas Permit | Residential | Renovation | Completed | Residential - One gas line to boiler and one bbq box Interior alterations to the main and second floors, and to change the use from One Family Dwelling to a multiple conversion dwelling building with one of the units being a secondary suite on this corner lane site. Scope of Work: Main floor; Construct demising fire separating wall. Utility Room, Heating and smoke/CO detector upgrades. Construct laundry room and additional bathroom. Upper Floor: Kitchen renovation, relocate wall, re and re cabinets, counters, and appliances. | Drips & Drains Plumbing and Heating Ltd
EP-2022-04600 | 2023-06-27 | 3425 E GEORGIA STREET, Vancouver, BC V5K 2L6 | Electrical Permit | Residential | Renovation - Dwelling Unit(s) only | Completed | Installation / Repair - Residential - Install new circuit for heat pump NO MP AT THIS TIME OF ISSUANCE. **Amend 08/15/2023** Change FSR from Lyhle Coultas to Robert David Clauson CEL010107013 | Cove Power Electrical Enterprises Inc
MP-2023-01837 | 2023-10-15 | 3425 E GEORGIA STREET, Vancouver, BC V5K 2L6 | Mechanical Permit | NULL | NULL | Completed | NULL | CEN'S MECHANICAL F & C ENTERPRISES LTD
NULL | NULL | 3425 E GEORGIA STREET, Vancouver, BC V5K 2L6 | Mechanical Permit | NULL | NULL | Draft | NULL | NULL
GP-2022-00181 | 2022-01-20 | 3429 E GEORGIA STREET, Vancouver, BC V5K 2L6 | Gas Permit | Residential | Tenant Improvement | Expired | Residential - Re Re Furnace | Moore & Russell Heating Ltd
GP-2022-04049 | 2022-12-19 | 277 E WOODSTOCK AVENUE, Vancouver, BC V5W 1M9 | Gas Permit | Residential | Renovation | Completed | Residential - Combination boiler system to replace existing mid efficient boiler system. | Lockhart Plumbing & Heating Ltd
PP-2024-00106 | 2024-01-12 | 263 E PENDER STREET, Vancouver, BC V6A 1T8 | Plumbing Permit | Commercial | New | Issued | Commercial - Installation of DCVA serving Ice Machine Basement location | Drips & Drains Plumbing and Heating Ltd
EP-2022-09886 | 2022-11-22 | 315 E PENDER STREET, Vancouver, BC V6A 1V1 | Electrical Permit | Residential | Renovation | Expired | Temporary Power - Residential - To provide temporary power. Valid October 28, 2022 to October 27, 2023 EP-2021-08264: Expired (Temporary Power - Residential ) Amend: Nov 22/22- start date should be Oct 28/22 until Oct 27/23 | Novawest Electrical Services Ltd
PP-2022-00350 | 2022-02-02 | 350 E PENDER STREET, Vancouver, BC V6A 3X4 | Plumbing Permit | Commercial | Renovation - Dwelling Unit(s) only | Completed | Commercial - Dishwasher install | Avion Mechanical Ltd
EP-2022-10360 | 2022-12-08 | 350 E PENDER STREET, Vancouver, BC V6A 3X4 | Electrical Permit | Commercial | Renovation | Completed | Installation / Repair - Commercial - Re and re sprinkler tamper valves x4, swap backbox for fire alarm panel with manufacture approved backbox | BD Electrical Ltd
PP-2022-02849 | 2022-08-16 | 350 E PENDER STREET, Vancouver, BC V6A 3X4 | Plumbing Permit | Commercial | Renovation | Completed | Commercial - Repiping and reinstalling laundary at townhouse common laundary room | ASPRA PLUMBING & HEATING LTD.
EP-2022-06595 | 2022-08-08 | 350 E PENDER STREET, Vancouver, BC V6A 3X4 | Electrical Permit | Commercial | Addition | Completed | Installation / Repair - Commercial - - Add branch panel in coop space. - Reconnect furnace onto separate meter - Rewire daycare center electrical panel to new branch panel | Western Innovative System Ltd
EP-2022-06723 | 2022-08-11 | 350 E PENDER STREET, Vancouver, BC V6A 3X4 | Electrical Permit | Commercial | Renovation | Completed | Installation / Repair - Commercial - Replace existing fluorescent light fixtures in townhouse PARKADE with new LED | Western Innovative System Ltd
EP-2023-00209 | 2023-01-10 | 5707 ELM STREET, Vancouver, BC V6N 1A5 | Electrical Permit | Residential | New | Expired | Temporary Power - Residential - To provide temporary power. | Best Choice Electrical Ltd
MP-2024-00052 | 2024-01-11 | 5707 ELM STREET, Vancouver, BC V6N 1A5 | Mechanical Permit | NULL | NULL | Issued | NULL | Century Twenty One Gas & Heating Co. Ltd
SP-2024-00038 | 2024-01-16 | 5707 ELM STREET, Vancouver, BC V6N 1A5 | Sprinkler Permit | Residential | New | Issued | Residential - 2FD - SOUTH - 5707 ELM ST NORTH - 2608 W 41ST AV new home >DB: To construct a two-storey + basement two-family dwelling with a detached accessory building (garage) at the rear providing 2 parking spaces, having vehicular access from the lane. 1. External mechanical units proposed in rear yard 2. Bar sinks proposed in basement ***This permit is issued under the VBBL 2019, with updated energy requirements as per bylaw # 12997 effective Jan 01, 2022.*** | SBMS Construction Ltd
GP-2023-04143 | 2023-12-21 | 5707 ELM STREET, Vancouver, BC V6N 1A5 | Gas Permit | Residential | New | Issued | Residential - 2 Ranges, 2 BBQ's & 2 Fireplaces Gas Complete >BP: To construct a two-storey + basement two-family dwelling ($964,500) with a detached accessory building (garage) at the rear providing 2 parking spaces, having vehicular access from the lane. | GOODWILL PLUMBING & HEATING LTD
EP-2023-11296 | 2023-12-20 | 5707 ELM STREET, Vancouver, BC V6N 1A5 | Electrical Permit | Residential | New | Issued | Installation / Repair - Residential - Cable, internet, tel, full security alarm, cameras, doorbells, vacuum roughin + completion >BP: To construct a two-storey + basement two-family dwelling ($964,500) with a detached accessory building (garage) at the rear providing 2 parking spaces, having vehicular access from the lane. 1. External mechanical units proposed in rear yard 2. Bar sinks proposed in basement 3. Schedule B: Xue Li Chen, 778.235.5447 (Architectural, Structural & Geotechnical) 4. HPO: Residential Builder - Qilla Properties Lt. ***This permit is issued under the VBBL 2019, with updated energy requirements as per bylaw # 12997 effective Jan 01, 2022.*** | PLANET SMART HOMES LTD.
EP-2023-10560 | 2024-01-19 | 5707 ELM STREET, Vancouver, BC V6N 1A5 | Electrical Permit | Residential | New | Issued | Installation / Repair - Residential - ¦ 2FD- 200A ¦ 2 SEPARATE 200A SERVICES ¦ all electrical work for duplex, new wiring and new service connection, Car charger provisions only, detached car port with light and plug *MP-2024-00052: Issued (Heating and Cooling) >DB-2022-01795 To construct a two-storey + basement two-family dwelling ($964,500) with a detached accessory building (garage) at the rear providing 2 parking spaces, having vehicular access from the lane. 1. External mechanical units proposed in rear yard 2. Bar sinks proposed in basement 3. Schedule B: Xue Li Chen, 778.235.5447 (Architectural, Structural & Geotechnical) 4. HPO: Residential Builder - Qilla Properties Lt. Address Note: SOUTH UNIT 5707 Elm St - One Family Dwelling (1st-3rd floor) NORTH UNIT 2608 W 41st Av - One Family Dwelling (1st-3rd floor) Address and suite numbers assigned as per approved plans for Fire and Emergency response. The address numbers are to be posted to the building to be visible from the street and the suite numbers are to be posted at the suite entries in accordance with the Building By-law prior to final inspection. ***This permit is issued under the VBBL 2019, with updated energy requirements as per bylaw # 12997 effective Jan 01, 2022.*** | Fourteen Electrical Ltd
PP-2023-04040 | 2023-11-17 | 5707 ELM STREET, Vancouver, BC V6N 1A5 | Plumbing Permit | Residential | New | Issued | Residential - Complete Plumbing >BP: To construct a two-storey + basement two-family dwelling with a detached accessory building (garage) at the rear providing 2 parking spaces, having vehicular access from the lane. 1. External mechanical units proposed in rear yard 2. Bar sinks proposed in basement 3. Schedule B: Xue Li Chen, 778.235.5447 (Architectural, Structural & Geotechnical) 4. HPO: Residential Builder - Qilla Properties Lt. | GOODWILL PLUMBING & HEATING LTD
PP-2023-02998 | 2023-08-23 | 5707 ELM STREET, Vancouver, BC V6N 1A5 | Plumbing Permit | Residential | New | Issued | Residential - 2FD - Plumbing sump permit | NULL
EP-2023-04623 | 2023-06-06 | 5837 ELM STREET, Vancouver, BC V6N 1A6 | Electrical Permit | Residential | Renovation | Completed | Installation / Repair - Residential - EV charger installation It is a 40 amps 7680 W car charger | Wirechief Electric Ltd
PP-2022-03820 | NULL | 5870 ELM STREET, Vancouver, BC | Plumbing Permit | Commercial | Renovation | Draft | Commercial - Installation of prv valve. | NULL
GP-2023-00204 | 2023-01-17 | 5938 ELM STREET, Vancouver, BC V6N 1A9 | Gas Permit | Residential | Renovation | Completed | Residential - Removed and install new appliances (CF-2020-012906) >Interior/exterior alterations on this existing one family dwelling and change of use to one family dwelling with secondary suite . Scope add secondary suite to basement interior alterations rebuilt rear deck on exiting foundation Schedule B Structural -Pat Elischer,P. Eng. Tel: 604-738-0048. | Lionsbay Plumbing & Heating Inc.
NULL | NULL | 5938 ELM STREET, Vancouver, BC V6N 1A9 | Plumbing Permit | Residential | Renovation | Withdrawn | Residential - Renovate the main floor kitchen and the basement kitchen | NULL
PP-2022-01289 | 2022-04-14 | 5938 ELM STREET, Vancouver, BC V6N 1A9 | Plumbing Permit | Residential | Renovation | Completed | Residential - Renovate the main floor and basement kitchen. Interior/exterior alterations on this existing one family dwelling and change of use to one family dwelling with secondary suite . Scope add secondary suite to basement interior alterations rebuilt rear deck on exiting foundation Schedule B Structural -Pat Elischer,P. Eng. Tel: 604-738-0048. | Lionsbay Plumbing & Heating Inc.
EP-2022-02022 | 2022-03-23 | 5938 ELM STREET, Vancouver, BC V6N 1A9 | Electrical Permit | Residential | Renovation | Completed | Installation / Repair - Residential - Inspect and bring up to code kitchen facelift, secondary suite facelift, replace deck (CF-2020-012906) >BP: Interior/exterior alterations on this existing one family dwelling and change of use to one family dwelling with secondary suite . Scope add secondary suite to basement interior alterations rebuilt rear deck on exiting foundation Schedule B Structural -Pat Elischer,P. Eng. Tel: 604-738-0048. | Torr Electric
GP-2023-03703 | 2023-11-23 | 4610 EARLES STREET, Vancouver, BC V5R 3R2 | Gas Permit | Residential | Renovation | Issued | Residential - Decommission and remove old gas furnace and install new furnace | Ashton Service Group/Ashton Mechanical Ltd.
GP-2022-03931 | 2022-12-09 | 4681 EARLES STREET, Vancouver, BC V5R 3R3 | Gas Permit | Residential | Renovation | Completed | Residential - replace boiler | Ryan Heating & Air Conditioning Ltd
GP-2023-00061 | 2023-01-09 | 4838 FLEMING STREET, Vancouver, BC V5N 3W8 | Gas Permit | Residential | Tenant Improvement | Completed | Residential - Furnace & Hot Water Tank Replacement | Wah Fai Plumbing & Heating Inc
GP-2022-04165 | 2022-12-30 | 5326 FLEMING STREET, Vancouver, BC V5P 3E9 | Gas Permit | Residential | Tenant Improvement | Completed | Residential - Replaced furnace | PAPA PLUMBING & HEATING LTD.
GP-2023-00096 | 2023-01-10 | 5376 FLEMING STREET, Vancouver, BC V5P 3E9 | Gas Permit | Residential | Renovation | Completed | Residential - Hot Water Heater Installation | Hillcrest Plumbing & Heating (1991) Ltd
EP-2022-01960 | 2022-03-10 | 769 E HASTINGS STREET, Vancouver, BC V6A 1R3 | Electrical Permit | Commercial | Renovation | Issued | Installation / Repair - Commercial - Replace the fire alarm control panel. Note: This permit has been issued based on Bulletin 2018-004-BU/EL. | Nightingale Electric Ltd
PP-2022-04049 | 2022-12-08 | 3194 E GEORGIA STREET, Vancouver, BC V5K 2L1 | Plumbing Permit | Commercial | Tenant Improvement | Issued | Commercial - Small kitchen and washroom additions >BP: Exterior and interior alterations to change the use of an existing ancillary Church Office Building / Sunday School (Group A2) to Childcare Facility (Group A2) for 24 children to the existing building on this site. Class 3 Cooking Operation Proposed work includes new fire suppression system to NFPA 13 and new single stage fire alarm. Reviewed under the provisions of VBBL 2019 Jan 30/23 AMEND Add 1 exterior storm sump to the permit. Gravity drain, no pump. March 14/2023-AMEND Add grease interceptor that was missed on first application | Meridian West Mechanical Ltd
SP-2022-01939 | 2023-06-20 | 3194 E GEORGIA STREET, Vancouver, BC V5K 2L1 | Sprinkler Permit | Commercial | New | Issued | Commercial - For all sprinkler work to the 2019 VBBL; NFPA 13, 2013; for work to provide a new fire suppression system to this existing building. Exterior and interior alterations to change the use of an existing ancillary Church Office Building / Sunday School (Group A2) to Childcare Facility (Group A2) for 24 children to the existing building on this site. Engineer of Record: Kevin Hill 604-888-7779 kevin.hill@rpeng.ca | WS Fire Protection Ltd
EP-2022-06510 | 2022-08-03 | 3194 E GEORGIA STREET, Vancouver, BC V5K 2L1 | Electrical Permit | Commercial | Renovation | Issued | Installation / Repair - Commercial - Rewire building, including electric heaters & Data RI. >BP: Exterior and interior alterations to change the use of an existing ancillary Church Office Building / Sunday School (Group A2) to Childcare Facility (Group A2) for 24 children to the existing building on this site. Class 3 Cooking Operation Proposed work includes new fire suppression system to NFPA 13 and new single stage fire alarm. Reviewed under the provisions of VBBL 2019 Amend: Feb 24, 2023 120/240 Volts, 200amps, single phase. Currently is 200A OH, changing to 200A UG. So will be RECONNECT/RELOCATE. | Villa Electric (1980) Ltd
EP-2022-09104 | 2022-10-26 | 3198 E GEORGIA STREET, Vancouver, BC V5K 2L1 | Electrical Permit | Commercial | Renovation | Completed | Installation / Repair - Commercial - Installation of security alarm system. COMPLETE SECURITY ALARM SYSTEM | Telus Custom Security Systems Inc
GP-2022-02804 | 2022-09-22 | 3206 E GEORGIA STREET, Vancouver, BC V5K 2L3 | Gas Permit | Residential | Renovation | Completed | Residential - Installing new high efficient gas furnace >MP-2022-00237 | Joyce Heating Services Ltd
MP-2022-00237 | 2022-09-19 | 3206 E GEORGIA STREET, Vancouver, BC V5K 2L3 | Mechanical Permit | NULL | NULL | Completed | NULL | Joyce Heating Services Ltd
GP-2023-01633 | 2023-05-25 | 3207 E GEORGIA STREET, Vancouver, BC V5K 2L2 | Gas Permit | Residential | New | Completed | Residential - 2 Ranges, 2 Boilers & 2 BBQ's New gas piping. <BP: To construct a 2.5 storey two-family dwelling | EXCEL MECHANICAL LTD
MP-2023-00492 | 2023-03-26 | 3207 E GEORGIA STREET, Vancouver, BC V5K 2L2 | Mechanical Permit | NULL | NULL | Completed | NULL | EXCEL MECHANICAL LTD
PP-2023-00817 | 2023-03-10 | 3207 E GEORGIA STREET, Vancouver, BC V5K 2L2 | Plumbing Permit | Residential | New | Completed | Residential - 2FD - FRONT - 3209 E GEORGIA ST BACK - 3207 E GEORGIA ST New duplex Plumbing >DB: To construct a 2.5 storey two-family dwelling with a detached accessory building (garage) and 1 open parking at the rear providing 3 parking spaces, having vehicular access from the lane. Note: The entire building, INCLUDING THE ATTACHED GARAGE (if applicable), to be sprinklered to 2 x NFPA 13D 1. A/C proposed – Exterior component located in Rear, Interior component located in 1/2 storey. | EXCEL MECHANICAL LTD
GP-2022-00225 | 2022-01-25 | 3222 E GEORGIA STREET, Vancouver, BC V5K 2L3 | Gas Permit | Residential | Renovation - Dwelling Unit(s) only | Completed | Residential - furnace replacement | Vanheat Services Ltd
GP-2023-00409 | 2023-02-06 | 3228 E GEORGIA STREET, Vancouver, BC V5K 2L3 | Gas Permit | Residential | Renovation - Dwelling Unit(s) only | Completed | Residential - Furnace and hot water tank replacement | General Heating Ltd
GP-2022-01786 | 2022-06-10 | 3266 E GEORGIA STREET, Vancouver, BC V5K 2L3 | Gas Permit | Residential | Renovation | Completed | Residential - Hot Water Tank Replacement | Hillcrest Plumbing & Heating (1991) Ltd
EP-2023-10069 | 2023-11-22 | 3291 E GEORGIA STREET, Vancouver, BC V5K 2L2 | Electrical Permit | Residential | Addition | Issued | Installation / Repair - Residential - Adding an EV receptacle IN detached garage. 10 foot trench burying 6/3 copper teck. | Rocket EV Charging Solutions Inc
NULL | NULL | 3291 E GEORGIA STREET, Vancouver, BC V5K 2L2 | Electrical Permit | Residential | Addition | Draft | Installation / Repair - Residential - adding a nema 14-50 receptacle in garage. | Rocket EV Charging Solutions Inc
PP-2023-04199 | 2023-12-07 | 3316 E GEORGIA STREET, Vancouver, BC V5K 2L4 | Plumbing Permit | Residential | Addition | Completed | Residential - Homeowner did plumbing job few years ago and never did final inspection to properly close the permit. He wants to reissue the permit and properly close the permit after final inspection. installed expansion tank for hwt tested leak for every fixture install earthquake strap for hwt Case File CF-2019-000836: In Violation >BP: Exterior and interior alterations to change of use from one family dwelling to one family dwelling with a secondary suite with access on the South side addressing is assigned as follows: #1 - 3316 E Georgia St - 1st & 2nd storey (1FD) #2 - 3316 E Georgia St - basement (sec suite) Scope of work includes: -Lowering basement floor for laundry room to meet minimum headroom height of 6'-6". | JHL Mechanical Ltd
GP-2023-03925 | 2023-12-13 | 3316 E GEORGIA STREET, Vancouver, BC V5K 2L4 | Gas Permit | Residential | Addition | Issued | Residential - Homeowner issued permit few years ago and never did final inspection and permit automatically closed but he wants to issue new permit and properly finish the work. This gas permit is being pulled to validate the work done previously by others. The new owner does not have visibility into the previous contractors. The scope of work is to validate the previous installation of a hot water tank, and to bring the installation up to code where necessary. Tested for leak from previous hwt gas connection installed expansion tank and earthquake strap -CF-2019-000836 >BP: Exterior and interior alterations to change of use from one family dwelling to one family dwelling with a secondary suite with access on the South side addressing is assigned as follows: Scope of work includes: -Lowering basement floor for laundry room to meet minimum headroom height of 6'-6". >>Amend: Jan. 24th -COV Business license had been corrected to include gas contractor | JHL Mechanical Ltd
NULL | NULL | 3316 E GEORGIA STREET, Vancouver, BC V5K 2L4 | Gas Permit | Residential | Addition | Withdrawn | Residential - Homeowner hired previous plumber about year ago and never closed the permit so he wants to reissue the permit and properly finish the job. Double check hwt gas connection Install earthquake strap and expansion tank | NULL
EP-2022-01679 | 2022-03-25 | 3316 E GEORGIA STREET, Vancouver, BC V5K 2L4 | Electrical Permit | Residential | Renovation | Completed | Installation / Repair - Residential - Inspection and Repair of Electrical Installation for Electrical work completed without an Electrical Permit by others. (CF-2019-000836)Case File CF-2022-011541 >BP: Scope of work includes: -Lowering basement floor for laundry room to meet minimum headroom height of 6'-6". Ok for field review as per Jamie Zhang, Jun. 04/21 Amend: Dec 5th, 2022 Additional Work: Service Upgrade 200 Amp, the additional cost to be added to amendment is $500.00 | ROBERT LLOYD REDFORD
EP-2023-08884 | 2023-10-13 | 880 E GEORGIA STREET, Vancouver, BC V6A 2A5 | Electrical Permit | Commercial | Renovation - Dwelling Unit(s) only | Issued | Installation / Repair - Commercial - Safety Check. Check the existing installation of electrical equipment to ensure electrical safety. Safety checking, replace receptacles and switches. units #: 1,2,5,6,9. | GV ELECTRICAL INC
EP-2024-00353 | 2024-01-18 | 2237 E PENDER STREET, Vancouver, BC V5L 1X5 | Electrical Permit | Residential | Renovation | Issued | Installation / Repair - Residential - Emergency repair. Brownout on customer side of meter base confirmed by BC Hydro. | Oakwest Electric Ltd
EP-2023-01449 | 2023-02-24 | 2237 E PENDER STREET, Vancouver, BC V5L 1X5 | Electrical Permit | Residential | Addition | Completed | Installation / Repair - Residential - wiring for two heat pumps *MP-2023-00231 | David Stein
MP-2023-00231 | 2023-02-21 | 2237 E PENDER STREET, Vancouver, BC V5L 1X5 | Mechanical Permit | NULL | NULL | Completed | NULL | Green Mountain Solutions Inc
NULL | NULL | 2237 E PENDER STREET, Vancouver, BC V5L 1X5 | Mechanical Permit | NULL | NULL | Withdrawn | NULL | Green Mountain Solutions Inc
EP-2022-02907 | 2022-05-05 | 2244 E PENDER STREET, Vancouver, BC V5L 1X4 | Electrical Permit | Residential | Renovation | Completed | Installation / Repair - Residential - Service upgrade to 200 amp. Remove and rewire knob and tube circuits. Repair old wiring. Replace recessed lighting. | REDISON ELECTRIC LTD
GP-2023-01006 | 2023-03-22 | 2490 E PENDER STREET, Vancouver, BC V5K 2B3 | Gas Permit | Residential | Addition | Completed | Residential - Furnace re/re 70,000 BTU | HAMZEH GERAMI Dba Nation Heating & Cooling
EP-2023-06397 | 2023-08-09 | 2496 E PENDER STREET, Vancouver, BC V5K 2B3 | Electrical Permit | Residential | New | Issued | Installation / Repair - Residential - Wiring of a family dwelling and secondary suite. >BP: To construct a 2 storey Passive House one-family dwelling with a secondary suite located in the Basement ($995,500.00) and retain existing laneway house. 1. COVENANT MUST BE REGISTERED PRIOR TO SHEATHING INSPECTION 2. No Strata Titling permitted 3. No A/C proposed 4. Schedule B: (Ward Phillips) P.Eng (604.716.8881) Geotechnical 5. Schedule B: (Thomas Antonius Van Wermeskerken) P.Eng (604.484.2859) Structural 6. HPO: Owner Builder- Jay Rosen Note: This is a 2 storey building pursuant to the Zoning and Development By-Law **THIS PERMIT HAS BEEN ISSUED UNDER THE REQUIREMENTS OF VBBL #12511 (2019) ** ****ALL PROJECT COORINDATOR NOTES HAS BEEN ACCEPTED BY THE APPLICANT | Bally's Fast Electric Inc
SP-2023-01210 | 2023-07-12 | 2496 E PENDER STREET, Vancouver, BC V5K 2B3 | Sprinkler Permit | Residential | New | Issued | Residential - new sprinkler system sfd -Entire building shall be sprinklered to NFPA13D standard >BP: COVENANT MUST BE REGISTERED PRIOR TO SHEATHING INSPECTION. To construct a 2 storey Passive House one-family dwelling with a secondary suite located in the Basement ($995,500.00) and retain existing laneway house. 1. COVENANT MUST BE REGISTERED PRIOR TO SHEATHING INSPECTION 2. No Strata Titling permitted 3. No A/C proposed 4. Schedule B: (Ward Phillips) P.Eng (604.716.8881) Geotechnical 5. Schedule B: (Thomas Antonius Van Wermeskerken) P.Eng (604.484.2859) Structural 6. HPO: Owner Builder- Jay Rosen Note: This is a 2 storey building pursuant to the Zoning and Development By-Law **THIS PERMIT HAS BEEN ISSUED UNDER THE REQUIREMENTS OF VBBL #12511 (2019) ** ****ALL PROJECT COORINDATOR NOTES HAS BEEN ACCEPTED BY THE APPLICANT | Alco Fire Protection Ltd
PP-2022-03226 | 2022-09-26 | 2496 E PENDER STREET, Vancouver, BC V5K 2B3 | Plumbing Permit | Residential | New | Issued | Residential - 1FD+SS - Plumbing rough in and finish >DB: To construct a 2 storey Net-Zero one-family dwelling with a secondary suite located in the Basement and retain existing laneway house. 1. COVENANT MUST BE REGISTERED PRIOR TO SHEATHING INSPECTION 2. No Strata Titling permitted 3. No A/C proposed | Even Flow Plumbing
PP-2022-03683 | 2022-10-14 | 2496 E PENDER STREET, Vancouver, BC V5K 2B3 | Plumbing Permit | Residential | New | Issued | Residential - SUMP NOTE: Engineering Assurance letter will be submitted to the Plumbing Inspector on the site. Letter shall conform to the requirements of Vancouver Bulletin 2000-008-EL/PL. | JBS Services Ltd
GP-2023-01271 | 2023-04-19 | 2527 E PENDER STREET, Vancouver, BC V5K 2B4 | Gas Permit | Residential | Tenant Improvement | Cancelled | Residential - Re and Re of the Furnace | Moore & Russell Heating Ltd
GP-2022-00031 | 2022-01-07 | 2536 E PENDER STREET, Vancouver, BC V5K 2B5 | Gas Permit | Residential | Renovation | Completed | Residential - Re&Re Furnace BTU: 70.000 | Milani Plumbing Heating & Air Conditioning Ltd
GP-2022-00320 | 2022-02-03 | 2550 E PENDER STREET, Vancouver, BC V5K 2B5 | Gas Permit | Residential | Renovation | Completed | Residential - re re furnace | Thomson Industries Ltd
EP-2023-06301 | 2023-07-13 | 4744 EARLES STREET, Vancouver, BC V5R 3R2 | Electrical Permit | Residential | Renovation | Completed | Installation / Repair - Residential - Replace existing panel with a new 100 Amp Panel. >Permit Amendment Sep 05, 2023 Add 1 x heating circuit Add 2 x GFCI for washrooms Add 1 x Quad outlet | Kato Electrical Inc
GP-2023-02038 | 2023-07-07 | 4948 EARLES STREET, Vancouver, BC V5R 3R5 | Gas Permit | Residential | Renovation | Completed | Residential - HWT re&re | Ferenc Nagy
EP-2022-02596 | 2022-05-26 | 4981 EARLES STREET, Vancouver, BC V5R 3R7 | Electrical Permit | Residential | Addition | Completed | Installation / Repair - Residential - Wire and connect Air Conditioner. -Need to install a 30 amp Load Share device on the dryer circuit. | Gerald W Jansen & Jody Jansen
GP-2022-00236 | 2022-01-26 | 4981 EARLES STREET, Vancouver, BC V5R 3R7 | Gas Permit | Residential | Renovation | Completed | Residential - Re&Re Furnace BTU: 70.000 | Milani Plumbing Heating & Air Conditioning Ltd
EP-2022-03122 | 2022-04-19 | 4988 EARLES STREET, Vancouver, BC V5R 3R5 | Electrical Permit | Residential | New | Completed | Installation / Repair - Residential - ¦ 1FD- 100A ¦ 208/120V ¦ 1P3W/ DISCONNECT/ RE-CONNECT ¦ Relocation of Service of Main house Due to new lane way >Permit Amendment Sep 11, 2023 MAIN SERVICE: 200A ¦ 208/120V ¦ 1P3W LWH: 100A ¦ 208/120V ¦ 1P3W 1FD: 100A ¦ 208/120V ¦ 1P3W | AULAKH ELECTRICAL CORPORATION
EP-2022-00019 | 2022-01-04 | 3428 EUCLID AVENUE, Vancouver, BC V5R 5G4 | Electrical Permit | Residential | Renovation | Completed | Installation / Repair - Residential - Upgrade serivice from 100 amps to 200 amps Adding lights, plug, downstairs new wiring of suite Adding kitchen wiring and upstairs Taking over E2021-04922 Owners letter of new contractor has been updated CF-2016-000334 | Apaar Electrical Ltd
PP-2023-00781 | 2023-03-08 | 3428 EUCLID AVENUE, Vancouver, BC V5R 5G4 | Plumbing Permit | Residential | Renovation | Completed | Residential - 1FD+SS - Plumbing >DB: Alteration to include adding secondary suite convert carport to garage. Board of Variance EXTENSION Approved - August 25th, 2020 Appeal No. Z35334 – 3428 Euclid Avenue An extension for another one-year (to obtain City permits) was considered by the Board of Variance on August 25th, 2020 and was ALLOWED, thereby granting relaxations of the Rear Yard, Floor Space Ratio, Site Coverage, Building Depth and External Design (Side Doors) regulations of the RS-1 District Schedule and approved interior and exterior alterations with a one-car attached garage (with a storage room) on the lower floor, a covered sundeck and a rear addition (Family Room with a Solarium) above the one-car garage on the main floor of the existing One-Family dwelling site with a proposed Secondary suite, subject to the following conditions: (1) that the existing unauthorized third (3rd) kitchen will be removed (this includes the removal of any kitchen cabinets and any overhead cabinets) as part of this development proposal (and cannot be built at anytime in the future) in accordance with the Board’s original decision on September 14th, 2018; (2) that the “side yard stairs” must be redesigned and/or re-built so that there is a minimum required setback for “fire-fighting access” (this is a safety code requirement); and (3) that the development shall otherwise comply with the requirements and regulations of the Zoning and Development By-law to the satisfaction of the Director of Planning. | Ikon Plumbing & Heating Ltd
EP-2023-01026 | 2023-02-06 | 4301 FLEMING STREET, Vancouver, BC V5N 3W4 | Electrical Permit | Residential | New | Expired | Temporary Power - Residential - To provide temporary power. | OPTIMUM ELECTRICAL LTD
MP-2023-01235 | 2023-07-06 | 4301 FLEMING STREET, Vancouver, BC V5N 3W4 | Mechanical Permit | NULL | NULL | Issued | NULL | RISER PLUMBING & HEATING LTD
PP-2023-02224 | 2023-06-23 | 4301 FLEMING STREET, Vancouver, BC V5N 3W4 | Plumbing Permit | Residential | New | Issued | Residential - New duplex home >BP: To construct a two and half storey two-family dwelling , with a detached accessory building (2 car garage) at the rear providing a total of 4 parking spaces, having vehicular access from the lane. Note: This is a 2 1/2 storey building pursuant to the Zoning and Development By-Law 1. A/C units proposed in the rear yard 2. No bar sinks proposed 3. Schedule B: Jason Hui, P.Eng (778-319-3403) Glass Guard, Structural & Geotechnical 4. HPO: Residential Builder - Puzzle Developments Ltd. 5. The entire building to be sprinklered to 2 X NFPA 13D. Sept 8/2023-AMEND add 4 roof drains in the permit | RISER PLUMBING & HEATING LTD
SP-2023-01414 | 2023-08-02 | 4301 FLEMING STREET, Vancouver, BC V5N 3W4 | Sprinkler Permit | Residential | New | Issued | Residential - 2FD - NORTH - 4301 FLEMING ST - #1 SOUTH - 4301 FLEMING ST - #2 New sprinkler system >DB: To construct a two and half storey two-family dwelling, with a detached accessory building (2 car garage) at the rear providing a total of 4 parking spaces, having vehicular access from the lane. Note: This is a 2 1/2 storey building pursuant to the Zoning and Development By-Law 1. A/C units proposed in the rear yard 2. No bar sinks proposed 5. The entire building to be sprinklered to 2 X NFPA 13D. ***This permit has been issued under the VBBL 2019, with updated energy requirements as per bylaw # 12997 effective Jan 01, 2022.*** | Haven Fire Protection Ltd
EP-2023-06879 | 2023-08-29 | 4301 FLEMING STREET, Vancouver, BC V5N 3W4 | Electrical Permit | Residential | New | Issued | Installation / Repair - Residential - ¦2FD- 400A ¦ Rough wiring, finishing and service of new home *An approved mechanical permit is required for the installation of air conditioning or heat pump unit at the time of installation before an electrical inspection will be performed >BP: To construct a two and half storey two-family dwelling ($747,917.50), with a detached accessory building (2 car garage) at the rear providing a total of 4 parking spaces, having vehicular access from the lane. Note: This is a 2 1/2 storey building pursuant to the Zoning and Development By-Law 1. A/C units proposed in the rear yard 2. No bar sinks proposed 3. Schedule B: Jason Hui, P.Eng (778-319-3403) Glass Guard, Structural & Geotechnical 4. HPO: Residential Builder - Puzzle Developments Ltd. 5. The entire building to be sprinklered to 2 X NFPA 13D. ***This permit has been issued under the VBBL 2019, with updated energy requirements as per bylaw # 12997 effective Jan 01, 2022.*** | OPTIMUM ELECTRICAL LTD
PP-2023-01942 | 2023-05-31 | 4301 FLEMING STREET, Vancouver, BC V5N 3W4 | Plumbing Permit | Residential | New | Issued | Residential - 2FD - installing storm sump | BigCity Excavation Ltd
EP-2023-07347 | NULL | 4301 FLEMING STREET, Vancouver, BC V5N 3W4 | Electrical Permit | Residential | New | Withdrawn | Installation / Repair - Residential - Extra low voltage : tv, telephone, data, cctv, alarm, vacuum and doorbell >BP: To construct a two and half storey two-family dwelling ($747,917.50), with a detached accessory building (2 car garage) at the rear providing a total of 4 parking spaces, having vehicular access from the lane. Note: This is a 2 1/2 storey building pursuant to the Zoning and Development By-Law 1. A/C units proposed in the rear yard 2. No bar sinks proposed 3. Schedule B: Jason Hui, P.Eng (778-319-3403) Glass Guard, Structural & Geotechnical 4. HPO: Residential Builder - Puzzle Developments Ltd. 5. The entire building to be sprinklered to 2 X NFPA 13D. | RAJNESH RAJU DBA: OPTIMUS SECURITY SYSTEMS
GP-2023-02355 | 2023-08-11 | 4301 FLEMING STREET, Vancouver, BC V5N 3W4 | Gas Permit | Residential | New | Issued | Residential - 2 Ranges & 2 BBQ's Piping Only >BP: To construct a two and half storey two-family dwelling | Ultra Mechanical Ltd
EP-2023-07591 | 2023-08-23 | 4301 FLEMING STREET, Vancouver, BC V5N 3W4 | Electrical Permit | Residential | New | Issued | Installation / Repair - Residential - Extra low voltage; tv, tele, network, security alarm, vacuum, cctv, and doorbell, complete security alarm installation. >BP: To construct a two and half storey two-family dwelling ($747,917.50), with a detached accessory building (2 car garage) at the rear providing a total of 4 parking spaces, having vehicular access from the lane. Note: This is a 2 1/2 storey building pursuant to the Zoning and Development By-Law 1. A/C units proposed in the rear yard 2. No bar sinks proposed 3. Schedule B: Jason Hui, P.Eng (778-319-3403) Glass Guard, Structural & Geotechnical 4. HPO: Residential Builder - Puzzle Developments Ltd. 5. The entire building to be sprinklered to 2 X NFPA 13D. | ITech Security Systems Ltd
EP-2022-02848 | 2022-04-07 | 2972 E 7TH AVENUE, Vancouver, BC V5M 1V3 | Electrical Permit | Residential | New | Expired | Temporary Power - Residential - To provide temporary power. | Hayat Electrical Ltd
SP-2023-00805 | 2023-05-10 | 2972 E 7TH AVENUE, Vancouver, BC V5M 1V3 | Sprinkler Permit | Residential | New | Issued | Residential - Piping and fixture installation >BP: To construct a 2.5 storey two-family dwelling with a detached accessory building (garage) at the rear providing 2 parking spaces, having vehicular access from the lane. Note: The entire building, INCLUDING THE ATTACHED GARAGE (if applicable), to be sprinklered to 2 x NFPA 13D 1. A/C proposed – Exterior component located in Rear, Interior component located in Second Floor. 2. No Bar sink 3. Schedule B: (Sharat Chande) P.Eng (604.723.7534) Structural & Geotechnical 4. HPO: Residential Builder- Silvercrest custom Homes and Renovations Inc | RG Plumbing Ltd
EP-2023-04000 | 2023-05-08 | 2972 E 7TH AVENUE, Vancouver, BC V5M 1V3 | Electrical Permit | Residential | New | Issued | Installation / Repair - Residential - Low voltage prewiring and finish >Permit Amendment Dec 01, 2023 -"UPDATED ROUGH IN INSPECTION DECLARATION" *Document(s) uploaded to "Application Documents" tab for Electrical Inspector review. Documents are at pending status at time of permit amendment approval >BP: To construct a 2.5 storey two-family dwelling ($705,197) with a detached accessory building (garage) at the rear providing 2 parking spaces, having vehicular access from the lane. Note: The entire building, INCLUDING THE ATTACHED GARAGE (if applicable), to be sprinklered to 2 x NFPA 13D 1. A/C proposed – Exterior component located in Rear, Interior component located in Second Floor. 2. No Bar sink 3. Schedule B: (Sharat Chande) P.Eng (604.723.7534) Structural & Geotechnical 4. HPO: Residential Builder- Silvercrest custom Homes and Renovations Inc Note: This is a 2.5 storey building pursuant to the Zoning and Development By-Law **THIS PERMIT HAS BEEN ISSUED UNDER THE REQUIREMENTS OF VBBL #12511 (2019)** | Aslan Security Systems Ltd
EP-2023-03856 | 2023-05-03 | 2972 E 7TH AVENUE, Vancouver, BC V5M 1V3 | Electrical Permit | Residential | New | Issued | Installation / Repair - Residential - Rough wire and finishing of duplex units >BP: To construct a 2.5 storey two-family dwelling ($705,197) with a detached accessory building (garage) at the rear providing 2 parking spaces, having vehicular access from the lane. Note: The entire building, INCLUDING THE ATTACHED GARAGE (if applicable), to be sprinklered to 2 x NFPA 13D 1. A/C proposed – Exterior component located in Rear, Interior component located in Second Floor. 2. No Bar sink 3. Schedule B: (Sharat Chande) P.Eng (604.723.7534) Structural & Geotechnical 4. HPO: Residential Builder- Silvercrest custom Homes and Renovations Inc Note: This is a 2.5 storey building pursuant to the Zoning and Development By-Law **THIS PERMIT HAS BEEN ISSUED UNDER THE REQUIREMENTS OF VBBL #12511 (2019)** | Hayat Electrical Ltd
GP-2023-01380 | 2023-04-28 | 2972 E 7TH AVENUE, Vancouver, BC V5M 1V3 | Gas Permit | Residential | New | Issued | Residential - Complete 2 boilers, 2 ranges , 1 bbq only >BP: To construct a 2.5 storey two-family dwelling | Deep Gas Fitting Ltd.
EP-2023-03280 | 2023-04-17 | 2972 E 7TH AVENUE, Vancouver, BC V5M 1V3 | Electrical Permit | Residential | New | Issued | Temporary Power - Residential - To provide temporary power. | Hayat Electrical Ltd
PP-2023-00906 | 2023-03-17 | 2972 E 7TH AVENUE, Vancouver, BC V5M 1V3 | Plumbing Permit | Residential | New | Issued | Residential - new plumbing >BP: To construct a 2.5 storey two-family dwelling with a detached accessory building (garage) at the rear providing 2 parking spaces, having vehicular access from the lane. Note: The entire building, INCLUDING THE ATTACHED GARAGE (if applicable), to be sprinklered to 2 x NFPA 13D 1. A/C proposed – Exterior component located in Rear, Interior component located in Second Floor. 2. No Bar sink 3. Schedule B: (Sharat Chande) P.Eng (604.723.7534) Structural & Geotechnical 4. HPO: Residential Builder- Silvercrest custom Homes and Renovations Inc | Killarney Mechanical Ltd
EP-2023-04051 | 2023-05-23 | 2991 E 7TH AVENUE, Vancouver, BC V5M 1V2 | Electrical Permit | Residential | Addition | Completed | Installation / Repair - Residential - Update service from 100A to 200Amps, install level 2 EV charger 9600W. | MILKYWAY INDUSTRY LTD
GP-2023-03004 | 2023-10-11 | 3025 E 7TH AVENUE, Vancouver, BC V5M 1V4 | Gas Permit | Residential | Renovation | Completed | Residential - hwt re&re | Ferenc Nagy
GP-2022-00644 | 2022-03-02 | 2124 E 8TH AVENUE, Vancouver, BC V5N 1V5 | Gas Permit | Residential | Renovation | Completed | Residential - RE N RE - Furnace Upgrade | Chappa Kurte, Ricardo DBA: The Cool Guys
GP-2022-02544 | 2022-08-25 | 2131 E 8TH AVENUE, Vancouver, BC V5N 1V4 | Gas Permit | Residential | Tenant Improvement | Completed | Residential - replace old gas water heater | Campbell Care Plumbing, Heating & Air Ltd.
GP-2022-02713 | 2022-12-01 | 2175 E 8TH AVENUE, Vancouver, BC V5N 1V4 | Gas Permit | Residential | Renovation - Dwelling Unit(s) only | Completed | Residential - Boiler replacement | CoStar Home Energy Ltd
GP-2022-04157 | 2022-12-29 | 2825 E 6TH AVENUE, Vancouver, BC V5M 1R7 | Gas Permit | Residential | Addition | Completed | Residential - RE & RE FURNACE | B C Furnace Service Ltd
GP-2023-03656 | 2023-11-21 | 2839 E 6TH AVENUE, Vancouver, BC V5M 1R7 | Gas Permit | Residential | Renovation | Completed | Residential - replacement of furnace | Heatex Furnace Ltd
EP-2022-02258 | 2022-03-22 | 1638 E BROADWAY, Vancouver, BC V5N 1W1 | Electrical Permit | Commercial | NULL | Expired | Annual / Operating - Building Maintenance Renewal of EP-2021-01972 Valid: March 14, 2022 to March 13, 2023 | Mac's Electric Ltd
EP-2023-03956 | 2023-05-08 | 1638 E BROADWAY, Vancouver, BC V5N 1W1 | Electrical Permit | Commercial | NULL | Issued | Annual / Operating - Annual Operating Permit Building Maintenance Renewal of EP-2022-02258 -valid: March 14, 2023 - March 13, 2024 | Mac's Electric Ltd
PP-2023-04378 | 2023-12-19 | 1969 E 8TH AVENUE, Vancouver, BC V5N 1T9 | Plumbing Permit | Residential | New | Issued | Residential - sump >BP: To construct a 2 storey duplex ($800,000.00) with a detached accessory building (garage) at the rear providing 2 parking spaces, having vehicular access from the lane. | Canadian Excavating Ltd
EP-2023-07928 | 2023-08-31 | 1969 E 8TH AVENUE, Vancouver, BC V5N 1T9 | Electrical Permit | Residential | New | Issued | Temporary Power - Residential - To provide temporary power. | Advance Electric Solutions Ltd
EP-2023-08352 | 2023-09-15 | 2005 E 8TH AVENUE, Vancouver, BC V5N 1V3 | Electrical Permit | Residential | Renovation | Completed | Installation / Repair - Residential - EMERGENCY SERVICE HOOK UP Fallen tree ripped the house's connection to the power line. install weather head for service pipe. install Emily knob. | Kato Electrical Inc
GP-2022-04119 | 2022-12-23 | 2029 E 8TH AVENUE, Vancouver, BC V5N 1V3 | Gas Permit | Residential | Renovation | Completed | Residential - Re&re Boiler | Milani Plumbing Heating & Air Conditioning Ltd
EP-2022-02837 | 2022-04-07 | 3116 E 8TH AVENUE, Vancouver, BC V5M 1X6 | Electrical Permit | Residential | New | Expired | Temporary Power - Residential - To provide temporary power. | OPTIMUM ELECTRICAL LTD
EP-2023-00397 | 2023-01-25 | 3116 E 8TH AVENUE, Vancouver, BC V5M 1X6 | Electrical Permit | Residential | New | Completed | Installation / Repair - Residential - rough wiring, service and finishing of new home main service; 200 amps main house; 125 amps LWH; 125 amps >BP: To construct a 2 storey one-family dwelling with a secondary suite located in the Basement ($718,840) with an open parking pad, providing 1 parking space, having vehicular access from the 20' Lane. 1. Covenant registered at the Land Title Office under CA9764157 2. A/C proposed – Exterior component located in rear, Interior component located in main floor. 3. Bar sink located in basement. 4. Schedule B: (S.N. Biswas) P.Eng (604.250.8666) Structural & Geotechnical 5. HPO: Residential Builder- MOM Homes Inc | OPTIMUM ELECTRICAL LTD
MP-2022-00670 | 2022-12-08 | 3116 E 8TH AVENUE, Vancouver, BC V5M 1X6 | Mechanical Permit | NULL | NULL | Completed | NULL | GOODWILL PLUMBING & HEATING LTD
PP-2022-03531 | 2022-10-05 | 3116 E 8TH AVENUE, Vancouver, BC V5M 1X6 | Plumbing Permit | Residential | New | Completed | Residential - SUMP | Bhullar Excavating and Demolition
PP-2022-04158 | 2022-11-18 | 3116 E 8TH AVENUE, Vancouver, BC V5M 1X6 | Plumbing Permit | Residential | New | Completed | Residential - Plumbing >BP: To construct a 2 storey one-family dwelling with a secondary suite located in the Basement ($718,840) with an open parking pad, providing 1 parking space, having vehicular access from the 20' Lane. 1. Covenant registered at the Land Title Office under CA9764157 2. A/C proposed – Exterior component located in rear, Interior component located in main floor. 3. Bar sink located in basement. 4. Schedule B: (S.N. Biswas) P.Eng (604.250.8666) Structural & Geotechnical 5. HPO: Residential Builder- MOM Homes Inc Note: The entire building, INCLUDING THE ATTACHED GARAGE (if applicable), to be sprinklered to NFPA 13D Note: This is a 2 storey building pursuant to the Zoning and Development By-Law **THIS PERMIT HAS BEEN ISSUED UNDER THE REQUIREMENTS OF VBBL #12511 (2019) ** | GOODWILL PLUMBING & HEATING LTD
GP-2023-00330 | 2023-01-31 | 3116 E 8TH AVENUE, Vancouver, BC V5M 1X6 | Gas Permit | Residential | New | Completed | Residential - Gas appliances > BP: To construct a 2 storey one-family dwelling with a secondary suite located in the Basement ($718,840) with an open parking pad, providing 1 parking space, having vehicular access from the 20' Lane. | GOODWILL PLUMBING & HEATING LTD
EP-2023-01440 | 2023-02-21 | 3116 E 8TH AVENUE, Vancouver, BC V5M 1X6 | Electrical Permit | Residential | New | Completed | Installation / Repair - Residential - Low Voltage Roughing and Finish for Alarm, TV, Intercom and CCTV >BP: To construct a 2 storey one-family dwelling with a secondary suite located in the Basement ($718,840) with an open parking pad, providing 1 parking space, having vehicular access from the 20' Lane. 1. Covenant registered at the Land Title Office under CA9764157 2. A/C proposed – Exterior component located in rear, Interior component located in main floor. 3. Bar sink located in basement. 4. Schedule B: (S.N. Biswas) P.Eng (604.250.8666) Structural & Geotechnical 5. HPO: Residential Builder- MOM Homes Inc Note: The entire building, INCLUDING THE ATTACHED GARAGE (if applicable), to be sprinklered to NFPA 13D Note: This is a 2 storey building pursuant to the Zoning and Development By-Law **THIS PERMIT HAS BEEN ISSUED UNDER THE REQUIREMENTS OF VBBL #12511 (2019) ** | Cruz Security Inc
SP-2023-00331 | 2023-02-27 | 3116 E 8TH AVENUE, Vancouver, BC V5M 1X6 | Sprinkler Permit | Residential | New | Completed | Residential - 1FD+SS - #1 & #2 - MAIN HOUSE WITH NEW SPRINKLERS >DB: To construct a 2 storey one-family dwelling with a secondary suite located in the Basement with an open parking pad, providing 1 parking space, having vehicular access from the 20' Lane. 1. Covenant registered at the Land Title Office under CA9764157 2. A/C proposed – Exterior component located in rear, Interior component located in main floor. 3. Bar sink located in basement. 4. Schedule B: (S.N. Biswas) P.Eng (604.250.8666) Structural & Geotechnical 5. HPO: Residential Builder- MOM Homes Inc Note: The entire building, INCLUDING THE ATTACHED GARAGE (if applicable), to be sprinklered to NFPA 13D | BC Fire Sprinklers Ltd
EP-2022-09372 | 2022-11-04 | 868 E CORDOVA STREET, Vancouver, BC V6A 1M4 | Electrical Permit | Commercial | NULL | Expired | Annual / Operating - Maintenance of existing operating electrical equipment. | Blueline Electrical Services Ltd
EP-2023-09945 | 2023-11-03 | 868 E CORDOVA STREET, Vancouver, BC V6A 1M4 | Electrical Permit | Commercial | NULL | Issued | Annual / Operating - Annual permit for maintenance purposes. -renewal of EP-2022-09372 -valid: Nov. 5, 2023 - Nov. 4, 2024 | Blueline Electrical Services Ltd
EP-2023-09950 | 2023-11-06 | 882 E CORDOVA STREET, Vancouver, BC V6A 1M4 | Electrical Permit | Commercial | NULL | Issued | Annual / Operating - Annual permit for maintenance purposes. -renewal of EP-2022-09367 -valid: Nov. 5, 2023 - Nov. 4, 2024 | Blueline Electrical Services Ltd
EP-2022-09367 | 2022-11-04 | 882 E CORDOVA STREET, Vancouver, BC V6A 1M4 | Electrical Permit | Commercial | NULL | Expired | Annual / Operating - Maintenance of existing operating electrical equipment. | Blueline Electrical Services Ltd
EP-2022-01715 | 2022-03-03 | 1350 E GEORGIA STREET, Vancouver, BC V5L 2A8 | Electrical Permit | Commercial | Renovation | Issued | Installation / Repair - Commercial - Install new meter base and service conductors so that they no longer share a raceway with branch circuits Install Teck cable and receptacle near front entrance and rear for Cord connected Tire truck Add receptacles for Microwaves in breakroom | Primal Electric Ltd
NULL | NULL | 1350 E GEORGIA STREET, Vancouver, BC V5L 2A8 | Electrical Permit | Commercial | Renovation | Draft | Installation / Repair - Commercial - Re-Install service conductors from Meter to Main panel. Replace and Install new lighting in shop area Install Receptacle near entrance for cord connected Tire Truck | NULL
EP-2022-08442 | 2022-10-07 | 1455 E GEORGIA STREET, Vancouver, BC V5L 2A9 | Electrical Permit | Commercial | NULL | Expired | Annual / Operating - Annual permit for maintenance purposes | Blueline Electrical Services Ltd
EP-2023-08790 | 2023-09-28 | 1455 E GEORGIA STREET, Vancouver, BC V5L 2A9 | Electrical Permit | Commercial | NULL | Issued | Annual / Operating - Annual permit for maintenance purposes. Valid: Oct 7, 2023 to Oct 6, 2024 Renewal of EP-2022-08442 | Blueline Electrical Services Ltd
PP-2024-00171 | 2024-01-25 | 2780 E BROADWAY, Vancouver, BC V5M 1Y8 | Plumbing Permit | Commercial | Addition | Issued | Commercial - adding a bottle fill station with backflow preventer onto an existing sink | WJM Mechanical Limited
EP-2022-10533 | 2022-12-14 | 2780 E BROADWAY, Vancouver, BC V5M 1Y8 | Electrical Permit | Commercial | NULL | Expired | Annual / Operating - Regular maintenance -renewal of EP-2021-04022 -valid: May 28, 2022 - May 27, 2023 | Norben Electric (2016) Ltd
EP-2023-05057 | 2023-06-07 | 2780 E BROADWAY, Vancouver, BC V5M 1Y8 | Electrical Permit | Commercial | NULL | Issued | Annual / Operating - Regular maintenance -renewal of EP-2022-10533 -valid: May 28, 2023 - May 27, 2024 | Norben Electric (2016) Ltd
EP-2022-03622 | 2022-05-04 | 2780 E BROADWAY, Vancouver, BC V5M 1Y8 | Electrical Permit | Commercial | Tenant Improvement | Completed | Installation / Repair - Commercial - Install an additional duplex receptacle in electrical room for modem and add 3 sets of 200amp CT’s to the existing PH6303 mater | Corporate Electric Limited
PP-2023-00959 | NULL | 527 E GEORGIA STREET, Vancouver, BC V6A 1Z8 | Plumbing Permit | Commercial | Addition | Withdrawn | Commercial - Add sink in the units | Deep Water Plumbing Heating & Gas Services Limited
GP-2022-00460 | 2022-02-14 | 1046 E 64TH AVENUE, Vancouver, BC V5X 2N7 | Gas Permit | Residential | Renovation | Completed | Residential - new furnace replacement | Pro Ace Heating & Air Conditioning Services Ltd
GP-2022-00690 | 2022-03-04 | 1231 E 64TH AVENUE, Vancouver, BC V5X 2N8 | Gas Permit | Residential | New | Completed | Residential - RE N RE - Replace hot water tank | Sea To Sky Plumbing & Heating Supplies Ltd
PP-2022-01169 | 2022-04-06 | 1288 E 64TH AVENUE, Vancouver, BC V5X 2N9 | Plumbing Permit | Residential | Tenant Improvement | Completed | Residential - Install new fixtures Interior alterations to fix fire and water damage to this existing one family dwelling building on this site. Scope of work: To install new insulation and dry wall. To repair electrical and plumbing. To remove all flooring and replace it with new. | Karan Plumbing & Heating Ltd