SP-2022-01106 | 2022-07-07 | 3587 MAYFAIR AVENUE #3, Vancouver, BC V6N 2Z2 | Sprinkler Permit | Residential | New | Completed | Residential - Sprinkler Heads Installed >To construct a 2 storey laneway house building ($218,500) with an attached garage and with an open parking pad providing 2 parking spaces having vehicular access from the lane ***The entire building, INCLUDING THE ATTACHED GARAGE (if applicable), to be sprinklered to NFPA 13R*** Note: Parking for the site has been provided under DB (construction of LWH) Note: This is a 1 1/2 storey building pursuant to the Zoning & Development By-law 1. Covenant registered at the Land Title Office under CA8755247 2. No Strata Titling permitted 3. No A/C unit proposed 4. Structural and geo-technical schedule B: Alan Prahald (604-831-1431) 5. HPO: Ayka Development & Constructions Ltd. "Combustible projections or roof soffits on an exposing building face shall not project to less than .45m from the property line and shall be in compliance with VBBL 2019 9.10.15.5.(11)" Any alterations or conversions to the attached garage (if applicable) to habitable living space shall not be permitted without first obtaining the approval of the Director of Planning and the Chief Building Official. Thermal protection measures and Laneway house design guidelines shall be required to be met prior to the approval of the conversion. ******THIS PERMIT HAS BEEN ISSUED UNDER THE REQUIREMENTS OF VBBL 2019****** See DB-2020-03033 for Bldg 1 on site (principal bldg) addressed #1-3587 Mayfair ave Amend: June 30, 2023 Floor test letter | RAHELU PLUMBING & HEATING LTD.
EP-2022-05855 | 2022-07-14 | 3587 MAYFAIR AVENUE #3, Vancouver, BC V6N 2Z2 | Electrical Permit | Residential | New | Completed | Installation / Repair - Residential - Laneway house wiring finishing and service. Main consumer's service: 200A. 2 electric meters. Main house service: 150A. LWH service: 125A. >BP: To construct a 2 storey laneway house building ($218,500) with an attached garage and with an open parking pad providing 2 parking spaces having vehicular access from the lane ***The entire building, INCLUDING THE ATTACHED GARAGE (if applicable), to be sprinklered to NFPA 13R*** Note: Parking for the site has been provided under DB (construction of LWH) Note: This is a 1 1/2 storey building pursuant to the Zoning & Development By-law 1. Covenant registered at the Land Title Office under CA8755247 2. No Strata Titling permitted 3. No A/C unit proposed 4. Structural and geo-technical schedule B: Alan Prahald (604-831-1431) 5. HPO: Ayka Development & Constructions Ltd. "Combustible projections or roof soffits on an exposing building face shall not project to less than .45m from the property line and shall be in compliance with VBBL 2019 9.10.15.5.(11)" Any alterations or conversions to the attached garage (if applicable) to habitable living space shall not be permitted without first obtaining the approval of the Director of Planning and the Chief Building Official. Thermal protection measures and Laneway house design guidelines shall be required to be met prior to the approval of the conversion. ******THIS PERMIT HAS BEEN ISSUED UNDER THE REQUIREMENTS OF VBBL 2019****** See DB-2020-03033 for Bldg 1 on site (principal bldg) addressed #1-3587 Mayfair ave | ALPHA TECH ELECTRICAL LTD
EP-2022-05765 | 2022-07-08 | 7659 GRANVILLE STREET, Vancouver, BC V6P 4Y8 | Electrical Permit | Residential | New | Expired | Temporary Power - Residential - To provide temporary power. | T.G. Electrical Ltd
EP-2022-07258 | 2022-08-29 | 7659 GRANVILLE STREET, Vancouver, BC V6P 4Y8 | Electrical Permit | Commercial | New | Completed | Installation / Repair - Commercial - prewring, data,tv,telphone,doorbell alarm >BP: To construct eighteen (18) 3-storey side-by-side townhouse units with basement (three row buildings) on top of a one-level underground storage garage having vehicular access from a Lane. The storage garage will be designed as separate building per 3.2.1.2. Building 3 (West Building) will have a 1-h fire separation at GL 2.5 to be considered as separate buildings per Div. A 1.3.3.4. for building height determination. This permit has been reviewed under the 2014 Vancouver Building By-law (#10908). Storage Garage to be sprinklered to NFPA 13 requirements. Townhouse units to be sprinklered to NFPA 13R requirements. STAGED CONSTRUCTION Stage 1: Excavation & Shoring. June 2, 2021. B. Smith REVISION #1 (June 4/21. B, Smith): Excavation & Shoring plans have been amended to match changes on proposed DPMA (DP-2020-00674), at the West side of this site. Stage 2: Full Structural to Roof. July 19th, 2021. S.Le for B.Smith Stage 3: Full Construction - issued May 13, 2022 ***CONDITIONAL APPROVAL - An Alternative Solution shall be submitted and accepted by the Chief Building Official to resolve the provisions of Article 3.3.4.2.(3) relating to suites exceeding 6 m between the lowest floor level and the uppermost floor level within the dwelling unit prior to the occupancy of any suites so affected.*** | Supertech Systems Ltd
SP-2022-00636 | NULL | 7659 GRANVILLE STREET, Vancouver, BC V6P 4Y8 | Sprinkler Permit | Commercial | New | Cancelled | Commercial - installation of automatic sprinkler system To construct eighteen (18) side-by-side townhouse units (three row buildings) on top of a one-level underground storage garage having vehicular access from a Lane. This will be reviewed as a single building since the lowest level of the dwelling units continue down and are located at the same level as the storage garage. NOTE; the 2014 VBBL applies to this CP process permit application. Stage 1: Excavation & Shoring. June 2, 2021. B. Smith REVISION #1 (June 4/21. B, Smith): Excavation & Shoring plans have been amended to match changes on proposed DPMA (DP-2020-00674), at the West side of this site. Stage 2: Full Structural to Roof. July 19th, 2021. S.Le for B.Smith Stage 3: Full Construction - in review | NULL
PP-2022-01738 | 2022-08-03 | 3471 SAWMILL CRESCENT, Vancouver, BC V5S 0E3 | Plumbing Permit | Commercial | Tenant Improvement | Completed | Commercial - NEW BUBBLE TEA BAR >BP: Interior alterations to provide first tenant improvements to this shell space for a retail limited food tenant (maximum 16 seats) on the ground floor of this existing mixed-use building on this site. New Tenant: Boketto Tea Bar Notes: - This building is sprinklered. A separate sprinkler permit is required for related work - DBI to determine on site if Schedule B, Structural is required. - Energy Upgrade: Exempt. First TI. - Storefront glazing is to remain clear and unobstructed. No translucent or opaque film, artwork, shelving, display case, curtains or similar elements are to be installed on or directly outside or inside of the approved glazing. Separate permit is required for all signage. - Schedule B, Mechanical/Plumbing, Nehal H. Patel, P.Eng, 604-210-0021. | Conor Whyte Plumbing And Heating Limited
SP-2022-01050 | 2022-06-27 | 3471 SAWMILL CRESCENT, Vancouver, BC V5S 0E3 | Sprinkler Permit | Commercial | Tenant Improvement | Completed | Commercial - Tenant improvement for Restaurant Class 1 (Group A2) - Ordinary Hazard 1 For Plan Sketch and Under 20 sprinkler heads TI *****This application does not include any of the following: 1. Not more than 20 sprinklers (add, relocate, or remove), 2. hydraulic calculations, 3. change in occupancy and /or hazard classification, 4. warehouse storage arrangements, 5. mobile compact storage arrangements, 6. alternative solutions, 7. changes to the sprinkler system supply piping (e.g. valves, mains, cross-mains, branch-lines, etc.), or 8. flexible sprinkler pipe. | Active Fire & Safety Services Ltd
EP-2022-06505 | 2022-08-22 | 3471 SAWMILL CRESCENT, Vancouver, BC V5S 0E3 | Electrical Permit | Commercial | New | Completed | Installation / Repair - Commercial - Rough in and finish Tea shop according to plan >Scope for lighting - install light panel in back area - install recessed lighting in washroom / front and back counter area - install pendant fixtures in dining area Scope for electrical - provide electrical connection to all appliance spec on drawing - provide low voltage connection to POS system A new sign is being install, they weren't able to provide me with a sign permit number yet. Will update once I have it. >BP: Interior alterations to provide first tenant improvements to this shell space for a retail limited food tenant (maximum 16 seats) on the ground floor of this existing mixed-use building on this site. New Tenant: Boketto Tea Bar Notes: - This building is sprinklered. A separate sprinkler permit is required for related work - DBI to determine on site if Schedule B, Structural is required. - Energy Upgrade: Exempt. First TI. - Storefront glazing is to remain clear and unobstructed. No translucent or opaque film, artwork, shelving, display case, curtains or similar elements are to be installed on or directly outside or inside of the approved glazing. Separate permit is required for all signage. - Schedule B, Mechanical/Plumbing, Nehal H. Patel, P.Eng, 604-210-0021. | Hopemate Electrical Solutions Inc
SP-2022-01967 | 2022-11-25 | 3455 SAWMILL CRESCENT, Vancouver, BC V5S 0E3 | Sprinkler Permit | Commercial | Tenant Improvement | Completed | Commercial - Relocation of 11 sprinkler heads. >BP: Interior alterations to provide tenant improvements to 3455 Sawmill Crescent for the existing Office - Real Estate in this existing mixed use building on the site. Scope of work: to renew the existing display area. *****This application does not include any of the following: 1. Not more than 20 sprinklers (add, relocate, or remove), 2. hydraulic calculations, 3. change in occupancy and /or hazard classification, 4. warehouse storage arrangements, 5. mobile compact storage arrangements, 6. alternative solutions, 7. changes to the sprinkler system supply piping (e.g. valves, mains, cross-mains, branch-lines, etc.), or 8. flexible sprinkler pipe. | Active Fire & Safety Services Ltd
EP-2023-01456 | 2023-02-27 | 3455 SAWMILL CRESCENT, Vancouver, BC V5S 0E3 | Electrical Permit | Commercial | Tenant Improvement | Completed | Installation / Repair - Commercial - Minor alteration of show suite, re-arrangement of lights, plugs orientation. >BP: 3455 Sawmill Crescent Interior alterations to provide tenant improvements to 3455 Sawmill Crescent for the existing Office - Real Estate in this existing mixed use building on the site. Scope of work: to renew the existing display area. OK for Field Review as per S.Yu on Sept 22, 2022 Note: Storefront glazing is to remain clear and unobstructed. No translucent or opaque film, artwork, posters, shelving display case, curtains or similar elements are to be installed on or directly outside or inside of the approved glazing. Sch A & B (Arch): Shane Oleksiuk Architect, 604-506-8553, Boniface Oleksiuk Politano Architects Sch B (Elec): Steven Nemetz, #16751, 604-736-6562, Nemetz & Associates Ltd. Sch B (Mech): Ron Wong, #14020, 604-284-5580, Ron Wong + Associates Inc E2 Upgrade: UPGRADE TO INCORPORATE AUTOMATIC PARTIAL OFF (PER 9.4.1.1.(G) OF ASHRAE 90.1-2016) | Nightingale Electric Ltd
EP-2022-02337 | 2022-03-23 | 6590 NANAIMO STREET #3, Vancouver, BC V5P 4L2 | Electrical Permit | Residential | New | Completed | Installation / Repair - Residential - Alarm only >BP: To construct a 2 storey laneway house building ($189,575) with 1 open parking pad, providing a total of 1 parking spaces, having vehicular access from the 20' Lane. Note: This is a 1 ½ storey building pursuant to the Zoning & Development By-law. 1. Covenant not required with existing house 2. No Strata Titling permitted 3. No A/C Unit proposed 4. Schedule B: (Jason Hui) P.Eng (778.319.3403) Structural 5. Schedule B: (Jason Hui) P.Eng (778.319.3403) Geotechnical 6. HPO: Residential Builder- (PRIDWEN CONSTRUCTION LTD) NOTE: To achieve the required FSR. A floor space exclusion of 3% has been applied to this application as per section 11.24.18 of the district schedule, to accommodate improved building performance. NOTE: Information regarding the principal building on the survey and site plan is for reference only. Any discrepancy between information regarding the principal building on the survey and/or site plan and approved permit drawings for the principal building are neither approved nor authorized under this laneway house permit. *EXISTING HOUSE* Note: Bldg 1 (principal bldg) addressed #1-6590 NANAIMO ST retained on site. **THIS PERMIT HAS BEEN ISSUED UNDER THE REQUIREMENTS OF VBBL #12511 (2019) ** Reviewed with Oskar Eriksson, who approved of the LWH being issued with an arborist report that shows a proposed (but withdrawn) new MH. Trees are adequately protected as outlined and a signed LoA has been provided. | Best Built-In Centre Ltd
SP-2022-00395 | 2022-03-18 | 6590 NANAIMO STREET #3, Vancouver, BC V5P 4L2 | Sprinkler Permit | Residential | New | Completed | Residential - To Install 12 Sprinkler Heads To construct a 2 storey laneway house building with 1 open parking pad, providing a total of 1 parking spaces, having vehicular access from the 20' Lane. Note: This is a 1 ½ storey building pursuant to the Zoning & Development By-law. 1. Covenant not required with existing house 2. No Strata Titling permitted 3. No A/C Unit proposed 4. Schedule B: (Jason Hui) P.Eng (778.319.3403) Structural 5. Schedule B: (Jason Hui) P.Eng (778.319.3403) Geotechnical 6. HPO: Residential Builder- (PRIDWEN CONSTRUCTION LTD) | General Sprinkler Systems Ltd
GP-2022-00591 | 2022-02-24 | 6590 NANAIMO STREET #3, Vancouver, BC V5P 4L2 | Gas Permit | Residential | New | Completed | Residential - gas piping & finishing To construct a 2 storey laneway house building with 1 open parking pad, providing a total of 1 parking spaces, having vehicular access from the 20' Lane. Note: This is a 1 ½ storey building pursuant to the Zoning & Development By-law. 1. Covenant not required with existing house 2. No Strata Titling permitted 3. No A/C Unit proposed 4. Schedule B: (Jason Hui) P.Eng (778.319.3403) Structural 5. Schedule B: (Jason Hui) P.Eng (778.319.3403) Geotechnical 6. HPO: Residential Builder- (PRIDWEN CONSTRUCTION LTD) | FAST ROUTE PLUMBING & REFRIGERATION MECHANICAL LTD
EP-2022-00411 | 2022-01-20 | 2430 E 11TH AVENUE #3, Vancouver, BC V5M 2B4 | Electrical Permit | Residential | New | Completed | Installation / Repair - Residential - Low voltage finishing for alarm & tel, data, cable and doorbell. >BP: To construct a 2 storey laneway house building ($173,500) with an open parking pad, providing 1 parking space, having vehicular access from the lane. Note: This is a 1 ½ storey building pursuant to the Zoning & Development By-law 1. No Strata Titling permitted 2. Schedule B: Md. Shahidul Alam P.Eng (604.653.7475) Structural & Geotechnical 3. HPO: Residential Builder- Westcoast Modern Homes (47177) Address has been assigned per the approved plans as the fire/emergency access to the laneway house is from the East side. This access must be provided & maintained at all times in accordance with the Building By-law. ******THIS PERMIT HAS BEEN ISSUED UNDER THE REQUIREMENTS OF VBBL #12511 (2019)****** | Paratech Integrated Systems Ltd
PP-2022-00285 | 2022-01-31 | 2030 BARCLAY STREET, Vancouver, BC V6G 1L5 | Plumbing Permit | Commercial | Renovation | Completed | Commercial - Add a 2" DCVA to the main water line and a 1/2" in the Laundry room. We were asked to do this work by the owner. | Force Mechanical Corp
SP-2022-00478 | NULL | 2030 BARCLAY STREET, Vancouver, BC V6G 1L5 | Sprinkler Permit | Commercial | New | Withdrawn | Commercial - Retroactive installation of DCVA on 4" fire sprinkler line | Peak Fire Protection Ltd
SP-2021-00483 | 2022-05-02 | 2520 GUELPH STREET, Vancouver, BC V5T 3P5 | Sprinkler Permit | Commercial | New | Completed | Commercial - To install sprinklers to NFPA 13 2013 and standpipes to NFPA 14 2013 in this storey mixed-use building consisting of restaurant Class 1, retail and office on 1st floor, multiple dwelling on 2nd, 3rd and 4th floor, containing 70 dwelling units all over 2 levels of underground parking having vehicular access from the lane. Separate tenant improvement permits are required for the shell tenant spaces. Two CRUs (#103 & #104 2522 Guelph St) facing lane are assigned as office shell. Future change of major occupancies D to E will require spatial separation upgrade. This permit has been reviewed under the 2019 Vancouver Building By-law (#12511). Reviewed during the 2020 pandemic crisis. STAGED CONSTRUCTION Stage 1 - Excavation and Shoring - issued January 28, 2021 Stage 2 - Full Construction - in review | GPM FIRE PROTECTION
EP-2022-02280 | 2022-03-22 | 2520 GUELPH STREET, Vancouver, BC V5T 3P5 | Electrical Permit | Commercial | New | Expired | Temporary Power - Commercial - To provide temporary power. Adept Electric is the electrical contractor for the project and they have taken a permit for a 100A service. K.S. Maude Electric Ltd is applying for a permit for the project's 3Phase 4WIre 400A 600V temporary power container. This is completely separate from the other service. | K S Maude Electric Ltd
EP-2022-04555 | 2022-06-01 | 2520 GUELPH STREET, Vancouver, BC V5T 3P5 | Electrical Permit | Commercial | New | Completed | Installation / Repair - Commercial - telephone/data/CATV/enterphone/card access/CCTV prewire and finish >BP: To construct a 4-storey mixed-use building consisting of restaurant Class 1, retail and office on 1st floor, multiple dwelling on 2nd, 3rd and 4th floor, containing 70 dwelling units all over 2 levels of underground parking having vehicular access from the lane. Separate tenant improvement permits are required for the shell tenant spaces. Two CRUs (#103 & #104-2522 Guelph St) facing lane are assigned as office shell. Future change of major occupancies D to E will require spatial separation upgrade. This permit has been reviewed under the 2019 Vancouver Building By-law (#12511). Reviewed during the 2020 pandemic crisis. Building to be sprinklered to NFPA 13 requirements. STAGED CONSTRUCTION Stage 1 - Excavation and Shoring - issued January 28, 2021 Stage 2 - Full Structure - issued April 23, 2021 Stage 3 - Full Construction - issued December 24, 2021 Stage 3 Rev 1 - Removal of demising wall between CRU 6 & 7 - in review | NexGen Technologies Inc
PP-2021-03788 | 2022-02-02 | 2520 GUELPH STREET, Vancouver, BC V5T 3P5 | Plumbing Permit | Commercial | New | Completed | Commercial - Above Ground Plumbing To construct a 4-storey mixed-use building consisting of restaurant Class 1, retail and office on 1st floor, multiple dwelling on 2nd, 3rd and 4th floor, containing 70 dwelling units all over 2 levels of underground parking having vehicular access from the lane. Separate tenant improvement permits are required for the shell tenant spaces. Two CRUs (#103 & #104-2522 Guelph St) facing lane are assigned as office shell. Future change of major occupancies D to E will require spatial separation upgrade. This permit has been reviewed under the 2019 Vancouver Building By-law (#12511). Reviewed during the 2020 pandemic crisis. STAGED CONSTRUCTION Stage 1 - Excavation and Shoring - issued January 28, 2021 Stage 2 - Full Structure - issued April 23, 2021 Stage 3 - Full Construction - in review | Jensen's Plumbing & Heating Ltd
EP-2023-01861 | 2023-03-21 | 2520 GUELPH STREET, Vancouver, BC V5T 3P5 | Electrical Permit | Commercial | Addition | Completed | Installation / Repair - Commercial - Install 10 EV chargers power supplied by base building (existing) Electric Vehicle Charging Infrastructure. The parking stalls are located on the upper portion of P2 Stalls R01 to R08 and R11 and R12 | PJR ELECTRICAL SERVICES
EP-2023-02013 | 2023-03-09 | 2520 GUELPH STREET, Vancouver, BC V5T 3P5 | Electrical Permit | Commercial | New | Completed | Installation / Repair - Commercial - Ecomm system wiring >BP: To construct a 4-storey mixed-use building consisting of restaurant Class 1, retail and office on 1st floor, multiple dwelling on 2nd, 3rd and 4th floor, containing 70 dwelling units all over 2 levels of underground parking having vehicular access from the lane. Separate tenant improvement permits are required for the shell tenant spaces. Two CRUs (#103 & #104-2522 Guelph St) facing lane are assigned as office shell. Future change of major occupancies D to E will require spatial separation upgrade. This permit has been reviewed under the 2019 Vancouver Building By-law (#12511). Building to be sprinklered to NFPA 13 requirements. The retail and office shell portions of the building are TIPs eligible at the time of construction. STAGED CONSTRUCTION Stage 1 - Excavation and Shoring - issued January 28, 2021 Stage 2 - Full Structure - issued April 23, 2021 Stage 3 - Full Construction - issued December 24, 2021 Stage 3 Rev 1 - Removal of demising wall between CRU 6 & 7 - issued June 29, 2022 Revision 2 - Address Change to CRU 01 and 04. - issued September 22, 2022 | Metro Mobile Radio Sales Inc
EP-2022-10254 | 2022-12-06 | 2520 GUELPH STREET, Vancouver, BC V5T 3P5 | Electrical Permit | Commercial | NULL | Expired | Annual / Operating - Maintenance of existing operating electrical equipment. | Adept Electrical Services Ltd
EP-2023-00191 | 2023-01-18 | 2520 GUELPH STREET, Vancouver, BC V5T 3P5 | Electrical Permit | Commercial | New | Completed | Installation / Repair - Commercial - Sprinkler heat trace on P1 wet system ; our scope of work is only for the sprinkler heat trace cable install on the wet system. Line voltage connections and supply power will be done by contractor that holds permit for base building. Note: A listed heat tracing system must be installed, please see Bulletin 2020-003-BU/EL/SP for details. >BP: To construct a 4-storey mixed-use building consisting of restaurant Class 1, retail and office on 1st floor, multiple dwelling on 2nd, 3rd and 4th floor, containing 70 dwelling units all over 2 levels of underground parking having vehicular access from the lane. Separate tenant improvement permits are required for the shell tenant spaces. Two CRUs (#103 & #104-2522 Guelph St) facing lane are assigned as office shell. Future change of major occupancies D to E will require spatial separation upgrade. This permit has been reviewed under the 2019 Vancouver Building By-law (#12511). Building to be sprinklered to NFPA 13 requirements. The retail and office shell portions of the building are TIPs eligible at the time of construction. STAGED CONSTRUCTION Stage 1 - Excavation and Shoring - issued January 28, 2021 Stage 2 - Full Structure - issued April 23, 2021 Stage 3 - Full Construction - issued December 24, 2021 | Eastern Valley Electrical Ltd
EP-2022-05728 | 2022-07-07 | 2520 GUELPH STREET, Vancouver, BC V5T 3P5 | Electrical Permit | Commercial | New | Completed | Installation / Repair - Commercial - HVAC controls wiring for the ERVs in suite bathrooms only. Only suites on Level 2,3 & 4. Wiring only. >BP: To construct a 4-storey mixed-use building consisting of restaurant Class 1, retail and office on 1st floor, multiple dwelling on 2nd, 3rd and 4th floor, containing 70 dwelling units all over 2 levels of underground parking having vehicular access from the lane. Separate tenant improvement permits are required for the shell tenant spaces. Two CRUs (#103 & #104-2522 Guelph St) facing lane are assigned as office shell. Future change of major occupancies D to E will require spatial separation upgrade. This permit has been reviewed under the 2019 Vancouver Building By-law (#12511). Building to be sprinklered to NFPA 13 requirements. The retail and office shell portions of the building are TIPs eligible at the time of construction. STAGED CONSTRUCTION Stage 1 - Excavation and Shoring - issued January 28, 2021 Stage 2 - Full Structure - issued April 23, 2021 Stage 3 - Full Construction - issued December 24, 2021 Stage 3 Rev 1 - Removal of demising wall between CRU 6 & 7 - issued June 29, 2022 | Adept Electrical Services Ltd
EP-2022-07999 | 2022-09-23 | 2520 GUELPH STREET, Vancouver, BC V5T 3P5 | Electrical Permit | Commercial | New | Completed | Installation / Repair - Commercial - Heat Trace Domestic hot cold mains To construct a 4-storey mixed-use building consisting of restaurant Class 1, retail and office on 1st floor, multiple dwelling on 2nd, 3rd and 4th floor, containing 70 dwelling units all over 2 levels of underground parking having vehicular access from the lane. Separate tenant improvement permits are required for the shell tenant spaces. Two CRUs (#103 & #104-2522 Guelph St) facing lane are assigned as office shell. Future change of major occupancies D to E will require spatial separation upgrade. | JT ELECTRIC LTD
SP-2021-01295 | 2023-02-07 | 3435 E HASTINGS STREET, Vancouver, BC V5K 2A5 | Sprinkler Permit | Commercial | New | Completed | Commercial - To install sprinklers to NFPA 13 2013 and standpipes to NFPA 14 2013 7-storey mixed use (Passive House) building consisting of: 1st storey - Retail use (shell only) and parking garage, 2nd storey - bike storage and loading area, 3rd to 7th storeys - 48 rental dwelling units under the Section Market Rental (Rental 100) Policy, all over one level of underground parking having vehicular access from the lane. | A R T Fire Protection Inc
PP-2022-01896 | 2022-06-06 | 446 E 45TH AVENUE #3, Vancouver, BC V5W 1X4 | Plumbing Permit | Residential | New | Completed | Residential - Installing plumbing on new Laneway house >BP: To construct a 2 storey laneway house building ($181,000) with 1 open parking pad having vehicular access from the 20' Lane. Note: This is a 1 ½ storey building pursuant to the Zoning & Development By-law. 1. Covenant not required with existing house 2. No Strata Titling permitted 3. No A/C Unit proposed 4. Schedule B: (Maninder Hundal) P.Eng (604.825.4378) Structural & Geotechnical 5. HPO: Residential Builder- Neptune Homes Ltd. NOTE: To achieve the required FSR. A floor space exclusion of 3% has been applied to this application as per section 11.24.18 of the district schedule, to accommodate improved building performance. Address Information: Principle Dwelling: #1-446 E 45 Ave Laneway home: #3-446 E 45 Ave Address has been assigned per the approved plans as the fire/emergency access to the laneway house is from the West side. This access must be provided & maintained at 20' Lane at all times in accordance with the Building By-law. NOTE: Information regarding the principal building on the survey and site plan is for reference only. Any discrepancy between information regarding the principal building on the survey and/or site plan and approved permit drawings for the principal building are neither approved nor authorized under this laneway house permit. *EXISTING HOUSE* Note: Bldg 1 (principal bldg) addressed #1-446 E 45 Ave retained on site. **THIS PERMIT HAS BEEN ISSUED UNDER THE REQUIREMENTS OF VBBL #12511 (2019) ** ****ALL PROJECT COORINATOR NOTE HAS BEEN ACCEPTED BY THE APPLICANT**** | SEAHAWKS PLUMBING AND HEATING LTD
PP-2022-01631 | 2022-05-11 | 446 E 45TH AVENUE #3, Vancouver, BC V5W 1X4 | Plumbing Permit | Residential | New | Completed | Residential - sump >BP: To construct a 2 storey laneway house building ($181,000) with 1 open parking pad having vehicular access from the 20' Lane. Note: This is a 1 ½ storey building pursuant to the Zoning & Development By-law. 1. Covenant not required with existing house 2. No Strata Titling permitted 3. No A/C Unit proposed 4. Schedule B: (Maninder Hundal) P.Eng (604.825.4378) Structural & Geotechnical 5. HPO: Residential Builder- Neptune Homes Ltd. NOTE: To achieve the required FSR. A floor space exclusion of 3% has been applied to this application as per section 11.24.18 of the district schedule, to accommodate improved building performance. Address Information: Principle Dwelling: #1-446 E 45 Ave Laneway home: #3-446 E 45 Ave Address has been assigned per the approved plans as the fire/emergency access to the laneway house is from the West side. This access must be provided & maintained at 20' Lane at all times in accordance with the Building By-law. NOTE: Information regarding the principal building on the survey and site plan is for reference only. Any discrepancy between information regarding the principal building on the survey and/or site plan and approved permit drawings for the principal building are neither approved nor authorized under this laneway house permit. *EXISTING HOUSE* Note: Bldg 1 (principal bldg) addressed #1-446 E 45 Ave retained on site. **THIS PERMIT HAS BEEN ISSUED UNDER THE REQUIREMENTS OF VBBL #12511 (2019) ** ****ALL PROJECT COORINATOR NOTE HAS BEEN ACCEPTED BY THE APPLICANT**** | ON TIME EXCAVATING & DEMOLITION LTD
EP-2022-06818 | 2022-08-15 | 446 E 45TH AVENUE #3, Vancouver, BC V5W 1X4 | Electrical Permit | Residential | New | Completed | Installation / Repair - Residential - Low voltage rough wire & finish for data, cable, doorbell and Security alarm. >BP: To construct a 2 storey laneway house building ($181,000) with 1 open parking pad having vehicular access from the 20' Lane. Note: This is a 1 ½ storey building pursuant to the Zoning & Development By-law. 1. Covenant not required with existing house 2. No Strata Titling permitted 3. No A/C Unit proposed 4. Schedule B: (Maninder Hundal) P.Eng (604.825.4378) Structural & Geotechnical 5. HPO: Residential Builder- Neptune Homes Ltd. | Paratech Integrated Systems Ltd
SP-2022-01218 | 2022-07-29 | 446 E 45TH AVENUE #3, Vancouver, BC V5W 1X4 | Sprinkler Permit | Residential | New | Completed | Residential - To install fire sprinkler system >BP: To construct a 2 storey laneway house building ($181,000) with 1 open parking pad having vehicular access from the 20' Lane. Note: This is a 1 ½ storey building pursuant to the Zoning & Development By-law. 1. Covenant not required with existing house 2. No Strata Titling permitted 3. No A/C Unit proposed 4. Schedule B: (Maninder Hundal) P.Eng (604.825.4378) Structural & Geotechnical 5. HPO: Residential Builder- Neptune Homes Ltd. NOTE: To achieve the required FSR. A floor space exclusion of 3% has been applied to this application as per section 11.24.18 of the district schedule, to accommodate improved building performance. *EXISTING HOUSE* Note: Bldg 1 (principal bldg) addressed #1-446 E 45 Ave retained on site. **THIS PERMIT HAS BEEN ISSUED UNDER THE REQUIREMENTS OF VBBL #12511 (2019) ** ****ALL PROJECT COORINATOR NOTE HAS BEEN ACCEPTED BY THE APPLICANT**** | Max Fire Pro Ltd
EP-2022-06017 | 2022-07-27 | 446 E 45TH AVENUE #3, Vancouver, BC V5W 1X4 | Electrical Permit | Residential | New | Completed | Installation / Repair - Residential - LWH - #3 - Main service 200 amp and wiring and finishing for laneway house ,125 amp for laneway and 100 amp for house To construct a 2 storey laneway house building with 1 open parking pad having vehicular access from the 20' Lane. Note: This is a 1 ½ storey building pursuant to the Zoning & Development By-law. 1. Covenant not required with existing house 2. No Strata Titling permitted 3. No A/C Unit proposed | DHESI ELECTRICAL LTD.
SP-2022-01178 | NULL | 3780 CLARK DRIVE, Vancouver, BC V5V 3E2 | Sprinkler Permit | Commercial | New | Ready For Issue | Commercial - Parkade and standpipe ONLY To install sprinkler throughout the parkade and standpipe throughout in this a 8-storey (Z&D 6-storey) mixed-use building containing 1st storey (Level P1) - parking, storage and service rooms, 2nd & 3rd storeys (L1 & L2) - 4 CRUs (2 restaurant Class 1 and 2 retail shell only) w/ 4 mezz. and 4 dwelling units. 4th to 8th storeys (L3 to L7) - 50 dwelling units, all over 1 level of underground parking access from the lane at Level P1. | Cove Mechanical Ltd
EP-2023-03199 | 2023-04-13 | 3780 CLARK DRIVE, Vancouver, BC V5V 3E2 | Electrical Permit | Commercial | New | Issued | Temporary Power - Commercial - To provide temporary power. | Berts Electric (2001) Ltd
EP-2023-06794 | 2024-01-31 | 3780 CLARK DRIVE, Vancouver, BC V5V 3E2 | Electrical Permit | Commercial | New | Issued | Installation / Repair - Commercial - Electrical installation for a 8-storey mixed-use building. >BP: To construct a 8-storey (Z&D 6-storey) mixed-use building containing 1st storey (Level P1) - parking, storage and service rooms, 2nd & 3rd storeys (L1 & L2) - 4 CRUs (2 restaurant Class 1 and 2 retail shell only) w/ 4 mezz. and 4 dwelling units. 4th to 8th storeys (L3 to L7) - 50 dwelling units, all over 1 level of underground parking access from the lane at Level P1. Total dwelling units = 54. All tenant spaces require separate tenant improvement permits. Cooking equipment in Amenity Room Class 2 Cooking (Steam and Heat Removal): 1. Class 2 Cooking operation (Steam and Heat Removal). 2. Post a sign on the hood, "Cooking causing grease-laden vapours is not allowed Exhaust system is designed for steam and heat removal only". This permit has been reviewed under the 2019 Vancouver Building By-law (#12511). Building to be sprinklered to NFPA 13 requirements. STAGED CONSTRUCITON Stage 1 - Foundation to L1 slab - issued September 23, 2022 Stage 2 - Full Construction - in review | Berts Electric (2001) Ltd
EP-2023-06955 | 2023-08-08 | 3780 CLARK DRIVE, Vancouver, BC V5V 3E2 | Electrical Permit | Commercial | New | Issued | Interim - Commercial - This project/Interim will consist of Slab c/w ent conduit, underground, raceways, grounding, branch circuits. No BC Hydro connection on this permit. >BP: To construct a 8-storey (Z&D 6-storey) mixed-use building containing 1st storey (Level P1) - parking, storage and service rooms, 2nd & 3rd storeys (L1 & L2) - 4 CRUs (2 restaurant Class 1 and 2 retail shell only) w/ 4 mezz. and 4 dwelling units. 4th to 8th storeys (L3 to L7) - 50 dwelling units, all over 1 level of underground parking access from the lane at Level P1. Total dwelling units = 54. All tenant spaces require separate tenant improvement permits. Cooking equipment in Amenity Room Class 2 Cooking (Steam and Heat Removal): 1. Class 2 Cooking operation (Steam and Heat Removal). 2. Post a sign on the hood, "Cooking causing grease-laden vapours is not allowed Exhaust system is designed for steam and heat removal only". This permit has been reviewed under the 2019 Vancouver Building By-law (#12511). Building to be sprinklered to NFPA 13 requirements. STAGED CONSTRUCITON Stage 1 - Foundation to L1 slab - issued September 23, 2022 Stage 2 - Full Construction - in review | Berts Electric (2001) Ltd
EP-2023-04675 | 2023-05-26 | 3780 CLARK DRIVE, Vancouver, BC V5V 3E2 | Electrical Permit | Commercial | New | Issued | Temporary Power - Commercial - To provide temporary power. | Berts Electric (2001) Ltd
PP-2023-01961 | 2023-06-16 | 3780 CLARK DRIVE, Vancouver, BC V5V 3E2 | Plumbing Permit | Commercial | New | Issued | Commercial - 1303 Kingsway below grade permit *****Underground and Parkade***** >BP: To construct a 8-storey (Z&D 6-storey) mixed-use building containing 1st storey (Level P1) - parking, storage and service rooms, 2nd & 3rd storeys (L1 & L2) - 4 CRUs (2 restaurant Class 1 and 2 retail shell only) w/ 4 mezz. and 4 dwelling units. 4th to 8th storeys (L3 to L7) - 50 dwelling units, all over 1 level of underground parking access from the lane at Level P1. Total dwelling units = 54. All tenant spaces require separate tenant improvement permits. Cooking equipment in Amenity Room Class 2 Cooking (Steam and Heat Removal): 1. Class 2 Cooking operation (Steam and Heat Removal). 2. Post a sign on the hood, "Cooking causing grease-laden vapours is not allowed Exhaust system is designed for steam and heat removal only". This permit has been reviewed under the 2019 Vancouver Building By-law (#12511). Building to be sprinklered to NFPA 13 requirements. STAGED CONSTRUCITON Stage 1 - Foundation to L1 slab - issued September 23, 2022 Stage 2 - Full Construction - in review | True Constructible Solutions Ltd
NULL | NULL | 3780 CLARK DRIVE, Vancouver, BC V5V 3E2 | Plumbing Permit | Residential | New | Withdrawn | Residential - 7 storey apartment building | True Constructible Solutions Ltd
PP-2023-04082 | 2023-12-19 | 3780 CLARK DRIVE, Vancouver, BC V5V 3E2 | Plumbing Permit | Commercial | New | Issued | Commercial - 7 storey aparment building. Bathrooms, kitchen, washing machines, and dishwashers. ** Civil Drawings required for detention tank detail *** >BP: To construct a 8-storey (Z&D 6-storey) mixed-use building containing 1st storey (Level P1) - parking, storage and service rooms, 2nd & 3rd storeys (L1 & L2) - 4 CRUs (2 restaurant Class 1 and 2 retail shell only) w/ 4 mezz. and 4 dwelling units. 4th to 8th storeys (L3 to L7) - 50 dwelling units, all over 1 level of underground parking access from the lane at Level P1. Total dwelling units = 54. All tenant spaces require separate tenant improvement permits. | True Constructible Solutions Ltd
NULL | NULL | 3780 CLARK DRIVE, Vancouver, BC V5V 3E2 | Plumbing Permit | Residential | New | Withdrawn | Residential - 7 storey apartment building | True Constructible Solutions Ltd
EP-2023-11197 | 2023-12-15 | 3780 CLARK DRIVE, Vancouver, BC V5V 3E2 | Electrical Permit | Residential | New | Issued | Installation / Repair - Residential - LOW VOLTAGE WIRING FOR HVAC CONTROLS To construct a 8-storey (Z&D 6-storey) mixed-use building containing 1st storey (Level P1) - parking, storage and service rooms, 2nd & 3rd storeys (L1 & L2) - 4 CRUs (2 restaurant Class 1 and 2 retail shell only) w/ 4 mezz. and 4 dwelling units. 4th to 8th storeys (L3 to L7) - 50 dwelling units, all over 1 level of underground parking access from the lane at Level P1. Total dwelling units = 54. All tenant spaces require separate tenant improvement permits. Cooking equipment in Amenity Room Class 2 Cooking (Steam and Heat Removal): 1. Class 2 Cooking operation (Steam and Heat Removal). 2. Post a sign on the hood, "Cooking causing grease-laden vapours is not allowed Exhaust system is designed for steam and heat removal only". | Modern Systems Management Ltd
EP-2023-06367 | 2023-07-17 | 7777 CAMBIE STREET, Vancouver, BC V6P 3H9 | Electrical Permit | Commercial | NULL | Issued | Annual / Operating - Maintenance of existing operating electrical equipment. The existing annual operating permit has expired. The application of new annual operating electrical permit is required. (CF-2022-004995) | Netek Technology Limited
NULL | NULL | 7777 CAMBIE STREET, Vancouver, BC V6P 3H9 | Electrical Permit | Commercial | NULL | Draft | Annual / Operating - Previous Annual Operating Electrical Permit By Others Is Expiring, New Application For Annual Operating Electrical Permit. | Netek Technology Limited
EP-2023-11295 | 2024-01-08 | 4198 ST. GEORGE STREET, Vancouver, BC V1V 1V1 | Electrical Permit | Residential | Renovation | Issued | Installation / Repair - Residential - Final the electrical work for second suite -Install receptacle , lighting switch ,pot lights ,smoker alarm ,panel breaker for basement second suite . CF-2023-012188 CF-2020-010816 >BP: CF-2020-010816 - Exterior alterations to the west elevation, north (front) elevation and interior alterations to the secondary suite on the main floor in this existing 2 storey one family dwelling with secondary suite building. Scope of work includes: Exterior - remove wall structure and cables, infill 2nd front door (north elevation), replace 1st level windows and remove 3 doors replacing with 3 new windows on 2nd level; interior alterations to main floor - remove all wall drywall to studs, remove electrical, plumbing, millwork, flooring, build new walls, new millwork, flooring and doors to create a new layout for kitchen, bathrooms and laundry room, add new electrical, lighting, plumbing fixtures, appliances, finishes and paint throughout. OK for Field Review per W. Wong, November 30, 2020 Notes: ~ Energy Upgrade: As per REUP form submitted ~ Building Sprinklered – Building inspector to determine on site if a separate sprinkler permit is required. ~ No strata-titling will be permitted ~ This is a two storey building pursuant to the Zoning and Development Bylaw. ~ An annual Vancouver Business License must be obtained prior to the rental of this approved one-family dwelling and/or secondary suite on this site. ~ Install interconnected, hardwired, 120 volt smoke alarms with battery back-up and silencing feature, in each sleeping unit and within 5m outside each sleeping unit on each storey as per Building bylaw 9.10.19. ~ Install carbon monoxide alarm as per Building Bylaw 9.32.4.2. and Bulletin 2007-007-BU/EL. | Gold Medal Electric Ltd
EP-2023-07976 | 2023-09-01 | 4985 QUEBEC STREET, Vancouver, BC V5W 2N3 | Electrical Permit | Commercial | NULL | Issued | Annual / Operating - Maintenance of existing operating electrical equipment in compliance with the Electrical By-law No. 5563. General electrical maintenance & repairs. CF-2022-006701 | Kato Electrical Inc
NULL | NULL | 4985 QUEBEC STREET, Vancouver, BC V5W 2N3 | Electrical Permit | Commercial | NULL | Withdrawn | Annual / Operating - Operating Permit | Kato Electrical Inc
NULL | NULL | 4985 QUEBEC STREET, Vancouver, BC V5W 2N3 | Electrical Permit | Commercial | NULL | Draft | Annual / Operating - no work to be done | ACE ELECTRIC LTD.
NULL | NULL | 4985 QUEBEC STREET, Vancouver, BC V5W 2N3 | Electrical Permit | Commercial | NULL | Draft | Annual / Operating - No work, just operating permit | Ross Morrison Electrical Ltd
EP-2023-00581 | 2023-01-25 | 5802 CHOY YUEN CRESCENT, Vancouver, BC V5Z 2M9 | Electrical Permit | Commercial | New | Issued | Installation / Repair - Commercial - Installing HVAC controls for base building >BP: To construct a new 5-storey civic centre (building 1) and a new 22-storey residential building containing 187 social housing units over 4 below grade levels (below grade construction is under BP-2019-01696). Shell permit. Stage I: Building 2 full structure (issued Dec. 16, 21). Stage II: building 1 (Civic Centre) full structure (issued May 20/22)) Stage III: Building 2 full construction (issued July 7/22) Stage IV: Building 1 full construction (issued Dec 2/22) | ESC Automation Inc
EP-2023-00568 | NULL | 5802 CHOY YUEN CRESCENT, Vancouver, BC V5Z 2M9 | Electrical Permit | Commercial | New | Withdrawn | Installation / Repair - Commercial - Installing HVAC controls for base building >BP: To construct a new 5-storey civic centre (building 1) and a new 22-storey residential building containing 187 social housing units over 4 below grade levels (below grade construction is under BP-2019-01696). Shell permit. Stage I: Building 2 full structure (issued Dec. 16, 21). Stage II: building 1 (Civic Centre) full structure (issued May 20/22)) Stage III: Building 2 full construction (issued July 7/22) Stage IV: Building 1 full construction (issued Dec 2/22) | ESC Automation Inc
SP-2023-00157 | 2023-06-01 | 5802 CHOY YUEN CRESCENT, Vancouver, BC V5Z 2M9 | Sprinkler Permit | Commercial | New | Issued | Commercial - Building B1 To install sprinkler throughout this Five-Storey Civic Centre containing performance space, multi-purpose rooms, commercial kitchen, library, gymnasium, fitness room, out-of-school facility and daycare. **Previous** Sprinkler Engineer MD Kamrujjaman Introba CP David Stear LMDG **New** Sprinkler Engineer Scott Rattray CP David Steer LMDG | Gisborne Industrial Construction Ltd
SP-2022-01649 | 2023-02-07 | 5802 CHOY YUEN CRESCENT, Vancouver, BC V5Z 2M9 | Sprinkler Permit | Commercial | New | Issued | Commercial - Oakridge B2 To install sprinklers to NFPA 13 2013 and standpipes to NFPA 14 2013 throughout this 23 residential + 1 mech level on a 3 level parkade. (parkade levels are not part of this project scope) PREVIOUS APPLICANT Christopher Anderson canderson@integralgroup.com | Gisborne Industrial Construction Ltd
SP-2023-01985 | 2024-01-15 | 5802 CHOY YUEN CRESCENT, Vancouver, BC V5Z 2M9 | Sprinkler Permit | Commercial | New | Issued | Commercial - BLDG #2 - Installation of Standpipe distribution and Fire Pump per NFPA 13, 14, and 20. >BP: To construct a new 22-storey residential building containing 187 social housing units. | Johnson Controls Canada LP
SP-2023-01983 | 2024-01-15 | 5802 CHOY YUEN CRESCENT, Vancouver, BC V5Z 2M9 | Sprinkler Permit | Commercial | New | Issued | Commercial - Installation of Standpipe distribution and Fire Pump per NFPA 13, 14, and 20. >BP: Building Permit for BP-2020-03879: To construct a new 5-storey civic centre (building 1) | Johnson Controls Canada LP
EP-2021-09197 | 2022-01-27 | 5802 CHOY YUEN CRESCENT, Vancouver, BC V5Z 2M9 | Electrical Permit | Commercial | New | Completed | Interim - Commercial - Slab and r/w installations on 22 story high rise. BP: To construct a new 5-storey civic centre (building 1) and a new 22-storey residential building containing 187 social housing units over 4 below grade levels (below grade construction is under BP-2019-01696). Shell permit. Stage I: Building 2 full structure (issued Dec. 16, 21). Stage II: building 1 full structure (under review) | Red Seal Electric Ltd
EP-2022-00241 | 2023-01-27 | 5802 CHOY YUEN CRESCENT, Vancouver, BC V5Z 2M9 | Electrical Permit | Commercial | New | Issued | Installation / Repair - Commercial - Building 1 - 5-storey civic centre. BP: Building Permit for BP-2020-03879: To construct a new 5-storey civic centre (building 1) | Red Seal Electric Ltd
PP-2022-00725 | 2022-07-18 | 5802 CHOY YUEN CRESCENT, Vancouver, BC V5Z 2M9 | Plumbing Permit | Residential | New | Issued | Residential - Level one Residential - Lobby with Various management offices, Level 2 to 22 residential - multi-family dwellings consisting of accessible, child care suite and standard suites. To construct a new 5-storey civic centre (building 1) and a new 22-storey residential building containing 187 social housing units over 4 below grade levels (below grade construction is under BP-2019-01696). Shell permit. | Core Mechanical Ltd
SP-2022-00451 | 2022-08-12 | 5802 CHOY YUEN CRESCENT, Vancouver, BC V5Z 2M9 | Sprinkler Permit | Commercial | New | Issued | Commercial - Construction standpipe application. Full sprinkler permit application to be provided once the full BP has been issued. THis building is a new 5-storey civic centre (building 1) and a new 22-storey residential building containing 187 social housing units over 4 below grade levels (below grade construction is under BP-2019-01696). Shell permit. PREVIOUS APPLICANT Md Kamrujjaman md.kamrujjaman@integralgroup.com | Gisborne Industrial Construction Ltd
PP-2023-03900 | 2023-11-09 | 3465 SAWMILL CRESCENT, Vancouver, BC V5S 0E3 | Plumbing Permit | Commercial | Tenant Improvement | Issued | Commercial - Install washroom and sink >DB: Small Suite Interior alterations to change the use from Retail (E) to Office (D) in this existing Retail Shell space. | Meridian West Mechanical Ltd
SP-2023-01841 | 2023-10-05 | 3465 SAWMILL CRESCENT, Vancouver, BC V5S 0E3 | Sprinkler Permit | Commercial | Tenant Improvement | Issued | Commercial - Add and Relocated Sprinkler Heads >DB: 3465 Sawmill Crescent Small Suite Interior alterations to change the use from Retail (E) to Office (D) in this existing Retail Shell space. *****This application does not include any of the following: 1. Not more than 20 sprinklers (add, relocate, or remove), 2. hydraulic calculations, 3. change in occupancy and /or hazard classification, 4. warehouse storage arrangements, 5. mobile compact storage arrangements, 6. alternative solutions, 7. changes to the sprinkler system supply piping (e.g. valves, mains, cross-mains, branch-lines, etc.), or 8. flexible sprinkler pipe. | Viking Fire Protection Inc
EP-2023-09016 | 2023-10-06 | 3465 SAWMILL CRESCENT, Vancouver, BC V5S 0E3 | Electrical Permit | Commercial | Tenant Improvement | Issued | Installation / Repair - Commercial - Install power, lighting, lighting controls, exit sign, EM lights, data, voice. >BP: Small Suite Interior alterations to change the use from Retail (E) to Office (D) in this existing Retail Shell space. Schedule A and Schedule B Architectural provided by Peter Mallen, Architect AIBC 604-484-8285 Schedule B Mechanical provided by Ronald Wong P.Eng 604-284-5580 Schedule B Electrical provided by Steven Nemetz P.Eng 604-736-6562 This building is sprinklered Ok for Field Review as per Manuel Meier No Translucent or opaque film, artwork, posters, shelving, display cases or similar elements are to be installed on or directly outside or inside of the approved glazing frontages and windows so that the interior of the premises is visible at all times from the sidewalk. Separate signage permit is required. | Blueline Electrical Services Ltd
SP-2023-01670 | NULL | 1406 E 18TH AVENUE, Vancouver, BC V5N 2H3 | Sprinkler Permit | Commercial | New | Applicant Revisions | Commercial - Install new sprinkler system throughout Building 2 (Units E, G and K) >BP: Building Permit for DP-2018-00108: To construct 2 multiple dwelling buildings with seven units on this site with vehicular access from the lane. This permit is for building 2 and please refer BP-2022-02599 permit drawings. Building 1 : Units A, B, C and D. Building 2: Units E, G and K. Building 3: electrical room. Note: This application is reviewed under VBBL 2019. | NULL
SP-2023-00561 | NULL | 1406 E 18TH AVENUE, Vancouver, BC V5N 2H3 | Sprinkler Permit | Commercial | New | Applicant Revisions | Commercial - NEW SPRINKLER SYSTEM INSTALLATION FOR A ROWHOUSE PROJECT CONSISTING OF 7 UNITS. >BP: Building Permit for DP-2018-00108: To construct 2 multiple dwelling buildings with seven units on this site with vehicular access from the lane. Building 1 : Units A, B, C and D. Building 2: Units E, G and K. Building 3: electrical room. | NULL
NULL | NULL | 6889 MARGUERITE STREET #3, Vancouver, BC V6P 5G1 | Mechanical Permit | NULL | NULL | Draft | NULL | NULL
MP-2023-00655 | 2023-04-17 | 6889 MARGUERITE STREET #3, Vancouver, BC V6P 5G1 | Mechanical Permit | NULL | NULL | Issued | NULL | CRK Plumbing and Heating Ltd
GP-2023-02179 | 2023-07-24 | 6889 MARGUERITE STREET #3, Vancouver, BC V6P 5G1 | Gas Permit | Residential | New | Issued | Residential - 1 Range & 1 Boiler >BP: To construct a 2 storey laneway house building | A & J GAS SERVICES LTD
PP-2022-03655 | 2022-10-13 | 6889 MARGUERITE STREET #3, Vancouver, BC V6P 5G1 | Plumbing Permit | Residential | New | Issued | Residential - New fixtures for: >BP: To construct a 2 storey laneway house building ($224,500.00) with an attached garage and 1 open parking pad, providing a total of 2 parking spaces, having vehicular access from the 20' Lane. Note: This is a 1 ½ storey building pursuant to the Zoning & Development By-law. 1. Covenant not required with existing house 2. No Strata Titling permitted 3. No A/C Unit proposed 4. Schedule B: (George Beck P.Eng (604.535-1507) Structural 5. Schedule B: (Paullus K F Young) P.Eng (604-841-7748) Geotechnical 6. Schedule B: (Stepan Wiedemann) P. Eng (604-313-4241) Architectural 8. HPO: Residential Builder- Vanwest Enterprises Ltd NOTE: To achieve the required FSR. A floor space exclusion of 3% has been applied to this application as per section 11.24.18 of the district schedule, to accommodate improved building performanc | CRK Plumbing and Heating Ltd
PP-2022-00470 | 2022-02-11 | 3842 W 26TH AVENUE #3, Vancouver, BC V6S 1P4 | Plumbing Permit | Residential | New | Completed | Residential - LWH - #3 - Plumbing To construct a 2 storey laneway house building with an attached garage and 1 open parking pad, providing a total of 2 parking spaces, having vehicular access from the 20' Lane. Note: This is a 1 ½ storey building pursuant to the Zoning & Development By-law. 1. Covenant registered at the Land Title Office under CA8482179 2. No Strata Titling permitted 3. No A/C Unit proposed | WDR CONTRACTING LTD
SP-2022-00483 | 2022-04-05 | 3842 W 26TH AVENUE #3, Vancouver, BC V6S 1P4 | Sprinkler Permit | Residential | New | Completed | Residential - To Install 13 sprinkler heads >BP: To construct a 2 storey laneway house building ($224,847.50) with an attached garage and 1 open parking pad, providing a total of 2 parking spaces, having vehicular access from the 20' Lane. Note: This is a 1 ½ storey building pursuant to the Zoning & Development By-law. Rev #1: The entire building including the attached garage sprinklered to NFPA 13D as per VBBL 3.2.5.12(3)(d). 1. Covenant registered at the Land Title Office under CA8482179 2. No Strata Titling permitted 3. No A/C Unit proposed 4. Schedule B: (Antony Wang) P.Eng (604.618.6236) Structural & Geotechnical 5. HPO: Residential Builder- Vertex Construction Inc. NOTE: To achieve the required FSR. A floor space exclusion of 3% has been applied to this application as per section 11.24.18 of the district schedule, to accommodate improved building performance. Address Information: Principle Dwelling: #1-3842 W 26 Ave Secondary Suite: #2-3842 W 26 Ave Laneway home: #3-3842 W 26 Ave Address has been assigned per the approved plans as the fire/emergency access to the laneway house is from the West side. This access must be provided & maintained at 20' Lane at all times in accordance with the Building By-law. *NEW HOUSE* Note: See DB-2020-03753 for Bldg 1 on site (principal bldg) addressed #1-3842 W 26 Ave. **THIS PERMIT HAS BEEN ISSUED UNDER THE REQUIREMENTS OF VBBL #12511 (2019)** | General Sprinkler Systems Ltd
EP-2022-02826 | 2022-04-08 | 3842 W 26TH AVENUE #3, Vancouver, BC V6S 1P4 | Electrical Permit | Residential | New | Completed | Installation / Repair - Residential - alarm/data/chime doorbell >BP: To construct a 2 storey laneway house building ($224,847.50) with an attached garage and 1 open parking pad, providing a total of 2 parking spaces, having vehicular access from the 20' Lane. Note: This is a 1 ½ storey building pursuant to the Zoning & Development By-law. Rev #1: The entire building including the attached garage sprinklered to NFPA 13D as per VBBL 3.2.5.12(3)(d). 1. Covenant registered at the Land Title Office under CA8482179 2. No Strata Titling permitted 3. No A/C Unit proposed 4. Schedule B: (Antony Wang) P.Eng (604.618.6236) Structural & Geotechnical 5. HPO: Residential Builder- Vertex Construction Inc. NOTE: To achieve the required FSR. A floor space exclusion of 3% has been applied to this application as per section 11.24.18 of the district schedule, to accommodate improved building performance. Address Information: Principle Dwelling: #1-3842 W 26 Ave Secondary Suite: #2-3842 W 26 Ave Laneway home: #3-3842 W 26 Ave Address has been assigned per the approved plans as the fire/emergency access to the laneway house is from the West side. This access must be provided & maintained at 20' Lane at all times in accordance with the Building By-law. *NEW HOUSE* Note: See DB-2020-03753 for Bldg 1 on site (principal bldg) addressed #1-3842 W 26 Ave. **THIS PERMIT HAS BEEN ISSUED UNDER THE REQUIREMENTS OF VBBL #12511 (2019)** | Anmi Technology Corp.
EP-2022-02586 | 2022-04-01 | 8221 CARTIER STREET #3, Vancouver, BC V6P 4T6 | Electrical Permit | Residential | New | Completed | Installation / Repair - Residential - Lane way house with 100 amps service. >BP: To construct a 2 storey laneway house building ($176,000) with an open parking pad, providing 1 parking space, having vehicular access from the lane. Note: This is a 1 ½ storey building pursuant to the Zoning & Development By-law 1. Covenant registered at the Land Title Office under CA8836816 2. No Strata Titling permitted 3. No A/C unit proposed 4. Schedule B: Anthony Wang P.Eng (604-618-6236) Structural & Geotechnical 5. HPO: Residential Builder- Nelson Woo 31578 | Ankor Electrical Ltd.
SP-2022-00460 | 2022-03-31 | 8221 CARTIER STREET #3, Vancouver, BC V6P 4T6 | Sprinkler Permit | Residential | New | Completed | Residential - Install sprinklers in LWH >BP: To construct a 2 storey laneway house building ($176,000) with an open parking pad, providing 1 parking space, having vehicular access from the lane. Note: This is a 1 ½ storey building pursuant to the Zoning & Development By-law 1. Covenant registered at the Land Title Office under CA8836816 2. No Strata Titling permitted 3. No A/C unit proposed 4. Schedule B: Anthony Wang P.Eng (604-618-6236) Structural & Geotechnical 5. HPO: Residential Builder- Nelson Woo 31578 Building 2 #3 - 8221 Cartier St - Laneway House (1.5 storey) Address assigned per approved plans. Fire and Emergency street access (walkway) to the laneway house is from the south side. Street access must be provided and maintained at all times. The building addresses are to be posted and to be visible from the street in accordance with the Building By-law prior to final inspection. ****ALL PROJECT COORINATOR NOTES HAS BEEN ACCEPTED BY THE APPLICANT**** ******THIS PERMIT HAS BEEN ISSUED UNDER THE REQUIREMENTS OF VBBL #12511 (2019)****** | Gold Key Fire Protection Ltd
EP-2022-02912 | 2022-04-11 | 8221 CARTIER STREET #3, Vancouver, BC V6P 4T6 | Electrical Permit | Residential | New | Completed | Installation / Repair - Residential - Install Low Voltage wiring (networking), Alarm, Data, Tel. Rough-In and Finishing >BP: To construct a 2 storey laneway house building ($176,000) with an open parking pad, providing 1 parking space, having vehicular access from the lane. Note: This is a 1 ½ storey building pursuant to the Zoning & Development By-law 1. Covenant registered at the Land Title Office under CA8836816 2. No Strata Titling permitted 3. No A/C unit proposed 4. Schedule B: Anthony Wang P.Eng (604-618-6236) Structural & Geotechnical 5. HPO: Residential Builder- Nelson Woo 31578 Building 2 #3 - 8221 Cartier St - Laneway House (1.5 storey) Address assigned per approved plans. Fire and Emergency street access (walkway) to the laneway house is from the south side. Street access must be provided and maintained at all times. The building addresses are to be posted and to be visible from the street in accordance with the Building By-law prior to final inspection. ****ALL PROJECT COORINATOR NOTES HAS BEEN ACCEPTED BY THE APPLICANT**** ******THIS PERMIT HAS BEEN ISSUED UNDER THE REQUIREMENTS OF VBBL #12511 (2019)****** | Magnificent Security Inc.
EP-2022-02226 | NULL | 2128 W 21ST AVENUE #3, Vancouver, BC V6L 1J3 | Electrical Permit | Residential | New | Withdrawn | Installation / Repair - Residential - laneway house wiring, main service breaker for laneway is 100A | Bindi Electrical Services Ltd
EP-2021-04014 | 2022-04-08 | 2128 W 21ST AVENUE #3, Vancouver, BC V6L 1J3 | Electrical Permit | Residential | New | Issued | Installation / Repair - Residential - laneway house wiring, address of the laneway is 2128-2 W 21st ave 200A service. Main house will have a 150A panel and laneway will have 100A panel >1.5 STOREY LANEWAY HOME To construct a 2 storey laneway house building ($257,925.00) with an attached garage and 1 open parking pad, providing a total of 3 parking spaces, having vehicular access from the 20' Lane. Note: This is a 1 ½ storey building pursuant to the Zoning & Development By-law. 1. Covenant registered at the Land Title Office under CA8719656 2. No Strata Titling permitted 3. No A/C Unit proposed 4. Schedule B: (J.J.S. Hui) P.Eng (778.319.3403) Structural & Geotechnical 5. HPO: Residential Builder- (Rishi Holdings Ltd) 6. The entire building, INCLUDING THE ATTACHED GARAGE to be sprinklered to NFPA 13R Address Information: Principle Dwelling: #1 - 2128 W 21st Av - One Family Dwelling (1st and 2nd storey, cellar) Laneway home: #3 - 2128 W 21st Av - Laneway House (1.5 storey) NOTE: Information regarding the principal building on the survey and site plan is for reference only. Any discrepancy between information regarding the principal building on the survey and/or site plan and approved permit drawings for the principal building are neither approved nor authorized under this laneway house permit. *NEW HOUSE* Note: See DB-2020-03471 for Bldg 1 on site (principal bldg) addressed #1 - 2128 W 21st Av. | Bindi Electrical Services Ltd
GP-2022-03128 | 2022-10-13 | 2128 W 21ST AVENUE #3, Vancouver, BC V6L 1J3 | Gas Permit | Residential | New | Completed | Residential - Install gas fireplace >To construct a 2 storey laneway house building with an attached garage and 1 open parking pad, providing a total of 3 parking spaces, having vehicular access from the 20' Lane. Note: This is a 1 ½ storey building pursuant to the Zoning & Development By-law. 1. Covenant registered at the Land Title Office under CA8719656 2. No Strata Titling permitted 3. No A/C Unit proposed | JOT MECHANICAL LTD
GP-2022-01867 | 2022-06-22 | 2128 W 21ST AVENUE #3, Vancouver, BC V6L 1J3 | Gas Permit | Residential | New | Completed | Residential - LWH - #3 - to install one boiler and one range In LWH To construct a 2 storey laneway house building with an attached garage and 1 open parking pad, providing a total of 3 parking spaces, having vehicular access from the 20' Lane. Note: This is a 1 ½ storey building pursuant to the Zoning & Development By-law. 1. Covenant registered at the Land Title Office under CA8719656 2. No Strata Titling permitted 3. No A/C Unit proposed | ACME PLUMBING HEATING & GAS LTD.
EP-2022-06967 | 2022-08-22 | 2128 W 21ST AVENUE #3, Vancouver, BC V6L 1J3 | Electrical Permit | Residential | New | Completed | Installation / Repair - Residential - Telephone internet and data door bell security alarm pre-wire -it' pre wire and install alarm systems. alarm systems only burglary >BP: 1.5 STOREY LANEWAY HOME To construct a 2 storey laneway house building ($257,925.00) with an attached garage and 1 open parking pad, providing a total of 3 parking spaces, having vehicular access from the 20' Lane. | Innova Security Systems Inc
EP-2021-09441 | 2022-01-25 | 1217 WOLFE AVENUE, Vancouver, BC | Electrical Permit | Residential | New | Cancelled | Installation / Repair - Residential - Duplex wiring 200A service to unit 1 150A service to unit 2 >BP: Building Permit for DP-2019-00476 to develop a 3-storey 2-family dwelling, each with a built-in one-car garage for a total of 2 parking spaces, having vehicular access from the lane. Building 1 | L.H. ELECTRIC LTD
PP-2022-00227 | 2022-01-25 | 1217 WOLFE AVENUE, Vancouver, BC | Plumbing Permit | Residential | New | Completed | Residential - 2FD - BLDG 1 - 1217 WOLFE AV - EAST PORTION 1219 WOLFE AV - WEST PORTION Plumbing Building Permit for DP-2019-00476 to develop a 3-storey 2-family dwelling, each with a built-in one-car garage for a total of 2 parking spaces, having vehicular access from the lane. Building 1 | Lally Plumbing & Heating Ltd
SP-2022-00510 | 2022-08-09 | 1217 WOLFE AVENUE, Vancouver, BC | Sprinkler Permit | Commercial | New | Completed | Commercial - Building 1 To install sprinklers to NFPA 13R 2013 in this 3-storey 2-family dwelling, each with a built-in one-car garage for a total of 2 parking spaces, having vehicular access from the lane. | Haven Fire Protection Ltd
GP-2022-02417 | 2022-08-17 | 1217 WOLFE AVENUE, Vancouver, BC | Gas Permit | Residential | New | Completed | Residential - BLDG #1 - 2FD BBQ piping only 1219 Wolfe St & 1217 Wolfe St Building Permit for DP-2019-00476 to develop a 3-storey 2-family dwelling, each with a built-in one-car garage for a total of 2 parking spaces, having vehicular access from the lane. | Lally Plumbing & Heating Ltd
EP-2022-07059 | 2022-08-23 | 1217 WOLFE AVENUE, Vancouver, BC | Electrical Permit | Residential | New | Completed | Installation / Repair - Residential - tv,telephone,alarm prewire and complete >BP: Building Permit for DP-2019-00476 to develop a 3-storey 2-family dwelling, each with a built-in one-car garage for a total of 2 parking spaces, having vehicular access from the lane. Building 1 | Tvisha Technologies Ltd
EP-2022-06759 | 2023-08-02 | 1217 WOLFE AVENUE, Vancouver, BC | Electrical Permit | Residential | New | Completed | Installation / Repair - Residential - Wiring and service for Duplex.. Feeding from electrical room. Unit#2 1217 Wolfe, 1 family dwelling=150Amp. Unit#2 1219 Wolfe, 1 family dwelling, West=175Amp. Total Main service=800 Amp. >BP: Building Permit for DP-2019-00476 to develop a 3-storey 2-family dwelling, each with a built-in one-car garage for a total of 2 parking spaces, having vehicular access from the lane. | G.S.G. Electric Ltd.
GP-2022-02418 | 2022-08-17 | 1211 W 16TH AVENUE, Vancouver, BC | Gas Permit | Residential | Renovation | Completed | Residential - BLDG #2 - TRIPLEX BBQ piping only 1211 W 16th 1213 W 16th 1215 W 16th Building Permit for DP-2019-00476 to convert the existing 3-storey Heritage 'B' one-Family Dwelling to a Multiple Conversion Dwelling containing 3 Dwelling units, each with a built-in one-car garage, for a total of 3 parking spaces, having vehicular access from the lane. Building Permit for DP-2019-00476 to convert the existing 3-storey Heritage 'B' one-Family Dwelling to a Multiple Conversion Dwelling containing 3 Dwelling units, each with a built-in one-car garage, for a total of 3 parking spaces, having vehicular access from the lane. | Lally Plumbing & Heating Ltd
PP-2022-00229 | 2022-02-10 | 1211 W 16TH AVENUE, Vancouver, BC | Plumbing Permit | Commercial | New | Completed | Commercial - TRIPLEX - BLDG 2 - 1215 W 16TH AV - WEST PORTION 1213 W 16TH AV - EAST PORTION 1211 W 16TH AV - WEST PORTOION - 2ND STOREY Plumbing Building Permit for DP-2019-00476 to convert the existing Heritage 'B' one-Family Dwelling to a Multiple Conversion Dwelling containing 3 Dwelling units, and develop two 2-Family Dwellings containing 2-dwelling units each, for a total of 7 Dwelling units, with each building having built-in parking garages with a total of 7 parking spaces having vehicular access from the lane. | Lally Plumbing & Heating Ltd
PP-2022-00230 | 2022-01-25 | 1207 W 16TH AVENUE, Vancouver, BC | Plumbing Permit | Residential | New | Completed | Residential - 2FD - BLDG 3 - 1217 W 16TH AV - SOUTH PORTION 1219 W 16TH AV - NORTH PORTION Plumbing Building Permit for DP-2019-00476 to develop a 3-storey 2-family dwelling, each with a built-in one-car garage, for a total of 2 parking spaces, having vehicular access from the lane. Building 3 | Lally Plumbing & Heating Ltd
EP-2021-09447 | 2022-01-25 | 1207 W 16TH AVENUE, Vancouver, BC | Electrical Permit | Residential | New | Cancelled | Installation / Repair - Residential - Duplex wiring 200A service to unit 6 150A service to unit 7 >BP: Building Permit for DP-2019-00476 to develop a 3-storey 2-family dwelling, each with a built-in one-car garage, for a total of 2 parking spaces, having vehicular access from the lane. Building 3 | L.H. ELECTRIC LTD
SP-2022-00490 | 2022-08-09 | 1207 W 16TH AVENUE, Vancouver, BC | Sprinkler Permit | Commercial | New | Completed | Commercial - Building 3 To install sprinklers to NFPA 13 2013 through out this 3-storey 2-family dwelling, each with a built-in one-car garage, for a total of 2 parking spaces, having vehicular access from the lane. | Haven Fire Protection Ltd
GP-2022-02416 | 2022-08-17 | 1207 W 16TH AVENUE, Vancouver, BC | Gas Permit | Residential | New | Completed | Residential - BLDG #3 - 2FD BBQ piping only 1207 W 16th & 1209 W 16th Building Permit for DP-2019-00476 to develop a 3-storey 2-family dwelling, each with a built-in one-car garage, for a total of 2 parking spaces, having vehicular access from the lane. | Lally Plumbing & Heating Ltd
EP-2022-07061 | 2022-08-23 | 1207 W 16TH AVENUE, Vancouver, BC | Electrical Permit | Residential | New | Completed | Installation / Repair - Residential - tv, telephone, security alarm prewire and complete >BP: Building Permit for DP-2019-00476 to develop a 3-storey 2-family dwelling, each with a built-in one-car garage, for a total of 2 parking spaces, having vehicular access from the lane. Building 3 | Tvisha Technologies Ltd
EP-2022-06760 | 2022-08-18 | 1207 W 16TH AVENUE, Vancouver, BC | Electrical Permit | Residential | New | Completed | Installation / Repair - Residential - Wiring and service for Duplex.. Feeding from electrical room. Unit#6 1207 W 16, 1 family dwelling=175Amp. Unit#7 1209 W 16, 1 family dwelling, West=150Amp. Total Main service=800 Amp. >BP: Building Permit for DP-2019-00476 to develop a 3-storey 2-family dwelling, each with a built-in one-car garage, for a total of 2 parking spaces, having vehicular access from the lane. Building 3 | G.S.G. Electric Ltd.
PP-2022-02906 | NULL | 1986 STAINSBURY AVENUE, Vancouver, BC V5N 2M7 | Plumbing Permit | Residential | New | Withdrawn | Residential - New residential 5-storey building construction. >To construct a 6-storey combustible residential building under the Moderate Income Rental Housing Pilot Program (MIRHPP). The proposed development will consist of 6 storeys in the building height, all over one level of underground non-combustible parkade. The building will be fully sprinkled and monitored by a fire alarm system. VBBL 2019 - NFPA 13 - Reviewed during 2020/21 Pandemic. Stage 1 - Excavation and Shoring issued on June 23, 2021. Stage 2 - Full Structure only issued on Sept. 17, 2021. Stage 3 - Full Construction issued on Aug. 12, 2022. | Broadway Refrigeration & Air Conditioning Co
NULL | NULL | 1986 STAINSBURY AVENUE, Vancouver, BC V5N 2M7 | Electrical Permit | Residential | New | Draft | Installation / Repair - Residential - 6 storey residential building with one level parkade. Unit substation, fire alarm, residential suite wiring, emergency lighting | Seagull Electric Ltd
EP-2022-08675 | 2022-10-13 | 1986 STAINSBURY AVENUE, Vancouver, BC V5N 2M7 | Electrical Permit | Commercial | New | Issued | Installation / Repair - Commercial - Telephone/data/CATV/enterphone/card access/CCTV prewire and finish To construct a 6-storey combustible residential building under the Moderate Income Rental Housing Pilot Program (MIRHPP). The proposed development will consist of 6 storeys in the building height, all over one level of underground non-combustible parkade. The building will be fully sprinkled and monitored by a fire alarm system. | NexGen Technologies Inc
EP-2022-09836 | 2022-11-21 | 1986 STAINSBURY AVENUE, Vancouver, BC V5N 2M7 | Electrical Permit | Residential | New | Expired | Temporary Power - Residential - To provide temporary power. | Seagull Electric Ltd
EP-2022-10607 | 2022-12-16 | 1986 STAINSBURY AVENUE, Vancouver, BC V5N 2M7 | Electrical Permit | Commercial | New | Issued | Installation / Repair - Commercial - Heat trace install on around 2000ft of domestic water pipes in parkade. DCW, DHW, DHWR, Hosebibs, and 18 P-traps. >BP: To construct a 6-storey combustible residential building under the Moderate Income Rental Housing Pilot Program (MIRHPP). The proposed development will consist of 6 storeys in the building height, all over one level of underground non-combustible parkade. The building will be fully sprinkled and monitored by a fire alarm system. VBBL 2019 - NFPA 13 - Reviewed during 2020/21 Pandemic. Stage 1 - Excavation and Shoring issued on June 23, 2021. Stage 2 - Full Structure only issued on Sept. 17, 2021. Stage 3 - Full Construction issued on Aug. 12, 2022. | Brian Wuttke
NULL | NULL | 1986 STAINSBURY AVENUE, Vancouver, BC V5N 2M7 | Electrical Permit | Residential | New | Draft | Temporary Power - Residential - To provide temporary power. | Seagull Electric Ltd
EP-2023-10005 | 2023-11-06 | 1986 STAINSBURY AVENUE, Vancouver, BC V5N 2M7 | Electrical Permit | Commercial | New | Completed | Installation / Repair - Commercial - ECOMM System Cabling & Installation >BP: To construct a 6-storey combustible residential building under the Moderate Income Rental Housing Pilot Program (MIRHPP). The proposed development will consist of 6 storeys in the building height, all over one level of underground non-combustible parkade. The building will be fully sprinkled and monitored by a fire alarm system. | Cascade Communications & Security Inc
EP-2024-00419 | 2024-01-17 | 1986 STAINSBURY AVENUE, Vancouver, BC V5N 2M7 | Electrical Permit | Commercial | NULL | Issued | Annual / Operating - Maintenance of existing operating electrical equipment in compliance with the Electrical By-law No. 5563. | Seagull Electric Ltd
EP-2023-11170 | 2023-12-15 | 1986 STAINSBURY AVENUE, Vancouver, BC V5N 2M7 | Electrical Permit | Commercial | New | Issued | Temporary Power - Commercial - To provide temporary power. EXPIRED PERMIT EP-2022-09836 VALID NOV 22, 2023 UNTIL NOV 21, 2024 | Seagull Electric Ltd
EP-2022-01660 | 2022-03-01 | 1986 STAINSBURY AVENUE, Vancouver, BC V5N 2M7 | Electrical Permit | Residential | New | Expired | Temporary Power - Residential - To provide temporary power. | Seagull Electric Ltd
EP-2022-01605 | 2022-03-01 | 1986 STAINSBURY AVENUE, Vancouver, BC V5N 2M7 | Electrical Permit | Residential | New | Issued | Installation / Repair - Residential - SUPPLY, INSTALL, WIRE ONLY: (1) DDC controls w/Jace (if needed)for DHW supply(probably not needed)......(3) parking Co / N02 w/central panel..........................INSTALL, WIRE ONLY: (1) controls provided by others for DHW supply(DHWHP-1)....(1) remote readout for main water meter(conduit by electrical)....(1) stat for DH-1....(1) stat for AC-1(CU-1)....(271) timer switches for (87) HRV's(residences)....(2) controls for rooftop HRV-4,5........................WIRE ONLY: (87) wire communications for suite metering system ( 87 DCW, 87 DHW) >BP: To construct a 6-storey combustible residential building under the Moderate Income Rental Housing Pilot Program (MIRHPP). The proposed development will consist of 6 storeys in the building height, all over one level of underground non-combustible parkade. The building will be fully sprinkled and monitored by a fire alarm system. VBBL 2019 - Reviewed during 2020/21 Pandemic. Stage 1 - Excavation and Shoring issued on June 23, 2021. Stage 2 - Full Structure only issued on Sept. 17, 2021. | Modern Systems Management Ltd
EP-2021-09038 | 2022-12-05 | 1986 STAINSBURY AVENUE, Vancouver, BC V5N 2M7 | Electrical Permit | Residential | New | Issued | Installation / Repair - Residential - Rough wire and finish residential rental units. Install main electrical service, addressable fire alarm system, parkade lighting and EV chargers. BP:To construct a 6-storey combustible residential building under the Moderate Income Rental Housing Pilot Program (MIRHPP). The proposed development will consist of 6 storeys in the building height, all over one level of underground non-combustible parkade. The building will be fully sprinkled and monitored by a fire alarm system. VBBL 2019 - NFPA 13 - Reviewed during 2020/21 Pandemic. Stage 1 - Excavation and Shoring issued on June 23, 2021. Stage 2 - Full Structure only issued on Sept. 17, 2021. Stage 3 - Full Construction issued on Aug. 12, 2022. | Seagull Electric Ltd
PP-2021-03542 | 2022-08-22 | 1986 STAINSBURY AVENUE, Vancouver, BC V5N 2M7 | Plumbing Permit | Commercial | New | Issued | Commercial - Above Grade - Fully Mechanical and Plumbing Installation >To construct a 6-storey combustible residential building under the Moderate Income Rental Housing Pilot Program (MIRHPP). The proposed development will consist of 6 storeys in the building height, all over one level of underground non-combustible parkade. The building will be fully sprinkled and monitored by a fire alarm system. VBBL 2019 - Reviewed during 2020/21 Pandemic. Stage 1 - Excavation and Shoring issued on June 23, 2021. Stage 2 - Full Structure only issued on Sept. 17, 2021. | Broadway Refrigeration & Air Conditioning Co
SP-2021-01333 | 2022-12-06 | 1986 STAINSBURY AVENUE, Vancouver, BC V5N 2M7 | Sprinkler Permit | Commercial | New | Issued | Commercial - To install sprinkler to NFPA 13 2013 and standpipes to NFPA 14 2013 throughout this 6-storey combustible residential building under the Moderate Income Rental Housing Pilot Program (MIRHPP). The proposed development will consist of 6 storeys in the building height all over one level of underground non-combustible parkade. | GPM FIRE PROTECTION
SP-2021-00749 | 2022-11-18 | 2235 E BROADWAY, Vancouver, BC V5N 1W8 | Sprinkler Permit | Commercial | New | Issued | Commercial - To install sprinklers to NFPA 13 and standpipes to NFPA 14 throughout this new 6-storey wood-frame multi-family residential building consisting of 81 strata-titled units above a 2-storey underground parking garage. This is a staged construction CP Process Permit and the applicant is Jun Hyung Kim, P. Eng., CP | FIRE-TECH SPRINKLERS LTD
EP-2021-08812 | 2022-04-12 | 2235 E BROADWAY, Vancouver, BC V5N 1W8 | Electrical Permit | Commercial | New | Issued | Installation / Repair - Commercial - New wood frame construction. 2 levels of concrete parkade. BP: Construction of a new 6-storey wood-frame multi-family residential building consisting of 81 strata-titled units above a 2-storey underground parking garage. The 2019 VBBL applies to this permit application that has bene reviewed during the Covid-19 pandemic. | Nightingale Electric Ltd
EP-2022-00629 | 2022-01-27 | 2235 E BROADWAY, Vancouver, BC V5N 1W8 | Electrical Permit | Residential | New | Expired | Temporary Power - Residential - To provide temporary power. | Nightingale Electric Ltd
EP-2022-01670 | 2022-03-01 | 2235 E BROADWAY, Vancouver, BC V5N 1W8 | Electrical Permit | Commercial | New | Completed | Interim - Commercial - >>>>INTERIM<<<<< Scope of work: slab, underground, raceways, grounding, branch circuits. Service connection to BC Hydro is not permitted under this permit. Note: The work under this permit is authorized pursuant to the Electrical By-law NO.5563. The issuance of this permit does not represent or warrant that the drawings submitted for the full electrical permit will comply with the provisions of the Electrical By-law. The responsibility to comply with the By-law remains with the permit holder, P.Eng of record and the owner. BP: Construction of a new 6-storey wood-frame multi-family residential building consisting of 81 strata-titled units above a 2-storey underground parking garage. This is a staged construction CP Process Permit and the applicant is Jun Hyung Kim, P. Eng., CP Stage 1: Excavation & Shoring, site services, foundation & storage garage (i.e. structural) up to grade). Aug. 26/21, B. Smith Stage 2 (full BP) issued Febr. 10, 2022. | Nightingale Electric Ltd
EP-2023-09246 | 2023-11-20 | 2235 E BROADWAY, Vancouver, BC V5N 1W8 | Electrical Permit | Commercial | New | Completed | Installation / Repair - Commercial - Installation of ECOMM BDA >BP: Construction of a new 6-storey wood-frame multi-family residential building consisting of 81 strata-titled units above a 2-storey underground parking garage. This is a staged construction CP Process Permit and the applicant is Jun Hyung Kim, P. Eng., CP Stage 1: Excavation & Shoring, site services, foundation & storage garage (i.e. structural) up to grade). Aug. 26/21, B. Smith Stage 2 (full BP) issued Febr. 10, 2022. | B.C. COMMUNICATIONS INC.
EP-2023-07715 | 2023-08-25 | 2235 E BROADWAY, Vancouver, BC V5N 1W8 | Electrical Permit | Commercial | New | Issued | Installation / Repair - Commercial - Installing Access Control System and prewire for cameras. >BP: Construction of a new 6-storey wood-frame multi-family residential building consisting of 81 strata-titled units above a 2-storey underground parking garage. This is a staged construction CP Process Permit and the applicant is Jun Hyung Kim, P. Eng., CP Stage 1: Excavation & Shoring, site services, foundation & storage garage (i.e. structural) up to grade). Aug. 26/21, B. Smith Stage 2 (full BP) issued Febr. 10, 2022. | Senex Security Inc
EP-2023-07860 | 2023-08-30 | 2235 E BROADWAY, Vancouver, BC V5N 1W8 | Electrical Permit | Commercial | NULL | Issued | Annual / Operating - Maintenance of existing operating electrical equipment in compliance with the Electrical By-law No. 5563. | Nightingale Electric Ltd
EP-2023-00992 | 2023-02-06 | 2235 E BROADWAY, Vancouver, BC V5N 1W8 | Electrical Permit | Commercial | New | Expired | Temporary Power - Commercial - To provide temporary power. | Nightingale Electric Ltd
MP-2023-00639 | 2023-04-14 | 2235 E BROADWAY, Vancouver, BC V5N 1W8 | Mechanical Permit | NULL | NULL | Issued | NULL | Westport Mechanical Ltd
EP-2023-06529 | 2023-07-19 | 2235 E BROADWAY, Vancouver, BC V5N 1W8 | Electrical Permit | Commercial | Addition | Issued | Installation / Repair - Commercial - Base Building DDC Controls level-1 to 6 VRF System (81) T-stats & (6) Condensing units ERV-A&B - (81 Timer Switches Parkade Gas SenSors non DDC >BP: Construction of a new 6-storey wood-frame multi-family residential building consisting of 81 strata-titled units above a 2-storey underground parking garage. This is a staged construction CP Process Permit and the applicant is Jun Hyung Kim, P. Eng., CP Stage 1: Excavation & Shoring, site services, foundation & storage garage (i.e. structural) up to grade). Aug. 26/21, B. Smith Stage 2 (full BP) issued Febr. 10, 2022. | Mountain Pacific Electrical Ltd
PP-2022-03379 | 2023-01-11 | 2235 E BROADWAY, Vancouver, BC V5N 1W8 | Plumbing Permit | Commercial | New | Issued | Commercial - ABOVE GROUND Plumbing rough in for multi storey condo. >BP: Construction of a new 6-storey wood-frame multi-family residential building consisting of 81 strata-titled units above a 2-storey underground parking garage. This is a staged construction CP Process Permit and the applicant is Jun Hyung Kim, P. Eng., CP Stage 1: Excavation & Shoring, site services, foundation & storage garage (i.e. structural) up to grade). Aug. 26/21, B. Smith Stage 2 (full BP) issued Febr. 10, 2022. | MEC Mechanical Inc
EP-2022-06343 | 2022-07-27 | 2235 E BROADWAY, Vancouver, BC V5N 1W8 | Electrical Permit | Residential | New | Expired | Temporary Power - Residential - To provide temporary power. | Nightingale Electric Ltd
EP-2023-07107 | 2023-08-03 | 2225 E BROADWAY, Vancouver, BC V5N 1W8 | Electrical Permit | Residential | New | Issued | Temporary Power - Residential - To provide temporary power. | Nightingale Electric Ltd
PP-2023-00925 | 2023-03-21 | 6288 OAK STREET, Vancouver, BC V6M 2W4 | Plumbing Permit | Commercial | New | Issued | Commercial - Installation of a detention tank, flow-control manhole, inspection chamber, sump manhole and stormwater underground pipe. >>Amend: Address should be: 6288 Oak St | ACE EXCAVATING
EP-2022-07048 | 2023-06-12 | 6288 OAK STREET, Vancouver, BC V6M 2W4 | Electrical Permit | Commercial | New | Issued | Installation / Repair - Commercial - ***Parkade*** new 63 unit townhome complex over shared parkade. >BP: To construct thirteen (13) multiple dwelling buildings having three (3) storeys, containing a total of sixty-three (63) dwelling units all over 1 level of underground parking, providing a total of ninety-eight (98) parking spaces having vehicular access lane. Bldg. 1 - BP-2022-00227 Bldg. 2 - BP-2022-00228 Bldg. 3 - BP-2022-00229 Bldg. 4 - BP-2022-00230 Bldg. 5 - BP-2022-00231 Bldg. 6 - BP-2022-00232 Bldg. 7 - BP-2022-00233 Bldg. 8 - BP-2022-00234 Bldg. 9 - BP-2022-00235 Bldg. 10 - BP-2022-00236 Bldg. 11 - BP-2022-00237 Bldg. 12 - BP-2022-00239 Bldg. 13 - BP-2022-00240 VBBL 2019 - NFPA 13. Stage 1 for Excavation and Shoring issued on Mar. 1, 2022. Stage 2 for Foundation to Grade issued on July 11, 2022. Stage 3 for Full Construction issued on Oct. 20, 2022. | Alpine Electric Ltd
SP-2022-01021 | 2023-07-10 | 6288 OAK STREET, Vancouver, BC V6M 2W4 | Sprinkler Permit | Commercial | New | Issued | Commercial - *** BELOW GRADE PARKING AREA and STANDPIPE ONLY*** For all sprinkler work to the 2019 VBBL; NFPA 13, 2013; standpipe work to NFPA 14, 2013; and alternative solutions prepared by LMDG. Site Description: To construct thirteen (13) multiple dwelling buildings having three (3) storeys, containing a total of sixty-three (63) dwelling units all over 1 level of underground parking, providing a total of ninety-eight (98) parking spaces having vehicular access lane. THIS IS A CERTIFIED PROFESSIONAL PROJECT and the CP is Michael van Blokland, P.Eng. CP of LMDG This application does not include any of the following: • Warehouse storage arrangements, or mobile compact storage arrangements. • Flexible sprinkler pipe. • Information Technology Equipment Rooms (e.g. IT Rooms, LAN Rooms, etc.). • Below Grade townhouse areas Related Permits: Bldg 1 - SP-2022-01022 Bldg 2 - SP-2022-01024 Bldg 3 - SP-2022-01082 Bldg 4 - SP-2022-01083 Bldg 5 - SP-2022-01084 Bldg 6 - SP-2022-01085 Bldg 7 - SP-2022-01086 Bldg 8 - SP-2022-01087 Bldg 9 - SP-2022-01088 Bldg 10 - SP-2022-01089 Bldg 11 - SP-2022-01090 Bldg 12 - SP-2022-01091 Bldg 13 - SP-2022-01092 Alternative Solutions: AL-2022-00089 - Horizontal Fire Separation Offset and Spatial Separation to Maintain Vertical Fire Separation Integrity and Continuity AL-2022-00094 - Exceeding 6 m from Lowest Floor Level to Uppermost Floor Level in a Dwelling Unit AL-2023-00027 - Roof Insulation Thickness Notes: - Fire suppression system engineer of record Ryan Pavey of Cardinal Engineering T: 604 605 0606 E: pavey@cardinalfire.ca - One set of approved drawings and permit to be available for viewing at the jobsite. - Construction Standpipe to Bulletin 2017-003-BU/FI, VBBL, NFPA 14, and VFBL. | Active Fire & Safety Services Ltd
SP-2022-01024 | 2023-07-25 | 6288 OAK STREET, Vancouver, BC V6M 2W4 | Sprinkler Permit | Commercial | New | Issued | Commercial - Building 2 - For all sprinkler work to the 2019 VBBL; NFPA 13, 2013; standpipe work to NFPA 14, 2013 for this newly constructed 3 storey multiple dwelling building containing 3 dwelling units. >Building 2 - To Construct a 3 storey multiple dwelling building containing 3 dwelling units. Notes: 1. Refer to SP-2022-01021 for site work, below grade facilities and common underground parking, permit notes, terms and conditions, and related permits. 2. Refer to SP-2022-01024 for accepted drawings for above grade work (townhouse buildings 1 through to 13), and below grade work associated with the townhouse buildings. | Active Fire & Safety Services Ltd
PP-2022-02874 | 2022-09-22 | 6288 OAK STREET, Vancouver, BC V6M 2W4 | Plumbing Permit | Commercial | New | Issued | Commercial - >>>Under ground<<< sump/ CB’s installation ** Separate Plumbing permit application required for AG slab and common area/planter drains ** >NOTE: Engineering Assurance letter will be submitted to the Plumbing Inspector on the site. Letter shall conform to the requirements of Vancouver Bulletin 2000-008-EL/PL. >BP: To construct thirteen (13) multiple dwelling buildings having three (3) storeys, containing a total of sixty-three (63) dwelling units all over 1 level of underground parking, providing a total of ninety-eight (98) parking spaces having vehicular access lane. Bldg. 1 - BP-2022-00227 Bldg. 2 - BP-2022-00228 Bldg. 3 - BP-2022-00229 Bldg. 4 - BP-2022-00230 Bldg. 5 - BP-2022-00231 Bldg. 6 - BP-2022-00232 Bldg. 7 - BP-2022-00233 Bldg. 8 - BP-2022-00234 Bldg. 9 - BP-2022-00235 Bldg. 10 - BP-2022-00236 Bldg. 11 - BP-2022-00237 Bldg. 12 - BP-2022-00239 Bldg. 13 - BP-2022-00240 VBBL 2019 - NFPA 13. Stage 1 for Excavation and Shoring issued on Mar. 1, 2022. Stage 2 for Foundation to Grade issued on July 11, 2022. Stage 3 for Full Construction issued on ___________. Amend: Oct 18, 2023 Add 68 Pd’s & Ad”s | VINCI PLUMBING HEATING AND DRAINAGE LTD
EP-2022-07180 | 2022-09-07 | 6288 OAK STREET, Vancouver, BC V6M 2W4 | Electrical Permit | Commercial | New | Completed | Interim - Commercial - slab on grade cables and conduits - Interim permit for EP-2022-07413 to EP-2022-07425 >BP: To construct thirteen (13) multiple dwelling buildings having three (3) storeys, containing a total of sixty-three (63) dwelling units all over 1 level of underground parking, providing a total of ninety-eight (98) parking spaces having vehicular access lane. Bldg. 1 - BP-2022-00227 Bldg. 2 - BP-2022-00228 Bldg. 3 - BP-2022-00229 Bldg. 4 - BP-2022-00230 Bldg. 5 - BP-2022-00231 Bldg. 6 - BP-2022-00232 Bldg. 7 - BP-2022-00233 Bldg. 8 - BP-2022-00234 Bldg. 9 - BP-2022-00235 Bldg. 10 - BP-2022-00236 Bldg. 11 - BP-2022-00237 Bldg. 12 - BP-2022-00239 Bldg. 13 - BP-2022-00240 VBBL 2019 - NFPA 13. Stage 1 for Excavation and Shoring issued on Mar. 1, 2022. Stage 2 for Foundation to Grade issued on July 11, 2022. Stage 3 for Full Construction issued on ___________. | Alpine Electric Ltd
EP-2022-07414 | 2023-06-12 | 6288 OAK STREET, Vancouver, BC V6M 2W4 | Electrical Permit | Commercial | New | Issued | Installation / Repair - Commercial - BUILDING 2 - New woodframe townhomes over concrete parkade. Installation of panelboards, branch wiring, lighting, wiring devices and fire alarm for new wood frame townhomes. > BP: Building 2 - To Construct a 3 storey multiple dwelling building containing 3 dwelling units. Refer to BP-2020-02562 for site work, below grade facilities and common underground parking. VBBL 2019 - NFPA 13. STAGED CONSTRUCTION | Alpine Electric Ltd
EP-2022-09273 | 2022-11-02 | 6288 OAK STREET, Vancouver, BC V6M 2W4 | Electrical Permit | Commercial | New | Completed | Interim - Commercial - Scope of work: slab, underground, raceways, grounding, branch circuits. Service connection to BC Hydro is not permitted under this permit. | Alpine Electric Ltd
EP-2022-03651 | 2022-05-04 | 6288 OAK STREET, Vancouver, BC V6M 2W4 | Electrical Permit | Commercial | New | Expired | Temporary Power - Commercial - To provide temporary power. Amend: May 6, 2022 change 1phace2 wire to 1 phase 3 wire | O J ELECTRIC LTD
EP-2023-08023 | 2023-09-06 | 1111 UNION STREET, Vancouver, BC V6A 2C7 | Electrical Permit | Commercial | Tenant Improvement | Completed | Installation / Repair - Commercial - Safety Check. Check the existing installation of electrical equipment to ensure electrical safety. Building was flagged for unauthorized work. Owner requires us to do an electrical inspection of the building to grant safe. CF-2023-007625 | Livewire Energy Services Ltd.
EP-2023-08428 | 2023-09-26 | 1113 UNION STREET, Vancouver, BC V6A 2C7 | Electrical Permit | Commercial | Tenant Improvement | Completed | Installation / Repair - Commercial - Check for any electrical deficiencies CF-2023-007625 >BP: Interior alterations to demolish walls and mezzanine at this existing office on the ground floor of this existing industrial building on this site. Separate permits required for future tenant improvements. OK for Field Review per Kirat Kang September 14, 2023 | My Electrician Enterprises Inc
EP-2023-10312 | 2023-11-28 | 1121 UNION STREET, Vancouver, BC V6A 2C7 | Electrical Permit | Commercial | Tenant Improvement | Issued | Installation / Repair - Commercial - Check and repair for any electrical deficiencies CF-2023-007625 >BP: 1121 Union St Interior alterations to demolish walls and mezzanine at this existing office on the ground floor of this existing industrial building on this site. OK for Field Review per Kirat Kang September 14, 2023 Note: - DBI to determine on site whether Structural drawings and schedule B are required - Separate permit required for future tenant improvements. | My Electrician Enterprises Inc
EP-2023-08427 | 2023-09-26 | 1101 UNION STREET, Vancouver, BC V6A 2C7 | Electrical Permit | Commercial | Tenant Improvement | Completed | Installation / Repair - Commercial - Repair electrical deficiencies as per Letter from City of Vancouver Dated; Aug 10th, 2023 CF-2023-007625 Also Install new Emergency lights and relocate an Exit Sign CF-2023-007625 >BP: 1101 & 1103 Union St Interior alterations to demolish walls, mezzanine and washrooms at this existing Workshop and Miscellaneous Products Manufacturing Class B on the ground floor of this existing industrial building on this site. Separate permits required for future tenant improvements. OK for Field Review per W. Wong September 11, 2023 | My Electrician Enterprises Inc
PP-2022-00545 | 2022-02-16 | 220 VICTORIA DRIVE #100, Vancouver, BC | Plumbing Permit | Commercial | Tenant Improvement | Completed | Commercial - UNIT #100- Install new DWV and domestic cold water with Hot water tank to accommodate two washrooms and one kitchenette. Interior alterations and change of major occupancy from Wholesale Shell space (Group F2) to Office (Group D) in this 4-storey existing industrial/commercial building. | Mainland Plumbing & Heating
EP-2021-08815 | 2022-02-14 | 435 BOUNDARY ROAD, Vancouver, BC V5K 0H6 | Electrical Permit | Residential | New | Issued | Installation / Repair - Residential - Residential Concrete 16 stories >BP: To construct a new 16 storey mixed-use building (14 storey per Zoning Bylaw) consisting of: 1st. storey - 2 residential rental units and storage/loading area 2nd. storey - 3 residential rental units, and 3 CRU units: 1 Restaurant (A-2) and 2 retails ( E) 3 rd to 15th storeys - 113 residential rental units 16 th. storey - top roof amenity space all over two levels of underground parking having vehicle access from the lane. Note: Total number of the dwelling units -118. This application has been approved under the Moderate Income Rental Housing Pilot Program. This permit was issued under the VBBL2019 and COVID 19. 16-June-2021- Stage 1 (excavation and shoring) issued. 04-Nov-2021 - Stage 2 (full structure) issued. | Nightingale Electric Ltd
PP-2022-02812 | 2023-01-12 | 435 BOUNDARY ROAD, Vancouver, BC V5K 0H6 | Plumbing Permit | Commercial | New | Issued | Commercial - Installation of plumbing fixtures. >BP: To construct a new 16 storey mixed-use building (14 storeys per Zoning Bylaw) consisting of: 1st storey - 2 residential rental units and storage/loading area 2nd storey - 3 residential rental units, and 3 CRU units: 1 Restaurant shell (A-2) and 2 retails (E) 3rd to 15th storeys - 113 residential rental units 16th storey - top roof amenity space All over two levels of underground parking having vehicle access from the lane. Note: Total number of the dwelling units -118. This application has been approved under the Moderate Income Rental Housing Pilot Program. This permit was issued under the VBBL2019 and COVID 19. The following areas of this building are TIPs eligible: -3670 & 3680 E Hastings St. (two retail units) 16-June-2021- Stage 1 (Excavation and Shoring) issued. 04-Nov-2021 - Stage 2 (Full Structural) issued. 01-Apr-2022 - Stage 3 (Full Permit) issued. | Phase Mechanical Systems Ltd
SP-2021-01247 | 2023-04-27 | 435 BOUNDARY ROAD, Vancouver, BC V5K 0H6 | Sprinkler Permit | Commercial | New | Issued | Commercial - For all sprinkler work to the 2019 VBBL; NFPA 13, 2013; standpipe work to NFPA 14, 2013; fire pump work to NFPA 20, 2013; and alternative solutions prepared by Jensen Hughes for this newly constructed To construct a new 16 storey mixed-use building (14 storey per Zoning Bylaw) consisting of: 1st. storey - 2 residential rental units and storage/loading area 2nd. storey - 3 residential rental units, and 3 CRU units, 1 Restaurant (A-2) and 2 retails ( E) 3 rd to 15th storeys - 113 residential rental units 16 th. storey - top roof amenity space all over two levels of underground parking having vehicle access from the lane. THIS IS A CERTIFIED PROFESSIONAL PROJECT and the CP is Samir Eidnani, P.Eng, CP of Jensen Hughes This application does not include any of the following: • Warehouse storage arrangements, or mobile compact storage arrangements. • Flexible sprinkler pipe. • Information Technology Equipment Rooms (e.g. IT Rooms, LAN Rooms, etc.). Relayed Permits: • AL-2021-00100 - Single Means Of Egress From A Dwelling Unit into Exit Lobby Notes: • Sprinkler Engineer of Record Guillermo Perez, P.Eng. of MCW T: 604 687 1821 E: wperez@mcw.com • One set of approved drawings and permit to be available for viewing at the jobsite. • Construction Standpipe to Bulletin 2017-003-BU/FI, VBBL, NFPA 14, and VFBL. • Separate documents and application are required for the tenant improvement. | Escape Fire Protection Ltd
EP-2023-07319 | 2023-08-11 | 435 BOUNDARY ROAD, Vancouver, BC V5K 0H6 | Electrical Permit | Commercial | New | Issued | Temporary Power - Commercial - To provide temporary power. | Nightingale Electric Ltd
EP-2023-10587 | 2023-12-04 | 435 BOUNDARY ROAD, Vancouver, BC V5K 0H6 | Electrical Permit | Commercial | New | Completed | Installation / Repair - Commercial - Heat trace install on domestic cold water, hose bib piping, and cooling tower. Circuits by others. >BP: To construct a new 16 storey mixed-use building (14 storeys per Zoning Bylaw) consisting of: 1st storey - 2 residential rental units and storage/loading area 2nd storey - 3 residential rental units, and 3 CRU units: 1 Restaurant shell (A-2) and 2 retails (E) 3rd to 15th storeys - 113 residential rental units 16th storey - top roof amenity space All over two levels of underground parking having vehicle access from the lane. Note: Total number of the dwelling units -118. This application has been approved under the Moderate Income Rental Housing Pilot Program. This permit was issued under the VBBL2019 and COVID 19. The following areas of this building are TIPs eligible: -3670 & 3680 E Hastings St. (two retail units) 16-June-2021- Stage 1 (Excavation and Shoring) issued. 04-Nov-2021 - Stage 2 (Full Structural) issued. 01-Apr-2022 - Stage 3 (Full Permit) issued. | Brian Wuttke
EP-2024-00072 | 2024-01-04 | 435 BOUNDARY ROAD, Vancouver, BC V5K 0H6 | Electrical Permit | Commercial | NULL | Issued | Annual / Operating - Maintenance of existing operating electrical equipment | Nightingale Electric Ltd
EP-2022-06667 | 2022-08-09 | 435 BOUNDARY ROAD, Vancouver, BC V5K 0H6 | Electrical Permit | Residential | New | Expired | Temporary Power - Residential - To provide temporary power. | Nightingale Electric Ltd
EP-2023-01169 | 2023-02-14 | 435 BOUNDARY ROAD, Vancouver, BC V5K 0H6 | Electrical Permit | Residential | New | Issued | Installation / Repair - Residential - Low Voltage HVAC Controls DDC Controls with Web Interface for the following: Parking CO/Gas Stations (7 Parking Fans) (conduit not allowed, coordinate with Electrical) Sump Monitoring Retail VRF Fan Coils (integrate to DDC) Controls supplied by others (we install and wire t’stats, wire comm. etc.) Electrical Room Space Temperature Monitoring Level 7 Amenity Fan Coil Unit (supply CV) Make Up Air Unit with Condensing Unit Domestic Hot Water Supply DHW Remote Re-Circ. Zone Chiller and Building Chilled Water Supply (allowance for 1 BP Valve) Emergency Generator Room (maybe, some allowance in estimate) Electric / Stand-Alone Controls for the following: Time Clocks for Retail HRV’s Remote Readouts for (3) CRU Water Meters and (1) Bldg. Main Water Meter Timer Switches for Residential ERV’s (120 ERV’s) Thermostats for Chilled Water Fan Coil Units (w/ Electric Heat) (supply CV’s) Motorized Dampers top be controlled by others >BP: To construct a new 16 storey mixed-use building (14 storeys per Zoning Bylaw) consisting of: 1st storey - 2 residential rental units and storage/loading area 2nd storey - 3 residential rental units, and 3 CRU units: 1 Restaurant shell (A-2) and 2 retails (E) 3rd to 15th storeys - 113 residential rental units 16th storey - top roof amenity space All over two levels of underground parking having vehicle access from the lane. 16-June-2021- Stage 1 (Excavation and Shoring) issued. 04-Nov-2021 - Stage 2 (Full Structural) issued. 01-Apr-2022 - Stage 3 (Full Permit) issued. | Modern Systems Management Ltd
EP-2023-05569 | 2023-07-26 | 435 BOUNDARY ROAD, Vancouver, BC V5K 0H6 | Electrical Permit | Commercial | Tenant Improvement | Issued | Installation / Repair - Commercial - Installation of an ECom/DAS System (Fiplex by Honeywell) In Highrise. >BP: To construct a new 16 storey mixed-use building (14 storeys per Zoning Bylaw) consisting of: 1st storey - 2 residential rental units and storage/loading area 2nd storey - 3 residential rental units, and 3 CRU units: 1 Restaurant shell (A-2) and 2 retails (E) 3rd to 15th storeys - 113 residential rental units 16th storey - top roof amenity space All over two levels of underground parking having vehicle access from the lane. Note: Total number of the dwelling units -118. This application has been approved under the Moderate Income Rental Housing Pilot Program. This permit was issued under the VBBL2019 and COVID 19. The following areas of this building are TIPs eligible: -3670 & 3680 E Hastings St. (two retail units) | Cana Systems Ltd
EP-2023-05413 | 2023-06-20 | 435 BOUNDARY ROAD, Vancouver, BC V5K 0H6 | Electrical Permit | Residential | New | Issued | Installation / Repair - Residential - Low voltage access control, CCTV, intercom & suite wiring. There are no maglocks in our scope. >BP: To construct a new 16 storey mixed-use building (14 storeys per Zoning Bylaw) consisting of: 1st storey - 2 residential rental units and storage/loading area 2nd storey - 3 residential rental units, and 3 CRU units: 1 Restaurant shell (A-2) and 2 retails (E) 3rd to 15th storeys - 113 residential rental units 16th storey - top roof amenity space | Smart-Tek Communications Inc
EP-2022-00819 | 2022-02-02 | 6850 OAK STREET, Vancouver, BC V6P 3Z6 | Electrical Permit | Commercial | New | Expired | Temporary Power - Commercial - To provide temporary power. | Faraday Electrical Contractors Ltd
EP-2022-01289 | 2022-02-17 | 6842 OAK STREET, Vancouver, BC V6P 3Z6 | Electrical Permit | Commercial | New | Completed | Installation / Repair - Commercial - Access Control, CCTV, Visitor Entry System. Pre wire alarm in suite's Structured wiring in suites. Building 2 - To construct a 3 storey residential building containing 4 dwelling units. Refer to BP-2020-02788 for site work, below grade facilities and common underground parking. | Prism Security Systems Ltd
SP-2021-00537 | 2022-03-21 | 6842 OAK STREET, Vancouver, BC V6P 3Z6 | Sprinkler Permit | Commercial | New | Completed | Commercial - Building 2 - For all sprinkler work to the 2019 VBBL; NFPA 13, 2013 and alternative solutions prepared by GHL Consultants Ltd. for this newly constructed 3 storey residential building containing 4 dwelling units. Refer to SP-2021-00508 for site work, below grade facilities, common underground parking, related permits, permit description, permit terms and accepted documents. VBBL 2019 - Reviewed during 2020/2021 Pandemic. | Galli Enterprises Ltd
EP-2021-06955 | 2022-01-24 | 444 KOOTENAY STREET, Vancouver, BC | Electrical Permit | Commercial | New | Issued | Installation / Repair - Commercial - Multi Unit Rental Tower with Commercial Units on the Main Floor, 3 levels of underground parkade. BP: To construct a 16-storey (14 storey per Zoning Bylaw) mixed-use building consisting of: 1st storey - residential lobby, 2 residential units, underground parking (due to the sloping site); 2nd storey - 2 Retail units (Group E) and one Restaurant (Group A-2) fronting on E Hasting St. 2 residential units; 3rd to15th storeys - 90 residential units; 16th storey - amenity room, children's playground, and open flex space, | Nightingale Electric Ltd
SP-2021-01102 | 2022-08-10 | 444 KOOTENAY STREET, Vancouver, BC | Sprinkler Permit | Commercial | New | Issued | Commercial - Installation of sprinkler system through 3 levels of parkade and 16 storeys of commercial - residential building To construct a 16-storey (14 storey per Zoning Bylaw) mixed-use building consisting of: 1st storey - residential lobby, 2 residential units, underground parking (due to the sloping site); 2nd storey - 2 Retail units (Group E) and one Restaurant (Group A-2) fronting on E Hasting St. 2 residential units; 3rd to15th storeys - 90 residential units; 16th storey - amenity room, children's playground, and open flex space, All over 2 levels of an underground parkade having vehicular access from the lane. Note: This building contains 94 rental units. This permit application was reviewed under the VBBL 2019, and during the COVID19. | Escape Fire Protection Ltd
PP-2022-00757 | 2022-06-27 | 444 KOOTENAY STREET, Vancouver, BC | Plumbing Permit | Commercial | New | Completed | Commercial - <<ABOVEGROUND>> Installation of Fixtures. >To construct a 16-storey (14 storey per Zoning Bylaw) mixed-use building consisting of: 1st storey - residential lobby, 2 residential units, underground parking (due to the sloping site); 2nd storey - 2 Retail units (Group E) and one Restaurant (Group A-2) fronting on E Hasting St. 2 residential units; 3rd to15th storeys - 90 residential units; 16th storey - amenity room, children's playground, and open flex space, All over 2 levels of an underground parkade having vehicular access from the lane. Note: This building contains 94 rental units. This permit application was reviewed under the VBBL 2019, and during the COVID19. 15-June-2021 - Stage 1 (Excavation and Shoring) - issued 20-Aug-2021 - Stage 2 (Full Structure) - issued 10-Feb-2022 - Stage 3 ( Full permit ) - issued. | Trevor Hildebrand
EP-2022-03339 | 2022-04-26 | 444 KOOTENAY STREET, Vancouver, BC | Electrical Permit | Commercial | New | Completed | Installation / Repair - Commercial - LOW VOLTAGE CONTROL WIRING FOR HVAC >BP: To construct a 16-storey (14 storey per Zoning Bylaw) mixed-use building consisting of: 1st storey - residential lobby, 2 residential units, underground parking (due to the sloping site); 2nd storey - 2 Retail units (Group E) and one Restaurant (Group A-2) fronting on E Hasting St. 2 residential units; 3rd to15th storeys - 90 residential units; 16th storey - amenity room, children's playground, and open flex space, All over 2 levels of an underground parkade having vehicular access from the lane. Note: This building contains 94 rental units. This permit application was reviewed under the VBBL 2019, and during the COVID19. 15-June-2021 - Stage 1 (Excavation and Shoring) - issued 20-Aug-2021 - Stage 2 (Full Structure) - issued 10-Feb-2022 - Stage 3 ( Full permit ) - issued. | Modern Systems Management Ltd
EP-2022-01786 | NULL | 444 KOOTENAY STREET, Vancouver, BC | Electrical Permit | Residential | Renovation - Dwelling Unit(s) only | Draft | Temporary Power - Residential - To provide temporary power.Renewal of EP-2021-01588 | Nightingale Electric Ltd
EP-2022-01789 | 2022-03-04 | 444 KOOTENAY STREET, Vancouver, BC | Electrical Permit | Residential | New | Expired | Temporary Power - Residential - To provide temporary power.Renewal of EP-2021-01588 | Nightingale Electric Ltd
EP-2023-06968 | 2023-08-02 | 444 KOOTENAY STREET, Vancouver, BC | Electrical Permit | Residential | New | Completed | Installation / Repair - Residential - Installation of BOTH domestic and sprinkler heat trace systems. Includes wiring, controller, connections, and thermostatshesting devices in parkade. >BP: To construct a 16-storey (14 storey per Zoning Bylaw) mixed-use building consisting of: 1st storey - residential lobby, 2 residential units, underground parking (due to the sloping site); 2nd storey - 2 Retail units (Group E) and one Restaurant (Group A-2) fronting on E Hasting St. 2 residential units; 3rd to15th storeys - 90 residential units; 16th storey - amenity room, children's playground, and open flex space, All over 2 levels of an underground parkade having vehicular access from the lane. Note: This building contains 94 rental units. This permit application was reviewed under the VBBL 2019, and during the COVID19. 15-June-2021 - Stage 1 (Excavation and Shoring) - issued 20-Aug-2021 - Stage 2 (Full Structure) - issued 10-Feb-2022 - Stage 3 ( Full permit ) - issued. | Brian Wuttke
EP-2023-01860 | 2023-03-06 | 444 KOOTENAY STREET, Vancouver, BC | Electrical Permit | Residential | New | Issued | Temporary Power - Residential - To provide temporary power. Renewal of EP-2022-01789 | Nightingale Electric Ltd
EP-2023-02824 | 2023-04-03 | 444 KOOTENAY STREET, Vancouver, BC | Electrical Permit | Commercial | NULL | Issued | Annual / Operating - Maintenance of existing operating electrical equipment. | Nightingale Electric Ltd
EP-2023-02810 | 2023-06-27 | 444 KOOTENAY STREET, Vancouver, BC | Electrical Permit | Commercial | New | Issued | Installation / Repair - Commercial - To provide and install Ecom/DAS indoor Safety System. Radio Antenna System. reference: CF-2023-003679 >BP: To construct a 16-storey (14 storey per Zoning Bylaw) mixed-use building consisting of: 1st storey - residential lobby, 2 residential units, underground parking (due to the sloping site); 2nd storey - 2 Retail units (Group E) and one Restaurant (Group A-2) fronting on E Hasting St. 2 residential units; 3rd to15th storeys - 90 residential units; 16th storey - amenity room, children's playground, and open flex space, | Cana Systems Ltd
EP-2022-09491 | 2022-11-09 | 444 KOOTENAY STREET, Vancouver, BC | Electrical Permit | Commercial | New | Issued | Installation / Repair - Commercial - Tel/Data/Coax Suite Wiring, Access Control and CCTV System , Intercom >BP: To construct a 16-storey (14 storey per Zoning Bylaw) mixed-use building consisting of: 1st storey - residential lobby, 2 residential units, underground parking (due to the sloping site); 2nd storey - 2 Retail units (Group E) and one Restaurant (Group A-2) fronting on E Hasting St. 2 residential units; 3rd to15th storeys - 90 residential units; 16th storey - amenity room, children's playground, and open flex space, All over 2 levels of an underground parkade having vehicular access from the lane. Note: This building contains 94 rental units. This permit application was reviewed under the VBBL 2019, and during the COVID19. 15-June-2021 - Stage 1 (Excavation and Shoring) - issued 20-Aug-2021 - Stage 2 (Full Structure) - issued 10-Feb-2022 - Stage 3 ( Full permit ) - issued. | Smart-Tek Communications Inc
EP-2022-08886 | 2022-10-18 | 444 KOOTENAY STREET, Vancouver, BC | Electrical Permit | Residential | New | Expired | Temporary Power - Residential - To provide temporary power. Generator | Nightingale Electric Ltd
EP-2023-08797 | NULL | 444 KOOTENAY STREET, Vancouver, BC | Electrical Permit | Commercial | New | Application Incomplete | Temporary Power - Commercial - To provide temporary power. | Fettback & Heesterman Energy Ltd
PP-2022-03712 | 2022-10-18 | 3482 NORMANDY DRIVE #3, Vancouver, BC V5M 2E7 | Plumbing Permit | Residential | New | Completed | Residential - New Plumbing for: >BP: To construct a 2 storey laneway house building ($177,500.00) with an open parking pad providing 1 parking space over gravel, having vehicular access from the 20' Lane. | AKAL Plumbing & Heating Ltd
EP-2022-09976 | 2022-11-29 | 3482 NORMANDY DRIVE #3, Vancouver, BC V5M 2E7 | Electrical Permit | Residential | New | Completed | Installation / Repair - Residential - 200 amp service connection, 100 amp service goes to main house and 100 amp service goes to suite, 100 amp service goes to Lwh To construct a 2 storey laneway house building ($177,500.00) with an open parking pad providing 1 parking space over gravel, having vehicular access from the 20' Lane. Note: This is a 1 ½ storey building pursuant to the Zoning & Development By-law. The entire building to be sprinklered to NFPA 13D. 1. Covenant registered at the Land Title Office under CA8529226 2. No Strata Titling permitted 3. A/C Unit proposed in rear yard 4. Schedule B: (Yatendra Kumar Sharma) P.Eng (778.863.7076) Structural & Geotechnical 5. BC Housing: Jasvir Construction Ltd ******THIS PERMIT HAS BEEN ISSUED UNDER THE REQUIREMENTS OF VBBL 2019****** *NEW HOUSE* Note: See DB-2020-03597 for Bldg 1 on site (principal bldg) addressed 3482 Normandy Drive. | AECOM ELECTRIC LTD
SP-2022-01949 | 2022-11-22 | 3482 NORMANDY DRIVE #3, Vancouver, BC V5M 2E7 | Sprinkler Permit | Residential | New | Completed | Residential - LWH - #3 - Install sprinklers in lwh >DB: To construct a 2 storey laneway house building with an open parking pad providing 1 parking space over gravel, having vehicular access from the 20' Lane. Note: This is a 1 ½ storey building pursuant to the Zoning & Development By-law. The entire building to be sprinklered to NFPA 13D. 1. Covenant registered at the Land Title Office under CA8529226 2. No Strata Titling permitted 3. A/C Unit proposed in rear yard | Gold Key Fire Protection Ltd
GP-2022-00634 | 2022-03-01 | 1368 W 43RD AVENUE, Vancouver, BC | Gas Permit | Residential | Renovation | Completed | Residential - Installation of 1 gas fireplace - venting and hook up only | Urban Fireplaces Ltd
EP-2022-02411 | 2022-03-30 | 2855 W 38TH AVENUE #3, Vancouver, BC V6N 2W8 | Electrical Permit | Residential | New | Completed | Installation / Repair - Residential - Electrical wiring for laneway house and installation of 200 amp service with two meters. 1st meter-150 amp for main house 2nd meter-125 amp for laneway house. >>> BP: To construct a 1 storey laneway house building ($225,000) with an attached garage and 1 open parking pad, providing a total of 3 parking spaces, having vehicular access from the lane. Note: This is a 1 storey building pursuant to the Zoning & Development By-law 1. Covenant registered at the Land Title Office under CA8656723 2. No Strata Titling permitted 3. No A/C unit proposed 4. Schedule B: Antony Wang, P.Eng (604-618-6236) Structural & Geotechnical 5. HPO: Residential Builder - Onyx Projects Ltd. Amend: Apr 22, 2022 From submitted load calculation, change 200 amp panel into 125 amp panel for laneway house. Total 200 amp service with two meters. 1st meter-150 amp for main house 2nd meter-125 amp for laneway house | Altech Electric Ltd
PP-2022-01832 | 2022-05-31 | 2855 W 38TH AVENUE #3, Vancouver, BC V6N 2W8 | Plumbing Permit | Residential | New | Completed | Residential - Rough in and install fixtures >BP: To construct a 2 storey + basement one family dwelling building ($940,500) on this site. Note: Parking for the site has been provided under DB-2020-03876 (Laneway House). Note: This Building Permit will remain in a suspended status until the associated (green) Demolition Permit BP-2020-03874 is completed. Note: This is a 2 storey building pursuant to the Zoning & Development By-law 1. A/C unit proposed 2. Bar sink located 3. Schedule B: Antony Wang, P.Eng (604-618-6236) Structural & Geotechnical 4. HPO: Residential Builder - Onyx Projects Ltd. Address assigned per approved plans. Fire and Emergency street access must be provided and maintained at all time. The building addresses are to be posted and to be visible from the street in accordance with the Building By-law prior to final inspection. ******THIS PERMIT HAS BEEN ISSUED UNDER THE REQUIREMENTS OF VBBL #12511 (2019)****** | Parm Plumbing & heating Ltd
EP-2022-06937 | 2022-08-18 | 2855 W 38TH AVENUE #3, Vancouver, BC V6N 2W8 | Electrical Permit | Residential | New | Completed | Installation / Repair - Residential - Lane way house extra low voltage wiring >BP: To construct a 1 storey laneway house building ($225,000) with an attached garage and 1 open parking pad, providing a total of 3 parking spaces, having vehicular access from the lane. Note: This is a 1 storey building pursuant to the Zoning & Development By-law 1. Covenant registered at the Land Title Office under CA8656723 2. No Strata Titling permitted 3. No A/C unit proposed 4. Schedule B: Antony Wang, P.Eng (604-618-6236) Structural & Geotechnical 5. HPO: Residential Builder - Onyx Projects Ltd. Address assigned per approved plans. Fire and Emergency street access (walkway) to the laneway house is from the west side. Street access must be provided and maintained at all times. The building addresses are to be posted and to be visible from the street in accordance with the Building By-law prior to final inspection. ******THIS PERMIT HAS BEEN ISSUED UNDER THE REQUIREMENTS OF VBBL #12511 (2019)****** | JV-Tech Security Inc.
PP-2022-01233 | 2022-04-11 | 2772 W 31ST AVENUE, Vancouver, BC V6L 2A1 | Plumbing Permit | Residential | New | Completed | Residential - INFILL - 1FD - Install one outside sump without pump To construct a two-storey Infill One-Family Dwelling (Building 2) with an attached two-car garages at the rear, having vehicular access from the lane. | Octiscapes Site Services Ltd
SP-2022-01554 | 2022-09-26 | 2772 W 31ST AVENUE, Vancouver, BC V6L 2A1 | Sprinkler Permit | Residential | New | Completed | Residential - Sprinkler system for new SFD To construct a two-storey Infill One-Family Dwelling (Building 2) with an attached two-car garages at the rear, having vehicular access from the lane. | Allright Sprinklers Ltd
PP-2022-02567 | 2022-07-22 | 2772 W 31ST AVENUE, Vancouver, BC V6L 2A1 | Plumbing Permit | Residential | New | Completed | Residential - Supply drainage, venting and water pipe to the following fixtures Finish plumbing fixtures >BP: ********************PART 5 DESIGN********************** To construct a two-storey Infill One-Family Dwelling (Building 2) with an attached two-car garages at the rear, having vehicular access from the lane. - See BP-2021-05432 for the front principal building. ******THIS PERMIT HAS BEEN REVIEWED & ISSUED UNDER THE REQUIREMENTS OF VBBL 2019 ******** | McKellar Plumbing & Heating Ltd
EP-2022-08973 | 2022-10-25 | 2772 W 31ST AVENUE, Vancouver, BC V6L 2A1 | Electrical Permit | Residential | New | Completed | Installation / Repair - Residential - INFILL - 1FD - Wiring for new infill house. 200A overhead service with double meter base. Lighting, appliances, outlets throughout. >BP: To construct a two-storey Infill One-Family Dwelling (Building 2) with an attached two-car garages at the rear, having vehicular access from the lane. | F & S Electrical Ltd
EP-2022-09694 | 2022-11-18 | 2772 W 31ST AVENUE, Vancouver, BC V6L 2A1 | Electrical Permit | Residential | New | Completed | Installation / Repair - Residential - lv wiring for alarm, speakers and cable >********************PART 5 DESIGN********************** To construct a two-storey Infill One-Family Dwelling (Building 2) with an attached two-car garages at the rear, having vehicular access from the lane. - See BP-2021-05432 for the front principal building. ******THIS PERMIT HAS BEEN REVIEWED & ISSUED UNDER THE REQUIREMENTS OF VBBL 2019 ******** Building Review Branch Notes: - Infill is for rental only and entire parking garage and mechanical room at underside of stair serve the infill building only. - Sch. A, D, Arch. B, Struct. B & Geo. B are submitted. - Entire building is to be sprinklered to NFPA 13R requirements due to travel distance exceeds 45m. All conditions and features per VBBL 9.10.20.3.(8)(b)(i.)-(v) are met and provided. - All new windows and doors shall conform to AAMA/WDMA/CSA101/I.S.2/A440, NAFS. | Premier Audio & Home Integration Inc
EP-2022-01180 | 2022-02-15 | 2555 COMMERCIAL DRIVE #208, Vancouver, BC V5N 4C1 | Electrical Permit | Commercial | Addition | Completed | Installation / Repair - Commercial - Running a wire and installing one interior CCTV camera | Price's Alarm Systems Ltd.
PP-2022-01930 | 2022-06-07 | 2718 E 26TH AVENUE, Vancouver, BC V5R 1L2 | Plumbing Permit | Residential | New | Cancelled | Residential - plumbing >BP: To construct a 2 storey one-family dwelling with a secondary suite located in the Basement ($592,115.00) with a detached accessory building (garage) ($10,000), at the rear providing 2 parking spaces, having vehicular access from the lane. 1. Covenant registered at the Land Title Office under CA8917532 2. No Strata Titling permitted 3. A/C proposed – Exterior component located in Rear Yard(East), Interior component located in Second floor 4. Schedule B: (Sharat Chade) P.Eng (604.723.7534) Structural & Geotechnical 5. HPO: Residential Builder- Sharp Project Ltd. Note: This is a 2 storey building pursuant to the Zoning and Development By-Law Address Information: Principle Dwelling: #1-2718 E 26 Ave Secondary Suite: #2-2718 E 26 Ave Addresses have been assigned per the approved plans, access to the rear unit is from the South side. This access must be provided & maintained at all times and the building addresses posted to be visible from the street in accordance with the Building By-law. **THIS PERMIT HAS BEEN ISSUED UNDER THE REQUIREMENTS OF VBBL #12511 (2019) ** ****ALL PROJECT COORINATOR NOTES HAS BEEN ACCEPTED BY THE APPLICANT**** | Chao Plumbing & Heating Ltd
GP-2022-03662 | 2022-11-22 | 2718 E 26TH AVENUE, Vancouver, BC V5R 1L2 | Gas Permit | Residential | New | Completed | Residential - To install range BBQ There is pipping for BBQ >To construct a 2 storey one-family dwelling with a secondary suite located in the Basement ($592,115.00) with a detached accessory building (garage) ($10,000), at the rear providing 2 parking spaces, having vehicular access from the lane. Entire building to be sprinklered to NFPA 13D standard. 1. Covenant registered at the Land Title Office under CA8917532 2. No Strata Titling permitted 3. A/C proposed – Exterior component located in Rear Yard(East), Interior component located in Second floor 4. Schedule B: (Sharat Chade) P.Eng (604.723.7534) Structural & Geotechnical 5. HPO: Residential Builder- Sharp Project Ltd. Note: This is a 2 storey building pursuant to the Zoning and Development By-Law **THIS PERMIT HAS BEEN ISSUED UNDER THE REQUIREMENTS OF VBBL #12511 (2019) ** ****ALL PROJECT COORINATOR NOTES HAS BEEN ACCEPTED BY THE APPLICANT**** Amend: Aug 10, 2023 add 2 water heater both has 200000 btu each | JOT MECHANICAL LTD
EP-2022-10538 | 2022-12-14 | 2718 E 26TH AVENUE, Vancouver, BC V5R 1L2 | Electrical Permit | Residential | New | Completed | Installation / Repair - Residential - TV Data Tel CCTV Alarm >BP: To construct a 2 storey one-family dwelling with a secondary suite located in the Basement ($592,115.00) with a detached accessory building (garage) ($10,000), at the rear providing 2 parking spaces, having vehicular access from the lane. Entire building to be sprinklered to NFPA 13D standard. 1. Covenant registered at the Land Title Office under CA8917532 2. No Strata Titling permitted 3. A/C proposed – Exterior component located in Rear Yard(East), Interior component located in Second floor 4. Schedule B: (Sharat Chade) P.Eng (604.723.7534) Structural & Geotechnical 5. HPO: Residential Builder- Sharp Project Ltd. Note: This is a 2 storey building pursuant to the Zoning and Development By-Law **THIS PERMIT HAS BEEN ISSUED UNDER THE REQUIREMENTS OF VBBL #12511 (2019) ** ****ALL PROJECT COORINATOR NOTES HAS BEEN ACCEPTED BY THE APPLICANT**** | AIGO TECHNOLOGY INC
SP-2022-01285 | 2022-08-16 | 2718 E 26TH AVENUE, Vancouver, BC V5R 1L2 | Sprinkler Permit | Residential | New | Completed | Residential - installation of a new fire sprinkler system >BP: To construct a 2 storey one-family dwelling with a secondary suite located in the Basement ($592,115.00) with a detached accessory building (garage) ($10,000), at the rear providing 2 parking spaces, having vehicular access from the lane. Entire building to be sprinklered to NFPA 13D standard. 1. Covenant registered at the Land Title Office under CA8917532 2. No Strata Titling permitted 3. A/C proposed – Exterior component located in Rear Yard(East), Interior component located in Second floor 4. Schedule B: (Sharat Chade) P.Eng (604.723.7534) Structural & Geotechnical 5. HPO: Residential Builder- Sharp Project Ltd. Note: This is a 2 storey building pursuant to the Zoning and Development By-Law **THIS PERMIT HAS BEEN ISSUED UNDER THE REQUIREMENTS OF VBBL #12511 (2019) ** | CENTRE LINE FIRE SPRINKLERS LTD
PP-2022-02505 | 2022-07-19 | 2718 E 26TH AVENUE, Vancouver, BC V5R 1L2 | Plumbing Permit | Residential | New | Completed | Residential - New | ALI & ALI PLUMBING & HEATING LTD
EP-2022-06973 | 2022-08-23 | 2718 E 26TH AVENUE, Vancouver, BC V5R 1L2 | Electrical Permit | Residential | New | Completed | Installation / Repair - Residential - 1FD+SS - New house wiring and service >DB: To construct a 2 storey one-family dwelling with a secondary suite located in the Basement with a detached accessory building (garage) ,at the rear providing 2 parking spaces, having vehicular access from the lane. Entire building to be sprinklered to NFPA 13D standard. 1. Covenant registered at the Land Title Office under CA8917532 2. No Strata Titling permitted 3. A/C proposed – Exterior component located in Rear Yard(East), Interior component located in Second floor AMEND: JULY 21/2023 Change house permit value now I want $18000 | Sunrays Electrical Ltd
EP-2023-02322 | 2023-03-23 | 888 W BROADWAY, Vancouver, BC V5Z 1J8 | Electrical Permit | Commercial | New | Issued | Temporary Power - Commercial - Temporary Surveillance for the site. | 0777792 BC Ltd
EP-2023-03767 | 2023-05-08 | 215 W 16TH AVENUE, Vancouver, BC V5Y 1Y8 | Electrical Permit | Residential | New | Issued | Installation / Repair - Residential - New wring >BP: *********PART 5 ************************** Building #2, To construct an Infill One-Family Dwelling at the rear of the site, providing an attached two car garage and two surface parking spaces having vehicular access from the lane Revision #1- C. Fong - May 1, 2023 - change of applicant from Alexandre Ravkov to Metric Architecture. Building Review Branch Notes: - Building Permit for DP-2018-00922 - Refer to main permit on this lot BP-2020-03945 for time entries, reviews, fess, etc. - Project value for building #2 is $300k. - Entire building to be sprinklered to NFPA 13R. * Reviewed as per VBBL 2019 and during Pandemic crisis. | Sunrays Electrical Ltd
GP-2023-01304 | 2023-04-21 | 215 W 16TH AVENUE, Vancouver, BC V5Y 1Y8 | Gas Permit | Residential | New | Issued | Residential - INFILL - 1FD - New gas fireplace with vent & hook up >BP: To construct an Infill One-Family Dwelling at the rear of the site, providing an attached two car garage and two surface parking spaces having vehicular access from the lane - Entire building to be sprinklered to NFPA 13R. | Fastgo System 2011 Inc DBA Fireplaces Unlimited
GP-2023-00745 | 2023-03-03 | 215 W 16TH AVENUE, Vancouver, BC V5Y 1Y8 | Gas Permit | Residential | New | Issued | Residential - One complete boiler and piping only for one fireplace, one stove, one dryer and one BBQ >BP: Building #2, To construct an Infill One-Family Dwelling at the rear of the site, providing an attached two car garage and two surface parking spaces having vehicular access from the lane | Ultra Mechanical Ltd
EP-2023-04661 | 2023-05-29 | 215 W 16TH AVENUE, Vancouver, BC V5Y 1Y8 | Electrical Permit | Residential | New | Completed | Installation / Repair - Residential - Rough-in and finishing of tv, data, phone, speaker, and security alarm. >BP: *********PART 5 ************************** Building #2, To construct an Infill One-Family Dwelling at the rear of the site, providing an attached two car garage and two surface parking spaces having vehicular access from the lane | Simplypro Enterprise Ltd
PP-2022-02847 | 2022-08-18 | 215 W 16TH AVENUE, Vancouver, BC V5Y 1Y8 | Plumbing Permit | Residential | New | Issued | Residential - New Plumbing for: >BP: ************************PART 5 ************************** Building #2, To construct an Infill One-Family Dwelling at the rear of the site, providing an attached two car garage and two surface parking spaces having vehicular access from the lane Building Review Branch Notes: - Building Permit for DP-2018-00922 - Refer to main permit on this lot BP-2020-03945 for time entries, reviews, fess, etc. - Project value for building #2 is $300k. - Entire building to be sprinklered to NFPA 13R. * Reviewed as per VBBL 2019 and during Pandemic crisis. | Sukhvinder Singh
SP-2022-01680 | 2022-10-13 | 215 W 16TH AVENUE, Vancouver, BC V5Y 1Y8 | Sprinkler Permit | Residential | New | Issued | Residential - One common backflow preventor for main and infill. Paid under main house permit ************************PART 5 ************************** Building #2, To construct an Infill One-Family Dwelling at the rear of the site, providing an attached two car garage and two surface parking spaces having vehicular access from the lane Building Review Branch Notes: - Building Permit for DP-2018-00922 - Refer to main permit on this lot BP-2020-03945 for time entries, reviews, fess, etc. - Project value for building #2 is $300k. - Entire building to be sprinklered to NFPA 13R. | Haven Fire Protection Ltd
SP-2022-01300 | NULL | 1002 STATION STREET, Vancouver, BC V6A 0J7 | Sprinkler Permit | Commercial | New | Withdrawn | Commercial - Construction Fire Protection Dry Standpipe System >BP: Construction of the new St. Paul's Hospital, containing 4 levels below grade (parking, loading dock, logistics areas, facility management offices, morgue, central food production and end-of-trip facilities) and 11 above grade levels (hospital departments and series such as emergency, renal health, surgery, mental health, maternity, medical imaging and laboratory). Stage I: construction below grade. Revision #1 (revision to stage I): to revise below grade stairs, corresponding vestibules, and architectural "slab layout plans" (issued July 5/22) Stage II: levels 1-5 structure (under review) | Modern Niagara Vancouver Inc
SP-2023-00342 | 2023-08-31 | 1002 STATION STREET, Vancouver, BC V6A 0J7 | Sprinkler Permit | Commercial | New | Issued | Commercial - ***ABOVE GRADE SPRINKLERS - L1 & L2 ONLY*** For all fire suppression system work to the 2019 VBBL, sprinklers to NFPA 13/13, standpipe to NFPA 14/13, fire pump to NFPA 20/13, and alternative solutions by GHL. Site Description: Construction of the new St. Paul's Hospital, containing 4 below grade levels below: Parking, Loading Dock, Logistics Areas, Facility Management Offices, Morgue, Central Food Production and End-of-Trip facilities); and 11 above-grade levels (Hospital Departments and series such as Emergency, Renal Health, Surgery, Mental Health, Maternity, Medical Imaging and Laboratory). This is a CP Project and the CP is Jeff Mitchell of GHL This application does not include: - L3 - Pre-Action sprinkler systems - Chapel - Ceremony Room - Auditoriums Related Permits: - SP-2023-02104 - Below Grade Sprinklers - SP-2023-00594 - Construction Standpipe Notes: - Fire suppression system engineer of record Keith Trulson of Introba E keith.trulson@introba.com T 604.687.1800 x 2067 - One set of approved drawings and permit to be available for viewing at the jobsite - Construction Standpipe to Bulletin 2017-003-BU/FI, VBBL, NFPA 14, and VFBL - Separate documents and application are required for the TI’s - Permit amendment required for all areas excluded from this permit Flexible Sprinkler Drops - Sprinkler system has been designed for the use of the Victaulic AH2 braided flexible sprinkler drops with 1/2" outlets, up to 36" with a max of 5 x 90 degree bends w a 2" bend radius. - For use on floor area sprinklers on wet sprinkler systems with SC pendent sprinklers in Light Hazard Areas with a max area of coverage 225 sq.ft./sprinkler, and Ordinary Hazard Areas with a max area of coverage 130 sq.ft./sprinkler. - Flexible sprinkler drops not permitted for use on alternative solution sprinklers, dry systems or pre-action systems. | SFP Streamline Fire Protection Inc
PP-2021-04116 | 2022-03-16 | 1002 STATION STREET, Vancouver, BC V6A 0J7 | Plumbing Permit | Commercial | New | Issued | Commercial - **UNDERGROUND**Foundation only Phase 1A** Underground plumbing and sanitary piping installation for New St paul's hospital structure >Phase 1a of the new St. Paul's Hospital, containing 4 levels below grade (parking, loading dock, logistics areas, facility management offices, morgue, central food production and end-of-trip facilities) and 11 above grade levels (hospital departments and series such as emergency, renal health, surgery, mental health, maternity, medical imaging and laboratory). | Modern Niagara Vancouver Inc
NULL | NULL | 1002 STATION STREET, Vancouver, BC V6A 0J7 | Plumbing Permit | Commercial | New | Withdrawn | Commercial - / | PCL CONSTRUCTORS WESTCOAST INC
NULL | NULL | 1002 STATION STREET, Vancouver, BC V6A 0J7 | Electrical Permit | Commercial | New | Draft | Installation / Repair - Commercial - f | Jacob Marlo Rush
EP-2023-07672 | NULL | 1002 STATION STREET, Vancouver, BC V6A 0J7 | Electrical Permit | Commercial | New | Draft | Installation / Repair - Commercial - Electrical Installation of DDC Controls. | Mountain Pacific Electrical Ltd
EP-2023-07048 | 2023-08-02 | 1002 STATION STREET, Vancouver, BC V6A 0J7 | Electrical Permit | Commercial | New | Issued | Temporary Power - Commercial - To provide temporary power. | Harbourview Electric Ltd
SP-2023-00594 | 2023-04-18 | 1002 STATION STREET, Vancouver, BC V6A 0J7 | Sprinkler Permit | Commercial | New | Issued | Commercial - ***CONSTRUCTION STANDPIPE ONLY*** For all construction standpipe work to the 2019 VBBL; 2019 VFBL, NFPA 14, 2013. Manual dry standpipe with each riser provided with a Siamese connection at a location accessible from the access route. Site Description: Construction of the new St. Paul's Hospital, containing 4 below grade levels below: Parking, Loading Dock, Logistics Areas, Facility Management Offices, Morgue, Central Food Production and End-of-Trip facilities); and 11 above-grade levels (Hospital Departments and series such as Emergency, Renal Health, Surgery, Mental Health, Maternity, Medical Imaging and Laboratory). THIS IS A CERTIFIED PROFESSIONAL PROJECT and the CP is Andrew Harmsworth of GHL Consultants Ltd This application does not include any of the following: • Above or below grade sprinkler work • Heliport fire suppression system • Alternative solutions. Related Permits: • SP-2022-02104 - Below Grade Sprinklers - P1 to P4 • SP-2023-00342 - Above Grade Sprinklers L1 to L3 Notes: • Fire suppression system engineer of record Keith Trulson of Introba (formally Integral Group). E: ktrulson@integralgroup.com T: 604.687.1800 • One set of approved drawings and permit to be available for viewing at the jobsite. • Separate permit(s) and documents required for above and below grade sprinkler work, final standpipe design and Heliport fire suppression system. • Construction Standpipe to Bulletin 2017-003-BU/FI, VBBL, NFPA 14, and VFBL. • Maintain Fire Department Access at all times • Provide directional signage to direct the Fire Department to the location of the temporary Fire Department Connection • Signage wording and locations to be update as the site changes • Coordinated with the Vancouver Fire and Rescue Services (VFRS) • Separate documents and application are required for all tenant improvements | SFP Streamline Fire Protection Inc
EP-2023-02879 | 2023-04-03 | 1002 STATION STREET, Vancouver, BC V6A 0J7 | Electrical Permit | Commercial | New | Issued | Temporary Power - Commercial - To provide temporary power. | Harbourview Electric Ltd
EP-2022-05350 | NULL | 1002 STATION STREET, Vancouver, BC V6A 0J7 | Electrical Permit | Commercial | New | Draft | Temporary Power - Commercial - To provide temporary power. | NULL
EP-2022-05351 | NULL | 1002 STATION STREET, Vancouver, BC V6A 0J7 | Electrical Permit | Commercial | New | Draft | Temporary Power - Commercial - To provide temporary power. | NULL
EP-2022-05352 | NULL | 1002 STATION STREET, Vancouver, BC V6A 0J7 | Electrical Permit | Commercial | NULL | Draft | Annual / Operating - Construction Service. | NULL
NULL | NULL | 1002 STATION STREET, Vancouver, BC V6A 0J7 | Electrical Permit | Commercial | New | Draft | Installation / Repair - Commercial - Low Voltage Cabling | Axis Technical Services Corp
SP-2024-00044 | NULL | 1002 STATION STREET, Vancouver, BC V6A 0J7 | Sprinkler Permit | Commercial | New | In Review | Commercial - ***L4 to Roof AREAS ONLY*** For all fire suppression system work to the 2019 VBBL; sprinklers to NFPA 13, 2013, standpipe to NFPA 14, 2013, fire pump to NFPA 20, 2013, and alternative solutions by GHL. Site Description: Construction of the new St. Paul's Hospital, containing 4 below grade levels below: Parking, Loading Dock, Logistics Areas, Facility Management Offices, Morgue, Central Food Production and End-of-Trip facilities); and 11 above-grade levels (Hospital Departments and series such as Emergency, Renal Health, Surgery, Mental Health, Maternity, Medical Imaging and Laboratory). THIS IS A CP Project and the CP is Andrew Harmsworth of GHL This application does not include any of the following: • Sprinkler work below Level 4 • Heliport fire suppression system Related Permits: • SP-2023-02104 - Below Grade Sprinklers • SP-2023-00342 - Above Grade Sprinklers (L1 to L3 only) • SP-2023-00594 - Construction Standpipe >BP: Construction of the new St. Paul's Hospital, containing 4 below grade levels below: Parking, Loading Dock, Logistics Areas, Facility Management Offices, Morgue, Central Food Production and End-of-Trip facilities); and 11 above-grade levels: (Hospital Departments and series such as Emergency, Renal Health, Surgery, Mental Health, Maternity, Medical Imaging and Laboratory). | SFP Streamline Fire Protection Inc
NULL | NULL | 1002 STATION STREET, Vancouver, BC V6A 0J7 | Sprinkler Permit | NULL | NULL | Draft | Commercial - ***Level 4 to Roof*** For all fire suppression system work to the 2019 VBBL; sprinklers to NFPA 13, 2013, standpipe to NFPA 14, 2013, fire pump to NFPA 20, 2013, and alternative solutions by GHL. Site Description: Construction of the new St. Paul's Hospital, containing 4 below grade levels below: Parking, Loading Dock, Logistics Areas, Facility Management Offices, Morgue, Central Food Production and End-of-Trip facilities); and 11 above-grade levels (Hospital Departments and series such as Emergency, Renal Health, Surgery, Mental Health, Maternity, Medical Imaging and Laboratory). THIS IS A CP Project and the CP is Andrew Harmsworth of GHL This application does not include any of the following: • Sprinkler work and below L4 • Heliport fire suppression system Related Permits: • SP-2023-02104 - Below Grade Sprinklers • SP-2023-00342 - Above Grade Sprinklers (L1 to L3 only) • SP-2023-00594 - Construction Standpipe | SFP Streamline Fire Protection Inc
NULL | NULL | 1002 STATION STREET, Vancouver, BC V6A 0J7 | Electrical Permit | Commercial | New | Draft | Installation / Repair - Commercial - Installation of Street Light and Communication Conduits | NULL
EP-2022-04980 | 2022-06-13 | 1002 STATION STREET, Vancouver, BC V6A 0J7 | Electrical Permit | Commercial | Addition | Expired | Temporary Power - Commercial - To provide temporary power. | Harbourview Electric Ltd
EP-2022-01848 | 2022-03-07 | 1002 STATION STREET, Vancouver, BC V6A 0J7 | Electrical Permit | Commercial | New | Expired | Temporary Power - Commercial - To provide temporary power. | Harbourview Electric Ltd
GP-2022-03798 | NULL | 2227 W 16TH AVENUE, Vancouver, BC V6K 3B4 | Gas Permit | Residential | New | Withdrawn | Residential - gas >BP: Building 1, To alter and convert this existing One-Family Dwelling to a 3-storey Multiple Conversion Dwelling (Building 1) containing three dwelling units (and to construct an infill One-Family Dwelling (Building 2) for a total of four dwelling units at the rear of the site, providing three parking spaces having vehicular access from the lane - under a separate permit) | M & P Plumbing & Heating Ltd
GP-2022-03799 | NULL | 2229 W 16TH AVENUE, Vancouver, BC V6K 3B4 | Gas Permit | Residential | New | Withdrawn | Residential - gas and boiler venting >BP: Building 1, To alter and convert this existing One-Family Dwelling to a 3-storey Multiple Conversion Dwelling (Building 1) containing three dwelling units (and to construct an infill One-Family Dwelling (Building 2) for a total of four dwelling units at the rear of the site, providing three parking spaces having vehicular access from the lane - under a separate permit) | M & P Plumbing & Heating Ltd
MP-2022-00321 | 2022-10-01 | 2229 W 16TH AVENUE, Vancouver, BC V6K 3B4 | Mechanical Permit | NULL | NULL | Issued | NULL | M & P Plumbing & Heating Ltd
EP-2022-08072 | 2022-09-28 | 2231 W 16TH AVENUE, Vancouver, BC V6K 3B4 | Electrical Permit | Residential | New | Issued | Installation / Repair - Residential - Infill house wiring. Main Service: 400 Amps Each unit: 125 Amps. To construct an infill 2 storey One-Family Dwelling at the rear of the site, providing three parking spaces having vehicular access from the lane | SAAB ELECTRIC LTD
GP-2022-03800 | 2022-11-30 | 2231 W 16TH AVENUE, Vancouver, BC V6K 3B4 | Gas Permit | Residential | New | Issued | Residential - gas and boiler venting >BP: Building 2, To construct an infill 2 storey One-Family Dwelling at the rear of the site, providing three parking spaces having vehicular access from the lane March 2/23-AMEND -add one bbq Btu for bbq is 33000 | M & P Plumbing & Heating Ltd
MP-2022-00632 | 2022-11-30 | 2231 W 16TH AVENUE, Vancouver, BC V6K 3B4 | Mechanical Permit | NULL | NULL | Issued | NULL | M & P Plumbing & Heating Ltd
PP-2022-04194 | 2022-11-23 | 2231 W 16TH AVENUE, Vancouver, BC V6K 3B4 | Plumbing Permit | Residential | New | Issued | Residential - plumbing >BP: ************PART5*********as per not from BRB on MCD permit Building 2, To construct an infill 2 storey One-Family Dwelling at the rear of the site, providing three parking spaces having vehicular access from the lane Building review Branch Notes: - Building Permit for DP-2019-00887 - Refer to BP-2020-04058 for all reviews, time entries, fees, etc. - Project value for building #2 is $280,000 - Entire building to be sprinklered to NFPA 13R * Reviewed as per VBBL 2019 and during 2020 Pandemic Crisis * | M & P Plumbing & Heating Ltd
EP-2023-01074 | 2023-02-08 | 2231 W 16TH AVENUE, Vancouver, BC V6K 3B4 | Electrical Permit | Residential | New | Issued | Installation / Repair - Residential - security,intercom,tel,tv,data,roughin & completion camera wiring only >BP: ************PART5*********as per not from BRB on MCD permit Building 2, To construct an infill 2 storey One-Family Dwelling at the rear of the site, providing three parking spaces having vehicular access from the lane Building review Branch Notes: - Building Permit for DP-2019-00887 - Refer to BP-2020-04058 for all reviews, time entries, fees, etc. - Project value for building #2 is $280,000 - Entire building to be sprinklered to NFPA 13R * Reviewed as per VBBL 2019 and during 2020 Pandemic Crisis * | Repel Security Systems Ltd
SP-2020-01953 | 2022-01-17 | 2231 W 16TH AVENUE, Vancouver, BC V6K 3B4 | Sprinkler Permit | Residential | New | Issued | Residential - -Building 2, To install sprinklers to NFPA 13R in this infill 2 storey One-Family Dwelling at the rear of the site, providing three parking spaces having vehicular access from the lane * Reviewed as per VBBL 2019 and during 2020 Pandemic Crisis | Haven Fire Protection Ltd
SP-2021-00273 | 2022-03-07 | 7305 HUDSON STREET, Vancouver, BC V6P 4L1 | Sprinkler Permit | Commercial | New | Completed | Commercial - Infill House (Building 2) - For all sprinkler work to the 2019 VBBL; NFPA 13R, 2013 for the newly constructed infill three-family dwelling (Building 2) at the rear of this site on Lot B. Site Description - The existing lot will be subdivided into 2 lots A & B; the existing heritage A Residential Facility-Community Care-Class A is relocated and converted to a multiple conversion dwelling (Building 1) containing three dwelling units and, to develop an infill three-family dwelling (Building 2) for a total of six dwelling, providing six parking spaces having vehicular access from the lane on the new Lot B (facing Hudson and W 57th streets). Lot A will be vacant. THIS IS A CERTIFIED PROFESSIONAL PROJECT and the CP is, Steven Hart, Architect, CP. This application does not include any of the following: • Warehouse storage arrangements, or mobile compact storage arrangements. • Flexible sprinkler pipe. • Alternative solutions. Related Permits 1. 7305 HUDSON ST SP-2021-00273 / BP-2021-00128 (Building 2) 2. 1312 W 57TH AVE SP-2021-00233 / BP-2020-01200 (Building 1) Notes: 1. Sprinkler Engineer of Record, Steven Lee, P.Eng. of Northwest Sprinkler Company. 2. Exit exposure protection 3.2.3.13.(5) of the 2019 VBBL. 3. One set of approved drawings and permit to be available for viewing at the jobsite. 4. See related permit SP-2021-00233 for correspondence, permit terms, and conditions, and accepted documents. | Titan Fire Protection Ltd
EP-2022-07240 | 2023-01-30 | 668 W 41ST AVENUE, Vancouver, BC | Electrical Permit | Commercial | New | Issued | Installation / Repair - Commercial - Building 4 - Electrical Installation for Building 4 Residential Tower. Area being worked on in is from Level 7 to the roof. BP: Building Permit for BP-2019-01696 To construct mixed-use building comprised of one 32-storey tower (Building 3) and one 42-storey tower (Building 4) containing a total of 474 dwelling units; atop one podium containing Retail/Office Uses all over three levels of underground parking. (Phase I North) Shell permit. Full construction for Building 4. Building is TIPs eligible as at the time of construction (Group D and E occupancies) | Red Seal Electric Ltd
EP-2023-00631 | 2023-01-26 | 526 W 28TH AVENUE, Vancouver, BC V5Z 2H1 | Electrical Permit | Commercial | New | Issued | Installation / Repair - Commercial - - Thermostats for AHU’s. Interlock w/ B-1 and CU-1. (Townhouses) - Controls for ERV’s (Townhouses) - Thermostats for FC’s. Interlock w/ CU’s and BBH’s (Flats) - Controls for ERV’s (Flats) >BP: Building 2 - To Construct one - 3 storey multiple dwelling townhouse containing 5 dwelling units. Refer to 2019-01517 for site work, below grade facilities and common underground parking. VBBL 2014 - Reviewed during the 2020 pandemic crisis. | Modern Systems Management Ltd
EP-2023-03707 | 2023-04-28 | 526 W 28TH AVENUE, Vancouver, BC V5Z 2H1 | Electrical Permit | Commercial | New | Issued | Installation / Repair - Commercial - Prewire and finishing of low voltage communications systems in all residential units (21-25) in Building 2 of the Lilibet project. >BP: Building 2 - To Construct one - 3 storey multiple dwelling townhouse containing 5 dwelling units. Refer to 2019-01517 for site work, below grade facilities and common underground parking. VBBL 2014 - Reviewed during the 2020 pandemic crisis. | SOS COMMUNICATIONS INC
PP-2021-03492 | 2022-02-17 | 526 W 28TH AVENUE, Vancouver, BC V5Z 2H1 | Plumbing Permit | Commercial | New | Issued | Commercial - New plumbing installation >Building 2 - To Construct one - 3 storey multiple dwelling townhouse containing 5 dwelling units. Refer to 2019-01517 for site work, below grade facilities and common underground parking. VBBL 2014 - Reviewed during the 2020 pandemic crisis. | 49 North Mechanical Ltd
SP-2021-01364 | 2023-02-03 | 526 W 28TH AVENUE, Vancouver, BC V5Z 2H1 | Sprinkler Permit | Commercial | New | Issued | Commercial - Building 2 - For all sprinkler work to the 2014 VBBL; NFPA 13, 2013 standpipe work to NFPA 14, 2010; fire pump work to NFPA 20, 2010 for this newly constructed 3 storey multiple dwelling townhouse containing 5 dwelling units. Refer to SP-2021-01377 for site work, below grade facilities, common underground parking, related permits, permit description and permit terms. See SP-2021-01363 for accepted documents for: - BLDG 1 BP-2021-00194 / SP-2021-01363, - BLDG 2 BP-2021-00195 / SP-2021-01364, - BLDG 3 BP-2021-00196 / SP-2021-01365, - BLDG 4 BP-2021-00197 / SP-2021-01366, - BLDG 5 BP-2021-00198 / SP-2021-01367, - BLDG 6 BP-2021-00199 / SP-2021-01369, and - BLDG 7 BP-2021-00200 / SP-2021-01370. | 49 North Mechanical Ltd
EP-2022-05573 | 2022-06-30 | 526 W 28TH AVENUE, Vancouver, BC V5Z 2H1 | Electrical Permit | Commercial | New | Issued | Installation / Repair - Commercial - Electrical work for Townhouses Building 2 >BP: Building 2 - To Construct one - 3 storey multiple dwelling townhouse containing 5 dwelling units. Refer to 2019-01517 for site work, below grade facilities and common underground parking. VBBL 2014 - Reviewed during the 2020 pandemic crisis. | Red Seal Electric Ltd
EP-2022-05576 | 2022-06-30 | 520 W 28TH AVENUE, Vancouver, BC V5Z 2H1 | Electrical Permit | Commercial | New | Issued | Installation / Repair - Commercial - Electrical work for Townhouses Building 1 >BP: Building 1 - To Construct one - 3 storey multiple dwelling townhouse containing 8 dwelling units. Refer to 2019-01517 for site work, below grade facilities and common underground parking. VBBL 2014 - Reviewed during the 2020 pandemic crisis. | Red Seal Electric Ltd
EP-2022-02434 | 2022-03-28 | 520 W 28TH AVENUE, Vancouver, BC V5Z 2H1 | Electrical Permit | Commercial | New | Completed | Interim - Commercial - All work in concrete - parkades/slabs - Interim permit for EP-2022-00783 >BP: To construct eight (8) multiple 3 storey dwelling townhouses; a total of fifty-nine (59) market dwelling units, over 1 level of underground parking having vehicular access connecting through adjacent site's underground parking and ramp from rear lane, including: (22) 1-bedroom units (L1 of stacked townhouses facing streets) (22) 2-bedroom units (L2+3 of stacked townhouses facings streets) (15) 3-bedroom units (rowhouses facing lane) Building 1 is under BP-2021-00194. Building 2 is under BP-2021-00195. Building 3 is under BP-2021-00196. Building 4 is under BP-2021-00197. Building 5 is under BP-2021-00198. Building 6 is under BP-2021-00199. Building 7 is under BP-2021-00200. Building 8 is under BP-2021-00201. VBBL 2014 - Reviewed during the 2020/21 pandemic crisis. STAGE 1 for Excavation & Shoring issued on Feb. 25, 2021. STAGE 1 - Rev. 1 - Excavation & Shoring to accommodate larger detention tank required for final rain water management plan issued on Apr. 21, 2021. STAGE 2 for Full Construction issued on Oct. 13th 2021. STAGE 2 - Rev. 2 (Jan. 25, 2022)- Revised the Terms for this permit. | Red Seal Electric Ltd
EP-2022-00783 | 2022-06-30 | 520 W 28TH AVENUE, Vancouver, BC V5Z 2H1 | Electrical Permit | Commercial | New | Issued | Installation / Repair - Commercial - All site work and underground parkade. 1000KVA Outdoor unit substation, indoors 3000A Distribution installations; with parkade fixtures and accessories. BP> To construct eight (8) multiple 3 storey dwelling townhouses; a total of fifty-nine (59) market dwelling units, over 1 level of underground parking having vehicular access connecting through adjacent site's underground parking and ramp from rear lane, including: (22) 1-bedroom units (L1 of stacked townhouses facing streets) (22) 2-bedroom units (L2+3 of stacked townhouses facings streets) (15) 3-bedroom units (rowhouses facing lane) Building 1 is under BP-2021-00194. Building 2 is under BP-2021-00195. Building 3 is under BP-2021-00196. Building 4 is under BP-2021-00197. Building 5 is under BP-2021-00198. Building 6 is under BP-2021-00199. Building 7 is under BP-2021-00200. Building 8 is under BP-2021-00201. VBBL 2014 - Reviewed during the 2020/21 pandemic crisis. STAGE 1 for Excavation & Shoring issued on Feb. 25, 2021. STAGE 1 - Rev. 1 - Excavation & Shoring to accommodate larger detention tank required for final rain water management plan issued on Apr. 21, 2021. STAGE 2 for Full Construction issued on Oct. 13th 2021. STAGE 2 - Rev. 2 (Jan. 25, 2022)- Revised the Terms for this permit. | Red Seal Electric Ltd
SP-2021-01363 | 2023-02-03 | 520 W 28TH AVENUE, Vancouver, BC V5Z 2H1 | Sprinkler Permit | Commercial | New | Issued | Commercial - Building 1 - For all sprinkler work to the 2014 VBBL; NFPA 13, 2013 standpipe work to NFPA 14, 2010; fire pump work to NFPA 20, 2010 for this newly constructed 3 storey multiple dwelling townhouse containing 8 dwelling units. Refer to SP-2021-01377 for site work, below grade facilities, common underground parking, related permits, permit description and permit terms. See SP-2021-01363 for accepted documents for: - BLDG 1 BP-2021-00194 / SP-2021-01363, - BLDG 2 BP-2021-00195 / SP-2021-01364, - BLDG 3 BP-2021-00196 / SP-2021-01365, - BLDG 4 BP-2021-00197 / SP-2021-01366, - BLDG 5 BP-2021-00198 / SP-2021-01367, - BLDG 6 BP-2021-00199 / SP-2021-01369, and - BLDG 7 BP-2021-00200 / SP-2021-01370. | 49 North Mechanical Ltd
SP-2021-01377 | 2022-10-13 | 520 W 28TH AVENUE, Vancouver, BC V5Z 2H1 | Sprinkler Permit | Commercial | New | Issued | Commercial - *** Below Grade Sprinklers (Parking Area Sprinklers Only. Excludes the residential sprinkler systems on the parking level) and Court yard Hose Valves Only.*** For all sprinkler work to the 2014 VBBL; NFPA 13, 2013; standpipe work to NFPA 14, 2010; fire pump work to NFPA 20, 2010 for below grade work including the underground parking and ramp from rear lane for this newly constructed parkade. Site Description - To construct eight (8) multiple 3 storey dwelling townhouses; a total of fifty-nine (59) market dwelling units, over 1 level of underground parking having vehicular access connecting through adjacent site's underground parking and ramp from rear lane, including: - (22) 1-bedroom units (L1 of stacked townhouses facing St.). - (22) 2-bedroom units (L2+3 of stacked townhouses facings St.). - (15) 3-bedroom units (rowhouses facing lane). THIS IS A CERTIFIED PROFESSIONAL PROJECT and the CP is Michael Van Blokland, P.Eng., CP of LMDG This application does not include any of the following: - Flexible sprinkler pipe. - alternative solutions Related Permits: BLDG 1 BP-2021-00194 / SP-2021-01363 - In Review BLDG 2 BP-2021-00195 / SP-2021-01364 - In Review BLDG 3 BP-2021-00196 / SP-2021-01365 - In Review BLDG 4 BP-2021-00197 / SP-2021-01366 - In Review BLDG 5 BP-2021-00198 / SP-2021-01367 - In Review BLDG 6 BP-2021-00199 / SP-2021-01369 - In Review BLDG 7 BP-2021-00200 / SP-2021-01370 - In Review BLDG 8 BP-2021-00201 / SP-2021-01371 - In Review Notes: 1. Engineer of Record Mr. Steven Lee, P.Eng., of Northwest Sprinkler Company (NWSC). E: steven.nwsprinklers@gmail.com. T: (604) 552-7223 2. One set of approved drawings and permit to be available for viewing at the jobsite. 3. Construction Standpipe to Bulletin 2017-003-BU/FI, VBBL, NFPA 14, and VFBL. | 49 North Mechanical Ltd
PP-2022-02815 | 2022-08-31 | 520 W 28TH AVENUE, Vancouver, BC V5Z 2H1 | Plumbing Permit | Commercial | New | Issued | Commercial - New install plumbing >BP: Building 1 - To Construct one - 3 storey multiple dwelling townhouse containing 8 dwelling units. Refer to 2019-01517 for site work, below grade facilities and common underground parking. VBBL 2014 - Reviewed during the 2020 pandemic crisis. | 49 North Mechanical Ltd
EP-2023-03706 | 2023-04-28 | 520 W 28TH AVENUE, Vancouver, BC V5Z 2H1 | Electrical Permit | Commercial | New | Issued | Installation / Repair - Commercial - Prewire and finishing of low voltage communications systems in all residential units (11-18) in Building 1 of the Lilibet project. >BP: Building 1 - To Construct one - 3 storey multiple dwelling townhouse containing 8 dwelling units. Refer to 2019-01517 for site work, below grade facilities and common underground parking. VBBL 2014 - Reviewed during the 2020 pandemic crisis. | SOS COMMUNICATIONS INC
EP-2023-00632 | 2023-01-26 | 520 W 28TH AVENUE, Vancouver, BC V5Z 2H1 | Electrical Permit | Commercial | New | Cancelled | Installation / Repair - Commercial - - Thermostats for AHU’s. Interlock w/ B-1 and CU-1. (Townhouses) - Controls for ERV’s (Townhouses) - Thermostats for FC’s. Interlock w/ CU’s and BBH’s (Flats) - Controls for ERV’s (Flats) >BP: Building 1 - To Construct one - 3 storey multiple dwelling townhouse containing 8 dwelling units. Refer to 2019-01517 for site work, below grade facilities and common underground parking. VBBL 2014 - Reviewed during the 2020 pandemic crisis. | Modern Systems Management Ltd
EP-2023-00633 | 2023-01-26 | 520 W 28TH AVENUE, Vancouver, BC V5Z 2H1 | Electrical Permit | Commercial | New | Issued | Installation / Repair - Commercial - - Main Remote Water Meter Read Out - CO/NO2 Gas Detectors - Controls for DH-1/SF-1 >BP: To construct eight (8) multiple 3-storey dwelling townhouses; a total of fifty-eight (58) market dwelling units, over 1 level of underground parking having vehicular access connecting through adjacent site's underground parking and ramp from rear lane, including: (22) 1-bedroom units (L1 of stacked townhouses facing streets) (21) 2-bedroom units (L2+3 of stacked townhouses facings streets) (15) 3-bedroom units (rowhouses facing lane) Building 1 is under BP-2021-00194. Building 2 is under BP-2021-00195. Building 3 is under BP-2021-00196. Building 4 is under BP-2021-00197. Building 5 is under BP-2021-00198. Building 6 is under BP-2021-00199. Building 7 is under BP-2021-00200. Building 8 is under BP-2021-00201. VBBL 2014 - Reviewed during the 2020/21 pandemic crisis. STAGE 1 for Excavation & Shoring issued on Feb. 25, 2021. STAGE 1 - Rev. 1 - Excavation & Shoring to accommodate larger detention tank required for final rain water management plan issued on Apr. 21, 2021. STAGE 2 for Full Construction issued on Oct. 13th, 2021. STAGE 2 - Rev. 2 (Jan. 25, 2022)- Revised the Terms for this permit. STAGE 2 - Rev 3 (Dec. 6, 2022) - To combine two units into one unit for Building 8 and to decrease the total number of units from 59 to 58. | Modern Systems Management Ltd
NULL | NULL | 520 W 28TH AVENUE, Vancouver, BC V5Z 2H1 | Electrical Permit | Residential | New | Withdrawn | Installation / Repair - Residential - wawa | Modern Systems Management Ltd
EP-2023-00501 | 2023-01-25 | 520 W 28TH AVENUE, Vancouver, BC V5Z 2H1 | Electrical Permit | Commercial | New | Issued | Installation / Repair - Commercial - 9 CO/NO2 Gas Detectors 1 Controls for DH-1/SF-1 37 Thermostats for AHU’s. Interlock w/ B-1 and CU-1. (Townhouses) 37 Controls for ERV’s (Townhouses) 44 Thermostats for FC’s. Interlock w/ (22) CU’s and (44) BBH’s? (Flats) 22 Controls for ERV’s (Flats) 1 Main Remote Water Meter Read Out >BP: Building 1 - To Construct one - 3 storey multiple dwelling townhouse containing 8 dwelling units. Refer to 2019-01517 for site work, below grade facilities and common underground parking. VBBL 2014 - Reviewed during the 2020 pandemic crisis. | Modern Systems Management Ltd
EP-2023-10677 | 2023-12-07 | 520 W 28TH AVENUE, Vancouver, BC V5Z 2H1 | Electrical Permit | Commercial | New | Issued | Installation / Repair - Commercial - Heat trace install in parkade. 1800ft of heat trace on domestic pipes and 1200ft on sprinkler pipes >BP: To construct eight (8) multiple 3-storey dwelling townhouses; a total of fifty-eight (58) market dwelling units, over 1 level of underground parking having vehicular access connecting through adjacent site's underground parking and ramp from rear lane, including: (22) 1-bedroom units (L1 of stacked townhouses facing streets) (21) 2-bedroom units (L2+3 of stacked townhouses facings streets) (15) 3-bedroom units (rowhouses facing lane) Building 1 is under BP-2021-00194. Building 2 is under BP-2021-00195. Building 3 is under BP-2021-00196. Building 4 is under BP-2021-00197. Building 5 is under BP-2021-00198. Building 6 is under BP-2021-00199. Building 7 is under BP-2021-00200. Building 8 is under BP-2021-00201. VBBL 2014 - Reviewed during the 2020/21 pandemic crisis. STAGE 1 for Excavation & Shoring issued on Feb. 25, 2021. STAGE 1 - Rev. 1 - Excavation & Shoring to accommodate larger detention tank required for final rain water management plan issued on Apr. 21, 2021. STAGE 2 for Full Construction issued on Oct. 13th, 2021. STAGE 2 - Rev. 2 (Jan. 25, 2022)- Revised the Terms for this permit. STAGE 2 - Rev 3 (Dec. 6, 2022) - To combine two units into one unit for Building 8 and to decrease the total number of units from 59 to 58. | Brian Wuttke
EP-2024-00312 | 2024-01-17 | 520 W 28TH AVENUE, Vancouver, BC V5Z 2H1 | Electrical Permit | Commercial | New | Issued | Installation / Repair - Commercial - enterphone/access control/CCTV | NexGen Technologies Inc
EP-2023-09659 | 2023-10-25 | 520 W 28TH AVENUE, Vancouver, BC V5Z 2H1 | Electrical Permit | Commercial | New | Issued | Temporary Power - Commercial - To provide temporary power. | Megatech Trades Corp
EP-2023-00629 | 2023-01-26 | 540 W 28TH AVENUE, Vancouver, BC V5Z 2H1 | Electrical Permit | Commercial | New | Issued | Installation / Repair - Commercial - - Thermostats for AHU’s. Interlock w/ B-1 and CU-1. (Townhouses) - Controls for ERV’s (Townhouses) - Thermostats for FC’s. Interlock w/ CU’s and BBH’s (Flats) - Controls for ERV’s (Flats) >BP: Building 4 - To Construct one - 3 storey multiple dwelling townhouse containing 8 dwelling units. Refer to 2019-01517 for site work, below grade facilities and common underground parking. VBBL 2014 - Reviewed during the 2020 pandemic crisis. | Modern Systems Management Ltd
EP-2023-02607 | 2023-03-27 | 540 W 28TH AVENUE, Vancouver, BC V5Z 2H1 | Electrical Permit | Commercial | New | Issued | Installation / Repair - Commercial - Prewire and finishing of low voltage communications systems in all 8 residential units (41-48) in Building 4 of the Lilibet project. >BP: Building 4 - To Construct one - 3 storey multiple dwelling townhouse containing 8 dwelling units. Refer to 2019-01517 for site work, below grade facilities and common underground parking. VBBL 2014 - Reviewed during the 2020 pandemic crisis. | SOS COMMUNICATIONS INC
PP-2022-02800 | 2022-08-31 | 540 W 28TH AVENUE, Vancouver, BC V5Z 2H1 | Plumbing Permit | Commercial | New | Issued | Commercial - New plumbing install >Building 4 - To Construct one - 3 storey multiple dwelling townhouse containing 8 dwelling units. Refer to 2019-01517 for site work, below grade facilities and common underground parking. VBBL 2014 - Reviewed during the 2020 pandemic crisis. | 49 North Mechanical Ltd
SP-2021-01366 | 2023-02-03 | 540 W 28TH AVENUE, Vancouver, BC V5Z 2H1 | Sprinkler Permit | Commercial | New | Issued | Commercial - Building 4 - For all sprinkler work to the 2014 VBBL; NFPA 13, 2013 standpipe work to NFPA 14, 2010; fire pump work to NFPA 20, 2010 for this newly constructed 3 storey multiple dwelling townhouse containing 8 dwelling units. Refer to SP-2021-01377 for site work, below grade facilities, common underground parking, related permits, permit description and permit terms. See SP-2021-01363 for accepted documents for: - BLDG 1 BP-2021-00194 / SP-2021-01363, - BLDG 2 BP-2021-00195 / SP-2021-01364, - BLDG 3 BP-2021-00196 / SP-2021-01365, - BLDG 4 BP-2021-00197 / SP-2021-01366, - BLDG 5 BP-2021-00198 / SP-2021-01367, - BLDG 6 BP-2021-00199 / SP-2021-01369, and - BLDG 7 BP-2021-00200 / SP-2021-01370. | 49 North Mechanical Ltd
EP-2022-05575 | 2022-06-30 | 540 W 28TH AVENUE, Vancouver, BC V5Z 2H1 | Electrical Permit | Commercial | New | Issued | Installation / Repair - Commercial - Electrical work for Townhouses Building 4 >BP: Building 4 - To Construct one - 3 storey multiple dwelling townhouse containing 8 dwelling units. Refer to 2019-01517 for site work, below grade facilities and common underground parking. VBBL 2014 - Reviewed during the 2020 pandemic crisis. | Red Seal Electric Ltd
EP-2022-05580 | 2022-06-30 | 550 W 28TH AVENUE, Vancouver, BC V5Z 2H1 | Electrical Permit | Commercial | New | Issued | Installation / Repair - Commercial - Electrical work for Townhouses Building 5 >BP: Building 5 - To Construct one - 3 storey multiple dwelling townhouse containing 5 dwelling units. Refer to 2019-01517 for site work, below grade facilities and common underground parking. VBBL 2014 - Reviewed during the 2020 pandemic crisis. | Red Seal Electric Ltd
SP-2021-01367 | 2023-02-03 | 550 W 28TH AVENUE, Vancouver, BC V5Z 2H1 | Sprinkler Permit | Commercial | New | Issued | Commercial - Building 5 - For all sprinkler work to the 2014 VBBL; NFPA 13, 2013 standpipe work to NFPA 14, 2010; fire pump work to NFPA 20, 2010 for this newly constructed 3 storey multiple dwelling townhouse containing 5 dwelling units. Refer to SP-2021-01377 for site work, below grade facilities, common underground parking, related permits, permit description and permit terms. See SP-2021-01363 for accepted documents for: - BLDG 1 BP-2021-00194 / SP-2021-01363, - BLDG 2 BP-2021-00195 / SP-2021-01364, - BLDG 3 BP-2021-00196 / SP-2021-01365, - BLDG 4 BP-2021-00197 / SP-2021-01366, - BLDG 5 BP-2021-00198 / SP-2021-01367, - BLDG 6 BP-2021-00199 / SP-2021-01369, and - BLDG 7 BP-2021-00200 / SP-2021-01370. | 49 North Mechanical Ltd
PP-2021-03493 | 2022-02-17 | 550 W 28TH AVENUE, Vancouver, BC V5Z 2H1 | Plumbing Permit | Commercial | New | Issued | Commercial - New plumbing install >Building 5 - To Construct one - 3 storey multiple dwelling townhouse containing 5 dwelling units. Refer to 2019-01517 for site work, below grade facilities and common underground parking. VBBL 2014 - Reviewed during the 2020 pandemic crisis. | 49 North Mechanical Ltd
EP-2023-03333 | 2023-04-19 | 550 W 28TH AVENUE, Vancouver, BC V5Z 2H1 | Electrical Permit | Commercial | New | Issued | Installation / Repair - Commercial - Prewire and finishing of low voltage communications systems in all 5 residential units (51-55) in Building 5 of the Lilibet project >BP: Building 5 - To Construct one - 3 storey multiple dwelling townhouse containing 5 dwelling units. Refer to 2019-01517 for site work, below grade facilities and common underground parking. VBBL 2014 - Reviewed during the 2020 pandemic crisis. | SOS COMMUNICATIONS INC
EP-2023-00628 | 2023-01-26 | 550 W 28TH AVENUE, Vancouver, BC V5Z 2H1 | Electrical Permit | Commercial | New | Issued | Installation / Repair - Commercial - - Thermostats for AHU’s. Interlock w/ B-1 and CU-1. (Townhouses) - Controls for ERV’s (Townhouses) - Thermostats for FC’s. Interlock w/ CU’s and BBH’s (Flats) - Controls for ERV’s (Flats) >BP: Building 5 - To Construct one - 3 storey multiple dwelling townhouse containing 5 dwelling units. Refer to 2019-01517 for site work, below grade facilities and common underground parking. VBBL 2014 - Reviewed during the 2020 pandemic crisis. | Modern Systems Management Ltd
EP-2023-00627 | 2023-01-26 | 560 W 28TH AVENUE, Vancouver, BC V5Z 2H1 | Electrical Permit | Commercial | New | Issued | Installation / Repair - Commercial - - Thermostats for AHU’s. Interlock w/ B-1 and CU-1. (Townhouses) - Controls for ERV’s (Townhouses) - Thermostats for FC’s. Interlock w/ CU’s and BBH’s (Flats) - Controls for ERV’s (Flats) >BP: Building 6 - To Construct one - 3 storey multiple dwelling townhouse containing 5 dwelling units. Refer to 2019-01517 for site work, below grade facilities and common underground parking. VBBL 2014 - Reviewed during the 2020 pandemic crisis. | Modern Systems Management Ltd
EP-2023-02360 | 2023-03-24 | 560 W 28TH AVENUE, Vancouver, BC V5Z 2H1 | Electrical Permit | Commercial | New | Issued | Installation / Repair - Commercial - Prewire and finishing of low voltage communications systems in all 5 residential units (61-65) in Building 6 of the Lilibet project. >BP: Building 6 - To Construct one - 3 storey multiple dwelling townhouse containing 5 dwelling units. Refer to 2019-01517 for site work, below grade facilities and common underground parking. VBBL 2014 - Reviewed during the 2020 pandemic crisis. | SOS COMMUNICATIONS INC
PP-2021-03494 | 2022-02-17 | 560 W 28TH AVENUE, Vancouver, BC V5Z 2H1 | Plumbing Permit | Commercial | New | Issued | Commercial - New plumbing install >Building 6 - To Construct one - 3 storey multiple dwelling townhouse containing 5 dwelling units. Refer to 2019-01517 for site work, below grade facilities and common underground parking. VBBL 2014 - Reviewed during the 2020 pandemic crisis. | 49 North Mechanical Ltd
SP-2021-01369 | 2023-02-03 | 560 W 28TH AVENUE, Vancouver, BC V5Z 2H1 | Sprinkler Permit | Commercial | New | Issued | Commercial - Building 6 - For all sprinkler work to the 2014 VBBL; NFPA 13, 2013 standpipe work to NFPA 14, 2010; fire pump work to NFPA 20, 2010 for this newly constructed 3 storey multiple dwelling townhouse containing 5 dwelling units. Refer to SP-2021-01377 for site work, below grade facilities, common underground parking, related permits, permit description and permit terms. See SP-2021-01363 for accepted documents for: - BLDG 1 BP-2021-00194 / SP-2021-01363, - BLDG 2 BP-2021-00195 / SP-2021-01364, - BLDG 3 BP-2021-00196 / SP-2021-01365, - BLDG 4 BP-2021-00197 / SP-2021-01366, - BLDG 5 BP-2021-00198 / SP-2021-01367, - BLDG 6 BP-2021-00199 / SP-2021-01369, and - BLDG 7 BP-2021-00200 / SP-2021-01370. | 49 North Mechanical Ltd
EP-2022-05579 | 2022-06-30 | 560 W 28TH AVENUE, Vancouver, BC V5Z 2H1 | Electrical Permit | Commercial | New | Issued | Installation / Repair - Commercial - Electrical work for Townhouses Building 6 >BP: Building 6 - To Construct one - 3 storey multiple dwelling townhouse containing 5 dwelling units. Refer to 2019-01517 for site work, below grade facilities and common underground parking. VBBL 2014 - Reviewed during the 2020 pandemic crisis. | Red Seal Electric Ltd
EP-2022-05578 | 2022-06-30 | 570 W 28TH AVENUE, Vancouver, BC V5Z 2H1 | Electrical Permit | Commercial | New | Issued | Installation / Repair - Commercial - Electrical work for Townhouses Building 7 >BP: Building 7 - To Construct one - 3 storey multiple dwelling townhouse containing 8 dwelling units. Refer to 2019-01517 for site work, below grade facilities and common underground parking. VBBL 2014 - Reviewed during the 2020 pandemic crisis. | Red Seal Electric Ltd
SP-2021-01370 | 2023-02-03 | 570 W 28TH AVENUE, Vancouver, BC V5Z 2H1 | Sprinkler Permit | Commercial | New | Issued | Commercial - Building 7 - For all sprinkler work to the 2014 VBBL; NFPA 13, 2013 standpipe work to NFPA 14, 2010; fire pump work to NFPA 20, 2010 for this newly constructed 3 storey multiple dwelling townhouse containing 8 dwelling units. Refer to SP-2021-01377 for site work, below grade facilities, common underground parking, related permits, permit description and permit terms. See SP-2021-01363 for accepted documents for: - BLDG 1 BP-2021-00194 / SP-2021-01363, - BLDG 2 BP-2021-00195 / SP-2021-01364, - BLDG 3 BP-2021-00196 / SP-2021-01365, - BLDG 4 BP-2021-00197 / SP-2021-01366, - BLDG 5 BP-2021-00198 / SP-2021-01367, - BLDG 6 BP-2021-00199 / SP-2021-01369, and - BLDG 7 BP-2021-00200 / SP-2021-01370. | 49 North Mechanical Ltd
PP-2022-02630 | 2022-08-02 | 570 W 28TH AVENUE, Vancouver, BC V5Z 2H1 | Plumbing Permit | Commercial | New | Issued | Commercial - New plumbing install >Building 7 - To Construct one - 3 storey multiple dwelling townhouse containing 8 dwelling units. Refer to 2019-01517 for site work, below grade facilities and common underground parking. VBBL 2014 - Reviewed during the 2020 pandemic crisis. | 49 North Mechanical Ltd
EP-2023-00626 | 2023-01-26 | 570 W 28TH AVENUE, Vancouver, BC V5Z 2H1 | Electrical Permit | Commercial | New | Issued | Installation / Repair - Commercial - - Thermostats for AHU’s. Interlock w/ B-1 and CU-1. (Townhouses) - Controls for ERV’s (Townhouses) - Thermostats for FC’s. Interlock w/ CU’s and BBH’s (Flats) - Controls for ERV’s (Flats) >BP: Building 7 - To Construct one - 3 storey multiple dwelling townhouse containing 8 dwelling units. Refer to 2019-01517 for site work, below grade facilities and common underground parking. VBBL 2014 - Reviewed during the 2020 pandemic crisis. | Modern Systems Management Ltd
EP-2023-01811 | 2023-03-06 | 570 W 28TH AVENUE, Vancouver, BC V5Z 2H1 | Electrical Permit | Commercial | New | Issued | Installation / Repair - Commercial - Prewire and finishing of low voltage communications systems in all 8 residential units (71-78) in Building 7 of the Lilibet project. >BP: Building 7 - To Construct one - 3 storey multiple dwelling townhouse containing 8 dwelling units. | SOS COMMUNICATIONS INC
EP-2023-00625 | 2023-01-26 | 4406 ASH STREET, Vancouver, BC V5Z 4R5 | Electrical Permit | Commercial | New | Issued | Installation / Repair - Commercial - - Thermostats for AHU’s. Interlock w/ B-1 and CU-1. (Townhouses) - Controls for ERV’s (Townhouses) - Thermostats for FC’s. Interlock w/ CU’s and BBH’s (Flats) - Controls for ERV’s (Flats) >BP: Building 8 - To Construct one - 3 storey multiple dwelling townhouse containing 11 dwelling units. Refer to 2019-01517 for site work, below-grade facilities, and common underground parking. Stg 2 Rev 3 - (Dec. 6th, 2022) - To decrease from 12 Dwelling Units to 11 Dwelling Units. VBBL 2014 - Reviewed during the 2020 pandemic crisis. | Modern Systems Management Ltd
EP-2022-10405 | 2022-12-12 | 4406 ASH STREET, Vancouver, BC V5Z 4R5 | Electrical Permit | Commercial | New | Issued | Installation / Repair - Commercial - Prewire and finishing of low voltage communications systems in all 11 residential units in Building 8 of the Lilibet project. >BP: Building 8 - To Construct one - 3 storey multiple dwelling townhouse containing 11 dwelling units. Refer to 2019-01517 for site work, below-grade facilities, and common underground parking. Stg 2 Rev 3 - (Dec. 6th, 2022) - To decrease from 12 Dwelling Units to 11 Dwelling Units. VBBL 2014 - Reviewed during the 2020 pandemic crisis. | SOS COMMUNICATIONS INC
SP-2021-01371 | 2023-04-28 | 4406 ASH STREET, Vancouver, BC V5Z 4R5 | Sprinkler Permit | Commercial | New | Issued | Commercial - Building 8 - For all sprinkler work to the 2014 VBBL; NFPA 13, 2013 standpipe work to NFPA 14, 2010; fire pump work to NFPA 20, 2010 for this newly constructed 3 storey multiple dwelling townhouse containing 12 dwelling units. Includes - STAGE 2 - Rev 3 (Dec. 6, 2022) to the Building Permit - To combine two units into one unit for Building 8 and to decrease the total number of units from 59 to 58. Refer to SP-2021-01377 for site work, below grade facilities, common underground parking, related permits, permit description, permit terms and other accepted documents. See this permit for accepted drawings for Building 8 | 49 North Mechanical Ltd
EP-2022-05577 | 2022-06-30 | 4406 ASH STREET, Vancouver, BC V5Z 4R5 | Electrical Permit | Commercial | New | Issued | Installation / Repair - Commercial - Electrical work for Townhouses Building 8 >BP: Building 8 - To Construct one - 3 storey multiple dwelling townhouse containing 12 dwelling units. Refer to 2019-01517 for site work, below grade facilities and common underground parking. VBBL 2014 - Reviewed during the 2020 pandemic crisis. | Red Seal Electric Ltd
PP-2022-00549 | 2022-03-11 | 4422 ASH STREET, Vancouver, BC V5Z 4R5 | Plumbing Permit | Commercial | New | Issued | Commercial - New plumbing install Building 8 - To Construct one - 3 storey multiple dwelling townhouse containing 12 dwelling units. Refer to 2019-01517 for site work, below grade facilities and common underground parking. | 49 North Mechanical Ltd
GP-2022-01807 | NULL | 3439 ANZIO DRIVE, Vancouver, BC V5M 4E2 | Gas Permit | Residential | New | Draft | Residential - To install 2 boiler 2 BBQ 3 range There is pipping for 2 BBQ and 3 range This is duplex house 3437 has 1 boiler 2 range 1 BBQ 3439 has 1 boiler 1 range 1 BBQ. | JOT MECHANICAL LTD
GP-2022-00413 | 2022-02-09 | 3439 ANZIO DRIVE, Vancouver, BC V5M 4E2 | Gas Permit | Residential | New | Completed | Residential - To install 2 boiler 3 range 2 bbq There is piping for 2 bbq and 3 range This is duplex house 3437 Anzio has 1 boiler 2 range 1 bbq 3439 Anzio has 1 boiler 1 range 1 bbq ** Amend 06/10/2022** change permit information 2 gas range both main house is installed 2 BBQ box installed only piping for one gas range in suite | JOT MECHANICAL LTD
EP-2022-07591 | 2023-01-12 | 1472 W 67TH AVENUE, Vancouver, BC | Electrical Permit | Commercial | New | Issued | Installation / Repair - Commercial - Building 1 - Electrical wiring for **Building 1 (5 Units). Main Service: 1200 Amps Each Unit: 150 Amps. BP: To construct a 3-storey multiple dwelling building (Building 1) containing 5 dwelling units. Refer to BP-2020-01185 for site work, below grade facilities and common underground parking. ******THIS PERMIT HAS BEEN REVIEWED UNDER THE REQUIREMENTS OF VBBL 2019******** STAGED CONSTRUCTION Stage 1: Excavation & Shoring. (May 19/21, B. Smith) Stage 2 in Process. | SAAB ELECTRIC LTD
EP-2022-07593 | 2023-01-12 | 1478 W 67TH AVENUE, Vancouver, BC | Electrical Permit | Commercial | New | Issued | Installation / Repair - Commercial - Building 3 - Electrical wiring for Building 3 (7 Units). Main Service: 1200 Amps Each Unit: 150 Amps. BP: To construct a 3-storey multiple dwelling building (Building 3) containing 7 dwelling units. Refer to BP-2020-01185 for site work, below grade facilities and common underground parking. ******THIS PERMIT HAS BEEN REVIEWED UNDER THE REQUIREMENTS OF VBBL 2019******** STAGED CONSTRUCTION Stage 1: Excavation & Shoring. (May 19/21, B. Smith) Stage 2 in Process. | SAAB ELECTRIC LTD
SP-2022-01870 | 2023-09-08 | 1478 W 67TH AVENUE, Vancouver, BC | Sprinkler Permit | Commercial | New | Issued | Commercial - To install sprinklers to NFPA 13R 2013 in this 3-storey multiple dwelling building (Building 1) containing 7 dwelling units. CP Michael Meszaros, Sprinkler Engineer is Farzad Hemmati Refer to SP-2022-01102 for Parkade Refer to SP-2022-01868 for Building 1 Refer to SP-2022-01869 for Building 2 Refer to SP-2022-01870 for Building 3 Refer to SP-2022-01871 for Building 4 | Haven Fire Protection Ltd
PP-2022-01204 | 2023-01-13 | 1478 W 67TH AVENUE, Vancouver, BC | Plumbing Permit | Commercial | New | Issued | Commercial - BLDG #3 - To construct a 3-storey multiple dwelling building (Building 3) containing 7 dwelling units. ** Separate permit required for AG slab and common area drains under BP-2020-01185 *** Refer to BP-2020-01185 for site work, below grade facilities and common underground parking. | Lucky Five Eight Plumbing & Heating Ltd
PP-2022-01202 | 2023-01-13 | 8303 FRENCH STREET, Vancouver, BC V6P 4W3 | Plumbing Permit | Commercial | New | Issued | Commercial - BLDG #1 - To construct a 3-storey multiple dwelling building (Building 1) containing 5 dwelling units. ** Separate permit required for AG slab and common area drains under BP-2020-01185 *** **APR 28/ 2022 - BP-2022-01441: In Review Refer to BP-2020-01185 for site work, below grade facilities and common underground parking. | Lucky Five Eight Plumbing & Heating Ltd
SP-2022-01868 | 2023-09-08 | 8303 FRENCH STREET, Vancouver, BC V6P 4W3 | Sprinkler Permit | Commercial | New | Issued | Commercial - To install sprinklers to NFPA 13R 2013 in this 3-storey multiple dwelling building (Building 1) containing 5 dwelling units. CP Michael Meszaros, Sprinkler Engineer is Farzad Hemmati Refer to SP-2022-01102 for Parkade Refer to SP-2022-01868 for Building 1 Refer to SP-2022-01869 for Building 2 Refer to SP-2022-01870 for Building 3 Refer to SP-2022-01871 for Building 4 | Haven Fire Protection Ltd
SP-2022-01869 | 2023-09-08 | 8337 FRENCH STREET, Vancouver, BC V6P 4W3 | Sprinkler Permit | Commercial | New | Issued | Commercial - To install sprinkler to NFPA 13R 2013 throughout this 3-storey multiple dwelling building (Building 2) containing 5 dwelling units. CP Michael Meszaros, Sprinkler Engineer is Farzad Hemmati Refer to SP-2022-01102 for Parkade Refer to SP-2022-01868 for Building 1 Refer to SP-2022-01869 for Building 2 Refer to SP-2022-01870 for Building 3 Refer to SP-2022-01871 for Building 4 | Haven Fire Protection Ltd
EP-2022-07592 | 2023-01-12 | 8337 FRENCH STREET, Vancouver, BC V6P 4W3 | Electrical Permit | Commercial | New | Issued | Installation / Repair - Commercial - Building 2 - Electrical wiring for Building 2 (5 Units). Main Service: 1200 Amps Each Unit: 150 Amps. BP: To construct a 3-storey multiple dwelling building (Building 2) containing 5 dwelling units. Refer to BP-2020-01185 for site work, below grade facilities and common underground parking. ******THIS PERMIT HAS BEEN REVIEWED UNDER THE REQUIREMENTS OF VBBL 2019******** STAGED CONSTRUCTION Stage 1: Excavation & Shoring. (May 19/21, B. Smith) Stage 2 in Process. | SAAB ELECTRIC LTD
PP-2022-01203 | 2023-01-13 | 8337 FRENCH STREET, Vancouver, BC V6P 4W3 | Plumbing Permit | Commercial | New | Issued | Commercial - BLDG #2 - To construct a 3-storey multiple dwelling building (Building 2) containing 5 dwelling units. ** Separate permit required for AG slab and common area drains under BP-2020-01185 *** Refer to BP-2020-01185 for site work, below grade facilities and common underground parking. | Lucky Five Eight Plumbing & Heating Ltd
PP-2023-03133 | 2023-12-06 | 8323 FRENCH STREET, Vancouver, BC V6P 4W3 | Plumbing Permit | Commercial | New | Issued | Commercial - BLDG #4-To construct a 3-storey multiple dwelling building (Building 4) containing 7 dwelling units. ** Separate permit required for AG slab and common area drains under BP-2020-01185 *** >BP: To construct a 3-storey multiple dwelling building (Building 4) containing 7 dwelling units. Refer to BP-2020-01185 for site work, below grade facilities and common underground parking. Nov 23/2023-AMEND Provided signed and sealed drawing added with schedule b | Lucky Five Eight Plumbing & Heating Ltd
EP-2022-07594 | 2023-01-12 | 8323 FRENCH STREET, Vancouver, BC V6P 4W3 | Electrical Permit | Commercial | New | Issued | Installation / Repair - Commercial - Building 4 - Electrical wiring for Building 4 (7 Units). Main Service: 1200 Amps Each Unit: 150 Amps BP: To construct a 3-storey multiple dwelling building (Building 4) containing 7 dwelling units. Refer to BP-2020-01185 for site work, below grade facilities and common underground parking. ******THIS PERMIT HAS BEEN REVIEWED UNDER THE REQUIREMENTS OF VBBL 2019******** STAGED CONSTRUCTION Stage 1: Excavation & Shoring. (May 19/21, B. Smith) Stage 2 in Process. | SAAB ELECTRIC LTD
SP-2022-01871 | 2023-09-08 | 8323 FRENCH STREET, Vancouver, BC V6P 4W3 | Sprinkler Permit | Commercial | New | Issued | Commercial - To install sprinklers to NFPA 13R 2013 in this 3-storey multiple dwelling building (Building 1) containing 7 dwelling units. CP Michael Meszaros, Sprinkler Engineer is Farzad Hemmati Refer to SP-2022-01102 for Parkade Refer to SP-2022-01868 for Building 1 Refer to SP-2022-01869 for Building 2 Refer to SP-2022-01870 for Building 3 Refer to SP-2022-01871 for Building 4 | Haven Fire Protection Ltd
EP-2022-01699 | 2022-03-02 | 2856 E 4TH AVENUE, Vancouver, BC V5M 1K8 | Electrical Permit | Residential | New | Completed | Installation / Repair - Residential - Rough in and plating of security, low voltage, intercom >BP: To construct a 2.5 storey two-family dwelling ($716,750) with a detached accessory building (garage) at the rear providing 2 parking spaces, having vehicular access from the lane. *****The entire building, INCLUDING THE ATTACHED GARAGE (if applicable), to be sprinklered to 2X NFPA 13D.***** Note: This is a 2 storey building pursuant to the Zoning and Development By-Law 1. No A/C unit proposed 2. No bar sink proposed in cellar 3. Structural and geotechnical schedule B: Md. Shahidul Alam (604.653.7475) 4. HPO: LaMai Homes Ltd. "Combustible projections or roof soffits on an exposing building face shall not project to less than .45m from the property line and shall be in compliance with VBBL 2019 9.10.15.5.(11)" Any alterations or conversions to the attached garage (if applicable) to habitable living space shall not be permitted without first obtaining the approval of the Director of Planning and the Chief Building Official. Thermal protection measures and Laneway house design guidelines shall be required to be met prior to the approval of the conversion. ******THIS PERMIT HAS BEEN ISSUED UNDER THE REQUIREMENTS OF VBBL 2019****** | Tuong Su
EP-2022-02289 | 2022-03-23 | 2856 E 4TH AVENUE, Vancouver, BC V5M 1K8 | Electrical Permit | Residential | New | Completed | Installation / Repair - Residential - Rough wire ,underground ,service and finishing. >BP: To construct a 2.5 storey two-family dwelling ($716,750) with a detached accessory building (garage) at the rear providing 2 parking spaces, having vehicular access from the lane. *****The entire building, INCLUDING THE ATTACHED GARAGE (if applicable), to be sprinklered to 2X NFPA 13D.***** Note: This is a 2 storey building pursuant to the Zoning and Development By-Law 1. No A/C unit proposed 2. No bar sink proposed in cellar 3. Structural and geotechnical schedule B: Md. Shahidul Alam (604.653.7475) 4. HPO: LaMai Homes Ltd. ******THIS PERMIT HAS BEEN ISSUED UNDER THE REQUIREMENTS OF VBBL 2019****** | Kaler Electrical Ltd
SP-2022-00229 | 2022-02-18 | 2856 E 4TH AVENUE, Vancouver, BC V5M 1K8 | Sprinkler Permit | Residential | New | Completed | Residential - New sprinkler system >BP: To construct a 2.5 storey two-family dwelling ($716,750) with a detached accessory building (garage) at the rear providing 2 parking spaces, having vehicular access from the lane. *****The entire building, INCLUDING THE ATTACHED GARAGE (if applicable), to be sprinklered to 2X NFPA 13D.***** Note: This is a 2 storey building pursuant to the Zoning and Development By-Law 1. No A/C unit proposed 2. No bar sink proposed in cellar 3. Structural and geotechnical schedule B: Md. Shahidul Alam (604.653.7475) 4. HPO: LaMai Homes Ltd. "Combustible projections or roof soffits on an exposing building face shall not project to less than .45m from the property line and shall be in compliance with VBBL 2019 9.10.15.5.(11)" Any alterations or conversions to the attached garage (if applicable) to habitable living space shall not be permitted without first obtaining the approval of the Director of Planning and the Chief Building Official. Thermal protection measures and Laneway house design guidelines shall be required to be met prior to the approval of the conversion. ******THIS PERMIT HAS BEEN ISSUED UNDER THE REQUIREMENTS OF VBBL 2019****** Addressing data: 2856 E 4th Av – Front Unit - One Family Dwelling 2858 E 4th Av – Back Unit - One Family Dwelling | Haven Fire Protection Ltd
PP-2021-03108 | 2022-12-15 | 3455 E HASTINGS STREET, Vancouver, BC V5K 2A5 | Plumbing Permit | Commercial | New | Completed | Commercial - Install plumbing for a six-storey mixed-use (Passive House) Building consisting of Retail use on the ground floor and 48 rental dwelling units. >BP: To construct a 7-storey (Z&D 6-storey) mixed use (Passive House) building consisting 1st storey - Retail use (shell only) and parking garage, 2nd storey - bike storage and loading area, 3rd to 7th storeys - 48 rental dwelling units under the Section Market Rental (Rental 100) Policy, all over one level of underground parking having vehicular access from the lane. All tenanted spaces require separate tenant improvement permits. Related to AL-2021-00096 to permit 7-storey building with wood frame construction with 3.2.1.2. slab construction to underside of retail and bike storage slab and applied 3.2.2.50. construction article. This permit has been reviewed under the 2019 Vancouver Building By-law (#12511). Building to be sprinklered to NFPA 13 requirements. The retail shell portions of the building are TIPs eligible at the time of construction. STAGED CONSTRUCTION Stage 1 - Excavation & Shoring - Issued July 5 2021 Re-issued stage 1 on Aug 24: Previously issued superseded Excavation and Shoring dwgs. This revision corrects that. Date of most recent dwgs is June 15, 2021. RM Stage 2 - Full Structure - issued November 12, 2021 Stage 3 - Full Construction - issued December 15, 2022 | Broadway Refrigeration & Air Conditioning Co
EP-2021-09401 | 2022-04-11 | 3455 E HASTINGS STREET, Vancouver, BC V5K 2A5 | Electrical Permit | Commercial | New | Issued | Installation / Repair - Commercial - Electrical installation for a new construction, multi family residential. 48 Units. BP>To construct a 7-storey (Z&D 6-storey) mixed use (Passive House) building consisting 1st storey and 2nd storey - Retail use (shell only) and parking garage with oversized mezzanine for storage, 2nd to 7th storeys - 48 rental dwelling units under the Section Market Rental (Rental 100) Policy, all over one level of underground parking having vehicular access from the lane. All tenanted spaces require separate tenant improvement permits. Related to AL-2021-00096 to permit 7-storey building with wood frame construction. This permit has been reviewed under the 2019 Vancouver Building By-law (#12511). Reviewed during the 2020 pandemic crisis. STAGED CONSTRUCTION Stage 1 - Excavation & Shoring - Issued July 5 2021 Re-issued stage 1 on Aug 24: Previously issued superseded Excavation and Shoring dwgs. This revision corrects that. Date of most recent dwgs is June 15, 2021. RM Stage 2 - Full Structure - In review | Berts Electric (2001) Ltd
PP-2021-04024 | 2022-01-06 | 3455 E HASTINGS STREET, Vancouver, BC V5K 2A5 | Plumbing Permit | Commercial | New | Completed | Commercial - UNDERGROUND portion of the following work:. Install plumbing for a six-storey mixed-use (Passive House) Building consisting of Retail use on the ground floor and 48 rental dwelling units. Develop and build a six-storey mixed-use (Passive House) building consisting of Retail use on the ground floor and 48 rental dwelling units under the Section Market Rental (Rental 100) Policy from the 2nd to 6th storeys, all over one level of underground parking, having vehicular access from the lane. staged construction. STAGED CONSTRUCTION Stage 1 - Excavation & Shoring - Issued July 5 2021 AL-2021-00096 for oversized mezzanine | Broadway Refrigeration & Air Conditioning Co
EP-2022-02655 | 2022-04-01 | 3455 E HASTINGS STREET, Vancouver, BC V5K 2A5 | Electrical Permit | Commercial | New | Expired | Temporary Power - Commercial - To provide temporary power. Renewal of EP-2021-02417 Valid: Mar 31st to Mar 30th NOTE: Work authorized by this permit is for placement of a temporary power pole only and does not authorize any site construction and/or excavation. A separate Building Permit will be required prior to commencement of any other work on this site. | Berts Electric (2001) Ltd
EP-2023-10798 | 2023-12-01 | 3455 E HASTINGS STREET, Vancouver, BC V5K 2A5 | Electrical Permit | Commercial | New | Issued | Installation / Repair - Commercial - Ecomm system installation >BP: To construct a 7-storey (Z&D 6-storey) mixed use (Passive House) building consisting 1st storey - Retail use (shell only) and parking garage, 2nd storey - bike storage and loading area, 3rd to 7th storeys - 48 rental dwelling units under the Section Market Rental (Rental 100) Policy, all over one level of underground parking having vehicular access from the lane. All tenanted spaces require separate tenant improvement permits. Related to AL-2021-00096 to permit 7-storey building with wood frame construction with 3.2.1.2. slab construction to underside of retail and bike storage slab and applied 3.2.2.50. construction article. This permit has been reviewed under the 2019 Vancouver Building By-law (#12511). Building to be sprinklered to NFPA 13 requirements. Radio Antenna System to be installed in this building. STAGED CONSTRUCTION Stage 1 - Excavation & Shoring - Issued July 5 2021 Re-issued stage 1 on Aug 24: Previously issued superseded Excavation and Shoring dwgs. This revision corrects that. Date of most recent dwgs is June 15, 2021. RM Stage 2 - Full Structure - issued November 12, 2021 Stage 3 - Full Construction - issued December 15, 2022 Revision 1 - Change of Electrical Engineer of Record, from P.Eng. Chen to P.Eng. Grannary, effective January 13, 2023. - issued March 6, 2023 Revision 2 - Revision to Plumbing layout in parkade and Level 1. Revision to HVAC layout to all levels. - issued August 28, 2023 Revision 3-Revisions to landscape drawings | Metro Mobile Radio Sales Inc
EP-2023-08237 | 2023-09-12 | 3455 E HASTINGS STREET, Vancouver, BC V5K 2A5 | Electrical Permit | Commercial | NULL | Issued | Annual / Operating - Maintenance of existing operating electrical equipment in compliance with the Electrical By-law No. 5563. Minor electrical repairs, maintenance, and installations. | Berts Electric (2001) Ltd
EP-2023-08118 | 2023-09-08 | 3455 E HASTINGS STREET, Vancouver, BC V5K 2A5 | Electrical Permit | Residential | New | Completed | Installation / Repair - Residential - Low voltage HVAC controls for CO detectors in parkade and roof top units. >BP: To construct a 7-storey (Z&D 6-storey) mixed use (Passive House) building consisting 1st storey - Retail use (shell only) and parking garage, 2nd storey - bike storage and loading area, 3rd to 7th storeys - 48 rental dwelling units under the Section Market Rental (Rental 100) Policy, all over one level of underground parking having vehicular access from the lane. All tenanted spaces require separate tenant improvement permits. Related to AL-2021-00096 to permit 7-storey building with wood frame construction with 3.2.1.2. slab construction to underside of retail and bike storage slab and applied 3.2.2.50. construction article. This permit has been reviewed under the 2019 Vancouver Building By-law (#12511). Building to be sprinklered to NFPA 13 requirements. Radio Antenna System to be installed in this building. STAGED CONSTRUCTION Stage 1 - Excavation & Shoring - Issued July 5 2021 Re-issued stage 1 on Aug 24: Previously issued superseded Excavation and Shoring dwgs. This revision corrects that. Date of most recent dwgs is June 15, 2021. RM Stage 2 - Full Structure - issued November 12, 2021 Stage 3 - Full Construction - issued December 15, 2022 Revision 1 - Change of Electrical Engineer of Record, from P.Eng. Chen to P.Eng. Grannary, effective January 13, 2023. - issued March 6, 2023 Revision 2 - Revision to Plumbing layout in parkade and Level 1. Revision to HVAC layout to all levels. - issued August 28, 2023 | Olympic Controls Inc
PP-2022-04091 | NULL | 3455 E HASTINGS STREET, Vancouver, BC V5K 2A5 | Plumbing Permit | Commercial | New | Withdrawn | Commercial - ABOVE GRADE PORTION ONLY (underground permit exists PP-2021-04024) for the following: Install plumbing for a six-storey mixed-use (Passive House) Building consisting of Retail use on the ground floor and 48 rental dwelling units. >>BP: To construct a 7-storey (Z&D 6-storey) mixed use (Passive House) building consisting 1st storey - Retail use (shell only) and parking garage, 2nd storey - bike storage and loading area, 3rd to 7th storeys - 48 rental dwelling units under the Section Market Rental (Rental 100) Policy, all over one level of underground parking having vehicular access from the lane. All tenanted spaces require separate tenant improvement permits. Related to AL-2021-00096 to permit 7-storey building with wood frame construction with 3.2.1.2. slab construction to underside of retail and bike storage slab and applied 3.2.2.50. construction article. This permit has been reviewed under the 2019 Vancouver Building By-law (#12511). Building to be sprinklered to NFPA 13 requirements. The retail shell portions of the building are TIPs eligible at the time of construction. STAGED CONSTRUCTION Stage 1 - Excavation & Shoring - Issued July 5 2021 Re-issued stage 1 on Aug 24: Previously issued superseded Excavation and Shoring dwgs. This revision corrects that. Date of most recent dwgs is June 15, 2021. RM Stage 2 - Full Structure - issued November 12, 2021 Stage 3 - Full Construction - in review Develop and build a six-storey mixed-use (Passive House) building consisting of Retail use on the ground floor and 48 rental dwelling units under the Section Market Rental (Rental 100) Policy from the 2nd to 6th storeys, all over one level of underground parking, having vehicular access from the lane. staged construction. STAGED CONSTRUCTION Stage 1 - Excavation & Shoring - Issued July 5 2021 AL-2021-00096 for oversized mezzanine | Broadway Refrigeration & Air Conditioning Co
NULL | NULL | 3455 E HASTINGS STREET, Vancouver, BC V5K 2A5 | Sprinkler Permit | Commercial | New | Withdrawn | Commercial - Standpipe Parkade Permit | A R T Fire Protection Inc
EP-2023-02617 | 2023-03-28 | 3455 E HASTINGS STREET, Vancouver, BC V5K 2A5 | Electrical Permit | Commercial | New | Completed | Installation / Repair - Commercial - low voltage building securty and telcomm suite prewire for new construction >BP: To construct a 7-storey (Z&D 6-storey) mixed use (Passive House) building consisting 1st storey - Retail use (shell only) and parking garage, 2nd storey - bike storage and loading area, 3rd to 7th storeys - 48 rental dwelling units under the Section Market Rental (Rental 100) Policy, all over one level of underground parking having vehicular access from the lane. All tenanted spaces require separate tenant improvement permits. Related to AL-2021-00096 to permit 7-storey building with wood frame construction with 3.2.1.2. slab construction to underside of retail and bike storage slab and applied 3.2.2.50. construction article. This permit has been reviewed under the 2019 Vancouver Building By-law (#12511). Building to be sprinklered to NFPA 13 requirements. The retail shell portions of the building are TIPs eligible at the time of construction. STAGED CONSTRUCTION Stage 1 - Excavation & Shoring - Issued July 5 2021 Re-issued stage 1 on Aug 24: Previously issued superseded Excavation and Shoring dwgs. This revision corrects that. Date of most recent dwgs is June 15, 2021. RM Stage 2 - Full Structure - issued November 12, 2021 Stage 3 - Full Construction - issued December 15, 2022 | 0838697 BC Ltd
EP-2023-02972 | 2023-04-04 | 3455 E HASTINGS STREET, Vancouver, BC V5K 2A5 | Electrical Permit | Commercial | New | Expired | Temporary Power - Commercial - To provide temporary power. | Berts Electric (2001) Ltd
PP-2023-01479 | 2023-04-27 | 3802 W 22ND AVENUE, Vancouver, BC V6S 1J7 | Plumbing Permit | Residential | New | Completed | Residential - install irrigation system >BP: To construct a 2 storey one-family dwelling with a secondary suite located in the Basement/Cellar with 1 open parking over gravel and 12 enclosed parking with Laneway house building, providing 3 parking spaces in total, having vehicular access from the 20' Lane. | Zhongmin Zhao DBA Colorful Garden
SP-2022-00183 | 2022-02-09 | 3802 W 22ND AVENUE, Vancouver, BC V6S 1J7 | Sprinkler Permit | Residential | New | Completed | Residential - Install sprinklers in SFD >BP: This Building permit will remain in a suspended status until the associated (green) Demolition permit BP-2020-03765 is completed. To construct a 2 storey one-family dwelling with a secondary suite located in the Basement/Cellar ($704,540.00) with 1 open parking over gravel and 12 enclosed parking with Laneway house building, providing 3 parking spaces in total, having vehicular access from the 20' Lane. The entire building to be sprinklered to NFPA 13D. 1. Covenant registered at the Land Title Office under CA8502075 2. No Strata Titling permitted 3. A/C Unit proposed in rear yard 4. Schedule B: (Zhi Yi You) P.Eng (778.302.2155) Architectural, Structural & Geotechnical 5. BC Housing (Rely Construction Ltd.) This is a 2 storey building pursuant to the Zoning and Development By-Law ******THIS PERMIT HAS BEEN ISSUED UNDER THE REQUIREMENTS OF VBBL 2019****** All rooms adjacent to East and West exposing building face shall be sprinklered. "Combustible projections or roof soffits on an exposing building face shall not project to less than .45m from the property line and shall be in compliance with VBBL 2019 9.10.15.5.(11) | Gold Key Fire Protection Ltd
GP-2022-00297 | 2022-01-31 | 3802 W 22ND AVENUE, Vancouver, BC V6S 1J7 | Gas Permit | Residential | New | Completed | Residential - supply and install gas fireplace and vent To construct a 2 storey one-family dwelling with a secondary suite located in the Basement/Cellar with 1 open parking over gravel and 12 enclosed parking with Laneway house building, providing 3 parking spaces in total, having vehicular access from the 20' Lane. The entire building to be sprinklered to NFPA 13D. 1. Covenant registered at the Land Title Office under CA8502075 2. No Strata Titling permitted 3. A/C Unit proposed in rear yard 4. Schedule B: (Zhi Yi You) P.Eng (778.302.2155) Architectural, Structural & Geotechnical 5. BC Housing (Rely Construction Ltd.) | Delco Fireplaces Ltd
SP-2022-00186 | 2022-02-15 | 3833 HIGHBURY STREET, Vancouver, BC | Sprinkler Permit | Residential | New | Completed | Residential - Install sprinklers in lwh >BP: To construct a 2 storey laneway house building ($160,637.50) with an attached garage providing 2 parking spaces and 1 required open parking over gravel providing 3 parking spaces in total, having vehicular access from the 20' Lane. Note: This is a 1 ½ storey building pursuant to the Zoning & Development By-law. Rev #1: The entire building to be sprinklered to NFPA 13D as per VBBL 3.2.5.12(3)(d). 1. Covenant registered at the Land Title Office under CA8502075 2. No Strata Titling permitted 3. Schedule B: (Zhi Yi You) P.Eng (778.302.2155) Structural & Geotechnical 4. BC Housing (Rely Construction Ltd.) NOTE: To achieve the required FSR. A floor space exclusion of 3% has been applied to this application as per section 11.17.24 of the district schedule, to accommodate improved building performance. "Combustible projections or roof soffits on an exposing building face shall not project to less than .45m from the property line and shall be in compliance with VBBL 2019 9.10.15.5.(9)" ******THIS PERMIT HAS BEEN ISSUED UNDER THE REQUIREMENTS OF VBBL 2019****** *NEW HOUSE* Note: See DB-2020-03764 for Bldg 1 on site (principal bldg) addressed 3802 W 22nd AV. | Gold Key Fire Protection Ltd
EP-2021-07738 | 2022-01-14 | 2238 YUKON STREET, Vancouver, BC V5Y 3P2 | Electrical Permit | Commercial | New | Completed | Installation / Repair - Commercial - Pre-wire of alarm, video, access control, and network cabling #320 - 3rd floor Interior alterations to provide first tenant improvements to this existing office (shell) for a new office tenant on the 3rd floor (#320) in this existing mixed use building on this site. Scope of work: construct interior partition walls to create offices and server room. Construct kitchenette, millwork, finishes, electrical, plumbing and sprinkler work. | Atchison, Nick DBA Tri West Integrated Solutions
EP-2022-01482 | 2022-02-25 | 2238 YUKON STREET, Vancouver, BC V5Y 3P2 | Electrical Permit | Commercial | NULL | Expired | Annual / Operating - Annual Operating Permit. Valid February 25, 2022 until February 24, 2023. | Santec Electric Inc
EP-2023-02469 | 2023-03-23 | 2238 YUKON STREET, Vancouver, BC V5Y 3P2 | Electrical Permit | Commercial | NULL | Issued | Annual / Operating - Electrical maintenance as required. Renewal of EP-2022-01482 Valid February 25, 2023 until February 24, 2024. | Santec Electric Inc
EP-2022-05654 | 2022-07-05 | 2238 YUKON STREET, Vancouver, BC V5Y 3P2 | Electrical Permit | Commercial | Tenant Improvement | Completed | Installation / Repair - Commercial - Install a 15-amp 120V branch circuit for a new building sign. SI-2022-00307 | Mott Electric General Partnership
NULL | NULL | 2238 YUKON STREET, Vancouver, BC V5Y 3P2 | Electrical Permit | Commercial | Addition | Draft | Installation / Repair - Commercial - Move existing Panel to new location. Add circuits for receptacles and lights in existing space. | Strotec Electric Ltd
EP-2023-04858 | 2023-06-05 | 5733 ALBERTA STREET, Vancouver, BC V5Y 4B2 | Electrical Permit | Commercial | NULL | Issued | Annual / Operating - Annual Operating permit for ongoing maintenance of electrical room equipment Renewal of EP-2022-04488 -valid: May 31, 2023 - May 30, 2024 | Clarus Electric Corp
EP-2022-04488 | 2022-05-30 | 5733 ALBERTA STREET, Vancouver, BC V5Y 4B2 | Electrical Permit | Commercial | NULL | Expired | Annual / Operating - Annual Operating permit for ongoing maintence of electrical room equipment Renewal of EP-2021-04089 Valid May 31, 2022 - May 30, 2023 | Clarus Electric Corp
SP-2021-01450 | 2022-01-31 | 6521 FREMLIN STREET, Vancouver, BC V6P 0K6 | Sprinkler Permit | Commercial | New | Completed | Commercial - Building 3 - 6521 Fremlin St To install sprinklers to NFPA 13R 2013 throughout this three storey residential townhouse building consisting of 8 dwelling units all above a one-level underground parking garage. This permit is for building 3 related to SP-2021-01410. | Escape Fire Protection Ltd
SP-2021-01410 | 2022-01-31 | 6521 FREMLIN STREET, Vancouver, BC V6P 0K6 | Sprinkler Permit | Commercial | New | Completed | Commercial - SITE/Parkade Installation of fire sprinkler system through 1 story of parkade of this site consisting of three residential 3 storey townhouse buildings consisting of 23 dwelling units all above a one-level underground parking garage. See permit SP-2021-01448 for building 1 (916 W 49th) See permit SP-2021-01449 for building 2 (6503 Fremlin) See permit SP-2021-01450 for building 3 (6521 Fremlin) This permit has been reviewed during the COVID-19 Pandemic. | Escape Fire Protection Ltd
PP-2022-01986 | 2022-07-27 | 6521 FREMLIN STREET, Vancouver, BC V6P 0K6 | Plumbing Permit | Commercial | New | Completed | Commercial - plumbing multi family >To construct a three storey residential townhouse building consisting of 8 dwelling units all above a one-level underground parking garage. This permit is for building 3 related to BP-2020-01349. See permit BP-2020-01349 for site and parkade See permit BP-2021-02056 for building 1 (916 W 49th) See permit BP-2021-02057 for building 2 (6503 Fremlin) Reviewed under the 2019 VBBL. | A & D Coastal Plumbing and Heating Inc
EP-2021-09163 | 2022-02-17 | 6521 FREMLIN STREET, Vancouver, BC V6P 0K6 | Electrical Permit | Commercial | New | Completed | Installation / Repair - Commercial - (SITE/PARKADE) - Multi Family Development - 23 Units. This is the site and parkade permit. Building permit: To construct a three storey residential townhouse building consisting of 23 dwelling units all above a one-level underground parking garage. This is the site and parkade permit. See permit BP-2021-02056 for building 1 (916 W 49th) See permit BP-2021-02057 for building 2 (6503 Fremlin) See permit BP-2021-02058 for building 3 (6521 Fremlin) STAGED CONSTRUCTION Stage 1 - Excavation and Shoring - Issued Aug 3 2021 Stage 2 - Full construction - Issued Nov.15/21 This permit has been reviewed under the 2019 VBBL during the COVID-19 Pandemic. | Hall Electrical Ltd
EP-2021-09196 | 2022-02-17 | 6521 FREMLIN STREET, Vancouver, BC V6P 0K6 | Electrical Permit | Commercial | New | Completed | Installation / Repair - Commercial - BLDG #3 - New Multi Unit Residential Development - a three storey residential townhouse building consisting of 8 dwelling units all above a one-level underground parking garage. Building Permit: To construct a three storey residential townhouse building consisting of 8 dwelling units all above a one-level underground parking garage. This permit is for building 3 related to BP-2020-01349. See permit BP-2020-01349 for site and parkade See permit BP-2021-02056 for building 1 (916 W 49th) See permit BP-2021-02057 for building 2 (6503 Fremlin) | Hall Electrical Ltd
EP-2023-01632 | 2023-03-02 | 6521 FREMLIN STREET, Vancouver, BC V6P 0K6 | Electrical Permit | Commercial | New | Completed | Installation / Repair - Commercial - Heat trace cable install on parakde sprinkler wet system. Note: A listed heat tracing system must be installed, in accordance with Bulletin 2020-003-BU/EL/SP. >BP: To construct a three storey residential townhouse building consisting of 23 dwelling units all above a one-level underground parking garage. This is the site and parkade permit. See permit BP-2021-02056 for building 1 (916 W 49th) See permit BP-2021-02057 for building 2 (6503 Fremlin) See permit BP-2021-02058 for building 3 (6521 Fremlin) STAGED CONSTRUCTION Stage 1 - Excavation and Shoring - Issued Aug 3 2021 Stage 2 - Full construction - Issued Nov.15/21 This permit has been reviewed under the 2019 VBBL during the COVID-19 Pandemic. | Eastern Valley Electrical Ltd
EP-2022-08208 | 2022-09-27 | 6521 FREMLIN STREET, Vancouver, BC V6P 0K6 | Electrical Permit | Commercial | New | Expired | Temporary Power - Commercial - To provide temporary power. **Amendment Nov 8, 2021** Please amend the "owner" to: Alabaster (W49) Limited Partnership (from Alabaster Homes) | Hall Electrical Ltd
PP-2023-00173 | 2023-01-24 | 6521 FREMLIN STREET, Vancouver, BC V6P 0K6 | Plumbing Permit | Commercial | Addition | Completed | Commercial - >>>CIVIL WORK<<< -Underground by others Multi-family residential development - installation of RWMP amenities onsite >BP: To construct a three storey residential townhouse building consisting of 23 dwelling units all above a one-level underground parking garage. This is the site and parkade permit. See permit BP-2021-02056 for building 1 (916 W 49th) See permit BP-2021-02057 for building 2 (6503 Fremlin) See permit BP-2021-02058 for building 3 (6521 Fremlin) STAGED CONSTRUCTION Stage 1 - Excavation and Shoring - Issued Aug 3 2021 Stage 2 - Full construction - Issued Nov.15/21 This permit has been reviewed under the 2019 VBBL during the COVID-19 Pandemic. | Alabaster Construction GP Ltd
PP-2022-03657 | 2023-01-04 | 1120 E GEORGIA STREET, Vancouver, BC V6A 2A8 | Plumbing Permit | Commercial | New | Issued | Commercial - All above ground plumbing work not previously covered by plumbing permit PP-2022-00744. To construct a 5-storey mixed-use building consisting 1st with mezzanine and 2nd storeys - Commercial shell only (restaurant (Group A-2), retail (Group E), office (Group D) and light industrial (Group F-3 occupancy, permitted by CBO) and four (4) 2-storey dwelling units facing E Georgia St, and two (2) dwelling units on 2nd storey, 3rd to 5th storeys - forty-four (44) dwelling units, all over one level of underground parking access from the lane. Total fifty (50) Multiple Dwelling Units (including 40 strata-titled units and 10 social housing units). | Force Mechanical Corp
EP-2023-01587 | 2023-02-24 | 1120 E GEORGIA STREET, Vancouver, BC V6A 2A8 | Electrical Permit | Commercial | New | Issued | Temporary Power - Commercial - To provide temporary power. Renewal of EP-2022-01258 Valid: Feb 16, 2023 to Feb 15, 2024 | Alpine Electric Ltd
EP-2023-04739 | 2023-05-30 | 1120 E GEORGIA STREET, Vancouver, BC V6A 2A8 | Electrical Permit | Commercial | New | Issued | Installation / Repair - Commercial - Low Voltage HVAC controls. >BP: To construct a 5-storey mixed-use building consisting 1st with mezzanine and 2nd storeys - Commercial shell only (restaurant (Group A-2), retail (Group E), office (Group D) and light industrial (Group F-3 occupancy, permitted by CBO) and four (4) 2-storey dwelling units facing E Georgia St, and two (2) dwelling units on 2nd storey, 3rd to 5th storeys - forty-four (44) dwelling units, all over one level of underground parking access from the lane. Total fifty (50) Multiple Dwelling Units (including 40 strata-titled units and 10 social housing units). Separate tenant improvement permits are required for all tenant spaces. This permit has been reviewed under the 2019 Vancouver Building By-law (#12511). Building to be sprinklered to NFPA 13 requirements. The retail and office shell portions of the building are TIPs eligible at the time of construction. STAGED CONSTRUCTION Stage 1 - Excavation and Shoring - issued December 21, 2021 Stage 2 - Foundation to Grade - issued February 23, 2022 Stage 3 - Full Construction including Stage 2 Revision 1 - revised u/g parking layout to accommodate RWMP design. - issued July 21, 2022 Revision 2: Change of CP: Peter Hosseini, P.Eng replaced Brian Fraser as of July 28/ 22. Revision 3: Spatial separation facing the lane. - in review | Olympic Controls Inc
EP-2023-03862 | 2023-05-03 | 1120 E GEORGIA STREET, Vancouver, BC V6A 2A8 | Electrical Permit | Commercial | New | Issued | Installation / Repair - Commercial - Install in suite telephone, data, CATV prewire finish, enterphone, card access, CCTV, auto door openers prewire finish. >BP: To construct a 5-storey mixed-use building consisting 1st with mezzanine and 2nd storeys - Commercial shell only (restaurant (Group A-2), retail (Group E), office (Group D) and light industrial (Group F-3 occupancy, permitted by CBO) and four (4) 2-storey dwelling units facing E Georgia St, and two (2) dwelling units on 2nd storey, 3rd to 5th storeys - forty-four (44) dwelling units, all over one level of underground parking access from the lane. Total fifty (50) Multiple Dwelling Units (including 40 strata-titled units and 10 social housing units). Separate tenant improvement permits are required for all tenant spaces. This permit has been reviewed under the 2019 Vancouver Building By-law (#12511). Building to be sprinklered to NFPA 13 requirements. The retail and office shell portions of the building are TIPs eligible at the time of construction. STAGED CONSTRUCTION Stage 1 - Excavation and Shoring - issued December 21, 2021 Stage 2 - Foundation to Grade - issued February 23, 2022 Stage 3 - Full Construction including Stage 2 Revision 1 - revised u/g parking layout to accommodate RWMP design. - issued July 21, 2022 Revision 2: Change of CP: Peter Hosseini, P.Eng replaced Brian Fraser as of July 28/ 22. Revision 3: Spatial separation facing the lane. - in review | NexGen Technologies Inc
EP-2024-00443 | 2024-01-17 | 1120 E GEORGIA STREET, Vancouver, BC V6A 2A8 | Electrical Permit | Commercial | New | Issued | Installation / Repair - Commercial - Sprinkler Pipes heat trace | Price Beat Electric Ltd.
EP-2023-11166 | 2023-12-14 | 1120 E GEORGIA STREET, Vancouver, BC V6A 2A8 | Electrical Permit | Commercial | New | Issued | Installation / Repair - Commercial - Installation of domestic water pipes heat trace in the parkade. >BP: To construct a 5-storey mixed-use building consisting 1st with mezzanine and 2nd storeys - Commercial shell only (restaurant (Group A-2), retail (Group E), office (Group D) and light industrial (Group F-3 occupancy, permitted by CBO) and four (4) 2-storey dwelling units facing E Georgia St, and two (2) dwelling units on 2nd storey, 3rd to 5th storeys - forty-four (44) dwelling units, all over one level of underground parking access from the lane. Total fifty (50) Multiple Dwelling Units (including 40 strata-titled units and 10 social housing units). STAGED CONSTRUCTION Stage 1 - Excavation and Shoring - issued December 21, 2021 Stage 2 - Foundation to Grade - issued February 23, 2022 Stage 3 - Full Construction including Stage 2 Revision 1 - revised u/g parking layout to accommodate RWMP design. - issued July 21, 2022 Revision 2: Change of CP: Peter Hosseini, P.Eng replaced Brian Fraser as of July 28, 2022. Revision 3: Scope includes: 1. Spatial Separation calculations for CRUs 001-004 and CRU 005 compartments and changes to the unprotected openings. 2. Addition of CRU #12 with Group D office occupancy by demising CRU #11 into two units. 3. Relocation of principal entrance, including annunciator panel, further to the south. 4. Increased size of mezzanines at CRU 006, 007 and 010. - issued Aug 29, 2023 Revision 4: Combining CRU 5 and 6 and remove demising walls between CRUs 10, 11 and 12 from base building, per M/A DP-2023-00849 - DPMA not issued, to be reviewed | Price Beat Electric Ltd.
MP-2023-01862 | 2023-10-19 | 1120 E GEORGIA STREET, Vancouver, BC V6A 2A8 | Mechanical Permit | NULL | NULL | Issued | NULL | Corona Gas Ltd
EP-2023-09812 | 2023-12-13 | 1120 E GEORGIA STREET, Vancouver, BC V6A 2A8 | Electrical Permit | Commercial | New | Issued | Installation / Repair - Commercial - Ecomm system Installation >BP: To construct a 5-storey mixed-use building consisting 1st with mezzanine and 2nd storeys - Commercial shell only (restaurant (Group A-2), retail (Group E), office (Group D) and light industrial (Group F-3 occupancy, permitted by CBO) and four (4) 2-storey dwelling units facing E Georgia St, and two (2) dwelling units on 2nd storey, 3rd to 5th storeys - forty-four (44) dwelling units, all over one level of underground parking access from the lane. Total fifty (50) Multiple Dwelling Units (including 40 strata-titled units and 10 social housing units). Separate tenant improvement permits are required for all tenant spaces. This permit has been reviewed under the 2019 Vancouver Building By-law (#12511). Building to be sprinklered to NFPA 13 requirements. Radio Antenna System to be installed in this building. STAGED CONSTRUCTION Stage 1 - Excavation and Shoring - issued December 21, 2021 Stage 2 - Foundation to Grade - issued February 23, 2022 Stage 3 - Full Construction including Stage 2 Revision 1 - revised u/g parking layout to accommodate RWMP design. - issued July 21, 2022 Revision 2: Change of CP: Peter Hosseini, P.Eng replaced Brian Fraser as of July 28, 2022. Revision 3: Scope includes: 1. Spatial Separation calculations for CRUs 001-004 and CRU 005 compartments and changes to the unprotected openings. 2. Addition of CRU #12 with Group D office occupancy by demising CRU #11 into two units. 3. Relocation of principal entrance, including annunciator panel, further to the south. 4. Increased size of mezzanines at CRU 006, 007 and 010. - issued Aug 29, 2023 | Metro Mobile Radio Sales Inc
PP-2022-00744 | 2022-04-14 | 1120 E GEORGIA STREET, Vancouver, BC V6A 2A8 | Plumbing Permit | Commercial | New | Issued | Commercial - *Foundation only* This permit is for the underground/ below grade portion of plumbing work for the upcoming project at 1120 East Georgia Street, Vancouver BC. This is a 5 storey mixed use building. This is to go with Stage 2 Building permit for foundation to grade. To construct a 5-storey mixed-use building consisting 1st with mezzanine and 2nd storeys - Commercial shell only (restaurant (Group A-2), retail (Group E), office (Group D) and light industrial (Group F-3 occupancy, permitted by CBO) and four (4) 2-storey dwelling units facing E Georgia St, and two (2) dwelling units on 2nd storey, 3rd to 5th storeys - forty-four (44) dwelling units, all over one level of underground parking access from the lane. Total fifty (50) Multiple Dwelling Units (including 40 strata-titled units and 10 social housing units). Separate tenant improvement permits are required for all tenant spaces. | Force Mechanical Corp
SP-2022-00240 | 2023-03-03 | 1120 E GEORGIA STREET, Vancouver, BC V6A 2A8 | Sprinkler Permit | Commercial | New | Issued | Commercial - To install sprinkler to NFPA 13 2013 snad standpipes to NFPA 14 2013 in this 5-storey mixed-use building consisting of 1st with mezzanine and 2nd storeys - Commercial shell only (restaurant (Group A-2), retail (Group E), office (Group D) and light industrial (Group F-3 occupancy, permitted by CBO) and four (4) 2-storey dwelling units facing E Georgia St, and two (2) dwelling units on 2nd storey, 3rd to 5th storeys - forty-four (44) dwelling units, all over one level of underground parking access from the lane. | Active Fire & Safety Services Ltd
EP-2022-01258 | 2022-02-16 | 1120 E GEORGIA STREET, Vancouver, BC V6A 2A8 | Electrical Permit | Commercial | New | Expired | Temporary Power - Commercial - To provide temporary power. | Alpine Electric Ltd
EP-2022-03588 | 2022-05-03 | 1120 E GEORGIA STREET, Vancouver, BC V6A 2A8 | Electrical Permit | Commercial | New | Completed | Interim - Commercial - Grounding, Underground and in slab conduits and wiring, installation of electrical devices and boxes in the underground parkade and Level 1 CRUs. The main electrical permit for this building has been applied for, requesting in interim while all the sealed drawings etc get processed. Interim permit for EP-2022-03199 >BP: To construct a 5-storey mixed-use building consisting 1st with mezzanine and 2nd storeys - Commercial shell only (restaurant (Group A-2), retail (Group E), office (Group D) and light industrial (Group F-3 occupancy, permitted by CBO) and four (4) 2-storey dwelling units facing E Georgia St, and two (2) dwelling units on 2nd storey, 3rd to 5th storeys - forty-four (44) dwelling units, all over one level of underground parking access from the lane. Total fifty (50) Multiple Dwelling Units (including 40 strata-titled units and 10 social housing units). Separate tenant improvement permits are required for all tenant spaces. This permit has been reviewed under the 2019 Vancouver Building By-law (#12511). Building to be sprinklered to NFPA 13 requirements. STAGED CONSTRUCTION Stage 1 - Excavation and Shoring - issued December 21, 2021 Stage 2 - Foundation to Grade - issued February 23, 2022 Amend: June 29, 2022 sealed drawings uploaded | Adept Electrical Services Ltd
EP-2022-03199 | 2022-10-21 | 1120 E GEORGIA STREET, Vancouver, BC V6A 2A8 | Electrical Permit | Commercial | New | Issued | Installation / Repair - Commercial - Electrical installation for a 5-storey mixed-use building. Underground conduits, electrical room, parkade slab, installation of grounding and bonding. >BP: To construct a 5-storey mixed-use building consisting 1st with mezzanine and 2nd storeys - Commercial shell only (restaurant (Group A-2), retail (Group E), office (Group D) and light industrial (Group F-3 occupancy, permitted by CBO) and four (4) 2-storey dwelling units facing E Georgia St, and two (2) dwelling units on 2nd storey, 3rd to 5th storeys - forty-four (44) dwelling units, all over one level of underground parking access from the lane. Total fifty (50) Multiple Dwelling Units (including 40 strata-titled units and 10 social housing units). Separate tenant improvement permits are required for all tenant spaces. This permit has been reviewed under the 2019 Vancouver Building By-law (#12511). Building to be sprinklered to NFPA 13 requirements. The retail and office shell portions of the building are TIPs eligible at the time of construction. STAGED CONSTRUCTION Stage 1 - Excavation and Shoring - issued December 21, 2021 Stage 2 - Foundation to Grade - issued February 23, 2022 Stage 3 - Full Construction including Stage 2 Revision 1 - revised u/g parking layout to accommodate RWMP design. - issued July 21, 2022 Revision 2: Change of CP: Peter Hosseini, P.Eng replaced Brian Fraser as of July 28/ 22. | Adept Electrical Services Ltd
EP-2022-01855 | 2022-03-07 | 1120 E GEORGIA STREET, Vancouver, BC V6A 2A8 | Electrical Permit | Commercial | New | Expired | Temporary Power - Commercial - To provide temporary power. | Adept Electrical Services Ltd
EP-2023-04732 | 2023-07-21 | 837 BEATTY STREET, Vancouver, BC V6B 2M6 | Electrical Permit | Commercial | Addition | Issued | Installation / Repair - Commercial - Existing heritage building renovation with added new floors with new service, new fire alarm, new lighting, generator, etc. >BP: Alterations and new construction to rehabilitate this existing 3-storey (including lower level) heritage building and to provide an addition of 4 storeys including a storey at roof level for access to rooftop amenity space and roof deck. Uses will be as follows: lower level (code level 1) - cafe (opening to west lane), bicycle parking and end of trip facilities, mechanical, electrical, loading, and waste; ground floor at Beatty Street (code level 2) - retail, office lobby and restaurant; levels 2-5 (code levels 3-6) - office; level 6 (code level 7) - amenity. The addition will be constructed in mass timber. Full BP issued March 6, 23 >Permit Amendment Aug 15, 2023 -"Proper lighting compliance documents from project design engineer" *Electrical contractor to request an electrical inspection online for the District Electrical Inspector to review document(s) uploaded to application documents: https://plposweb.vancouver.ca/Public/Login.aspx | PARAGON ELECTRICAL INSTALLATIONS LTD
PP-2023-02683 | 2023-11-14 | 837 BEATTY STREET, Vancouver, BC V6B 2M6 | Plumbing Permit | Commercial | Addition | Issued | Commercial - All new plumbing services above and below slab. Full HVAC fit out for new and existing office spaces. BP: Alterations and new construction to rehabilitate this existing 3-storey (including lower level) heritage building and to provide an addition of 4 storeys including a storey at roof level for access to rooftop amenity space and roof deck. Uses will be as follows: lower level (code level 1) - cafe (opening to west lane), bicycle parking and end of trip facilities, mechanical, electrical, loading, and waste; ground floor at Beatty Street (code level 2) - retail, office lobby and restaurant; levels 2-5 (code levels 3-6) - office; level 6 (code level 7) - amenity. The addition will be constructed in mass timber. Full BP issued March 6, 23 | Tino Mechanical Ltd
SP-2023-01123 | NULL | 837 BEATTY STREET, Vancouver, BC V6B 2M6 | Sprinkler Permit | Commercial | New | Applicant Revisions | Commercial - New sprinkler systems for complete building >BP: Alterations and new construction to rehabilitate this existing 3-storey (including lower level) heritage building and to provide an addition of 4 storeys including a storey at roof level for access to rooftop amenity space and roof deck. Uses will be as follows: lower level (code level 1) - cafe (opening to west lane), bicycle parking and end of trip facilities, mechanical, electrical, loading, and waste; ground floor at Beatty Street (code level 2) - retail, office lobby and restaurant; levels 2-5 (code levels 3-6) - office; level 6 (code level 7) - amenity. The addition will be constructed in mass timber. Full BP issued March 6, 23 | NULL
EP-2023-01377 | 2023-03-13 | 837 BEATTY STREET, Vancouver, BC V6B 2M6 | Electrical Permit | Commercial | New | Issued | Temporary Power - Commercial - To provide temporary power. | PARAGON ELECTRICAL INSTALLATIONS LTD
EP-2023-00129 | 2023-01-09 | 837 BEATTY STREET, Vancouver, BC V6B 2M6 | Electrical Permit | Commercial | Addition | Completed | Installation / Repair - Commercial - Connect temp power sub panels to existing distribution for lighting and tools during demo.wq -The building is being altered to bring the interior space to a shell. The sub panels will be installed temp for lighting etc. >BP: Exterior and interior alterations to remove non-loading bearing interior partition walls and to bring the interior of this space to a shell at this existing 2 storey plus basement, mixed use Municipally designated Heritage C Building on this site. Exterior alterations are limited to the removal of signage, canopies, exterior paint layers on the heritage façade, removal of ductworks, rainwater leaders, and conduits. Note: Separate Permits will be required for the rehabilitation of the existing building and additional floors proposed. | Lornco Electric Ltd
MP-2022-00745 | 2022-12-27 | 6677 VINE STREET, Vancouver, BC V6P 5W6 | Mechanical Permit | NULL | NULL | Issued | NULL | HPL Plumbing & Heating Ltd
PP-2022-04263 | 2022-11-29 | 6677 VINE STREET, Vancouver, BC V6P 5W6 | Plumbing Permit | Residential | Renovation | Issued | Residential - Plumbing & heating >BP: To construct a 2 storey one-family dwelling with a secondary suite located in the Basement ($579,600.00) having vehicular access from the lane. This is a 2 storey building pursuant to the Zoning and Development By-Law Main House permit DB-2021-002480 will remain in suspension until the Deconstruction permit BP-2021-02481 has been completed. 1. Covenant registered at the Land Title Office under CA9371181 2. No A/C unit proposed 3.. Schedule B: Ke Jian Ma P.Eng (604-599-8890) Structural & Geotechnical 4. BC Housing: Big Tree Construction Ltd. ******THIS PERMIT HAS BEEN ISSUED UNDER THE REQUIREMENTS OF VBBL 2019****** | HPL Plumbing & Heating Ltd
SP-2022-01658 | 2022-10-12 | 6677 VINE STREET, Vancouver, BC V6P 5W6 | Sprinkler Permit | Residential | New | Issued | Residential - 1FD+SS - #1 & #2 - new single house >DB: To construct a 2 storey one-family dwelling with a secondary suite located in the Basement having vehicular access from the lane. This is a 2 storey building pursuant to the Zoning and Development By-Law 1. Covenant registered at the Land Title Office under CA9371181 2. No A/C unit proposed | Yu Fire Protection Inc.
PP-2022-03223 | 2022-09-15 | 6677 VINE STREET, Vancouver, BC V6P 5W6 | Plumbing Permit | Residential | New | Issued | Residential - SUMP | Finest Construction & Renovation Ltd
EP-2022-06402 | 2022-07-29 | 6677 VINE STREET, Vancouver, BC V6P 5W6 | Electrical Permit | Residential | New | Issued | Installation / Repair - Residential - 1FD+SS - #1 & #2 - install electrical service and wiring for lighting, plug, and appliances, AC UNIT POWER ONLY. Main consumer's service: 200A. LWH service: 125A. Main house service: 150A. DB: To construct a 2 storey one-family dwelling with a secondary suite located in the Basement having vehicular access from the lane. This is a 2 storey building pursuant to the Zoning and Development By-Law Main House permit DB-2021-002480 will remain in suspension until the Deconstruction permit BP-2021-02481 has been completed. 1. Covenant registered at the Land Title Office under CA9371181 2. No A/C unit proposed | 523 Construction Ltd
EP-2023-01097 | 2023-02-07 | 6677 VINE STREET, Vancouver, BC V6P 5W6 | Electrical Permit | Residential | New | Issued | Temporary Power - Residential - To provide temporary power. | 523 Construction Ltd
EP-2023-02942 | NULL | 6677 VINE STREET, Vancouver, BC V6P 5W6 | Electrical Permit | Residential | New | Withdrawn | Installation / Repair - Residential - Extra low voltage wiring includes networking, cameras and security alarm. >BP: To construct a 2 storey one-family dwelling with a secondary suite located in the Basement ($579,600.00) having vehicular access from the lane. This is a 2 storey building pursuant to the Zoning and Development By-Law 1. Covenant registered at the Land Title Office under CA9371181 2. No A/C unit proposed 3.. Schedule B: Ke Jian Ma P.Eng (604-599-8890) Structural & Geotechnical 4. BC Housing: Big Tree Construction Ltd. | Bright Ocean Electric Ltd
GP-2023-01044 | 2023-03-27 | 6677 VINE STREET, Vancouver, BC V6P 5W6 | Gas Permit | Residential | New | Issued | Residential - Gas piping rough in >BP: To construct a 2 storey one-family dwelling with a secondary suite located in the Basement ($579,600.00) having vehicular access from the lane. This is a 2 storey building pursuant to the Zoning and Development By-Law Main House permit DB-2021-002480 will remain in suspension until the Deconstruction permit BP-2021-02481 has been completed. 1. Covenant registered at the Land Title Office under CA9371181 2. No A/C unit proposed 3.. Schedule B: Ke Jian Ma P.Eng (604-599-8890) Structural & Geotechnical 4. BC Housing: Big Tree Construction Ltd. Note: Parking on this site has been provided under DB-2021-02483 (construction of LWH) | HPL Plumbing & Heating Ltd
EP-2023-03146 | 2023-04-12 | 6677 VINE STREET, Vancouver, BC V6P 5W6 | Electrical Permit | Residential | New | Issued | Installation / Repair - Residential - Security ALARM, CCTV, DATA/TEL/NET, Intercom background music. >BP: To construct a 2 storey one-family dwelling with a secondary suite located in the Basement ($579,600.00) having vehicular access from the lane. This is a 2 storey building pursuant to the Zoning and Development By-Law Main House permit DB-2021-002480 will remain in suspension until the Deconstruction permit BP-2021-02481 has been completed. 1. Covenant registered at the Land Title Office under CA9371181 2. No A/C unit proposed 3.. Schedule B: Ke Jian Ma P.Eng (604-599-8890) Structural & Geotechnical 4. BC Housing: Big Tree Construction Ltd. Note: Parking on this site has been provided under DB-2021-02483 (construction of LWH) ******THIS PERMIT HAS BEEN ISSUED UNDER THE REQUIREMENTS OF VBBL 2019****** | Hysun Technology Inc
EP-2022-00768 | 2022-02-01 | 6677 VINE STREET, Vancouver, BC V6P 5W6 | Electrical Permit | Residential | New | Expired | Temporary Power - Residential - To provide temporary power. | 523 Construction Ltd
EP-2022-01084 | 2022-02-11 | 3522 MAIN STREET, Vancouver, BC V5V 3N3 | Electrical Permit | Commercial | Renovation | Completed | Installation / Repair - Commercial - Provide temp wiring to existing panel to provide power to temp satellite panel, and receptacle for welders. Demo existing suite sub-meters. Make safe existing wiring to facilitate building demo. BP: A building permit to construct new 5 storey mixed-use building over 2 levels of below grade parking containing 34 market residential units, approximately 4600 sf of commercial retail space, and to rehabilitate the existing building façade along Main Street (Heritage designation). STAGED CONSTRUCTION VBBL 2019 Stage 1: Excavation and shorting - Issued July 28 2021 RM. Applicant has still not applied for AL, but has provided a fallback letter that is acceptable for Stage 1. Fallback letter can be found in documents tab. Stage I rev 1 (revised excavation/shoring drawings). Stage I rev #2: revised excavation/shoring. To change shoring design to micropiles. >>>>>> Amend: May 4th -Scope: installing 6x weatherproof LED fixtures under temporary sidewalk hoarding Additional Job value: add $2000. | Houle Electric Limited
EP-2022-02380 | 2022-03-24 | 3522 MAIN STREET, Vancouver, BC V5V 3N3 | Electrical Permit | Commercial | New | Expired | Temporary Power - Commercial - To provide temporary power. | Houle Electric Limited
NULL | NULL | 3522 MAIN STREET, Vancouver, BC V5V 3N3 | Sprinkler Permit | Commercial | New | Withdrawn | Commercial - New construction of a 4 storey mixed use building at 3552 Main St approved DP-2019-00478 approved stage 1 BP-2020-03118) 3522 MAIN STREET, Vancouver, BC V5V 3N3 (Graham Winterbottom DBA: Marcon Developments Ltd.) | Marcon Project (604) Ltd
EP-2023-02520 | 2023-03-23 | 3522 MAIN STREET, Vancouver, BC V5V 3N3 | Electrical Permit | Commercial | New | Issued | Temporary Power - Commercial - To provide temporary power. | Houle Electric Limited
SP-2023-00168 | NULL | 3522 MAIN STREET, Vancouver, BC V5V 3N3 | Sprinkler Permit | Commercial | New | Applicant Revisions | Commercial - New sprinkler and standpipe system for a new 5 storey building that includes 2 levels of underground parking >A building permit to construct new 5 storey mixed-use building over 2 levels of below grade parking containing 34 market residential units, approximately 4600 sf of commercial retail space, and to rehabilitate the existing building façade along Main Street (Heritage designation). STAGED CONSTRUCTION VBBL 2019 Stage 1: Excavation and shorting - Issued July 28 2021 RM. Applicant has still not applied for AL, but has provided a fallback letter that is acceptable for Stage 1. Fallback letter can be found in documents tab. Stage I Rev #1 (revised excavation/shoring drawings). Stage I @ev #2: revised excavation/shoring. To change shoring design to micropiles. Stage II (full construction) issued Jan 27/ 23 | NULL
EP-2022-00103 | 2022-01-09 | 2881 E GEORGIA STREET, Vancouver, BC V5K 2K3 | Electrical Permit | Commercial | New | Expired | Temporary Power - Commercial - To provide temporary power. | High Watt Electric Ltd
GP-2022-00931 | 2022-03-31 | 2885 E GEORGIA STREET, Vancouver, BC V5K 2K3 | Gas Permit | Residential | New | Completed | Residential - Gas This permit is for infill. Building Permit for DP-2018-01124 To add, alter and convert this existing one family dwelling to a 2 storey plus basement multiple conversion dwelling containing two dwelling units and, to develop an infill one-family dwelling at the rear of the site for a total of three dwelling units , with a 2 car attached garage parking spaces and 1 surface parking having vehicular access from the lane. | Lally Plumbing & Heating Ltd
PP-2022-01706 | 2022-05-19 | 1036 E 13TH AVENUE, Vancouver, BC V5T 2L8 | Plumbing Permit | Residential | Renovation | Completed | Residential - Plumbing and heating for a renovated house. >BP: Building Permit for DP-2019-00576 To alter and convert this existing one-family dwelling to a 3-storey multiple conversion dwelling (Building 1) containing two dwelling units, and sharing a 2-car built-in parking garage and an on-grade parking space with a new infill building having vehicular access from the lane. Revision #1: Lift the building and replace the existing foundation and slab with new concrete (approved under DP-2019-00576). P Volpi, Nov. 5, 2021. Revision #2: Replace existing studs to exterior wall on lower floor with 2 x 8 studs, attach new 2 x 8 studs to existing 2 x 6 studs on the main floor, and add 1/2" plywood to the floor assembly on the main level. P Volpi, May 5, 2022 | Dilbagh Singh Sidhu
SP-2022-01277 | 2022-08-30 | 1036 E 13TH AVENUE, Vancouver, BC V5T 2L8 | Sprinkler Permit | Residential | New | Completed | Residential - MCD - Install sprinklers in sfd house, basement suite Building Permit for DP-2019-00576 To alter and convert this existing one-family dwelling to a 3-storey multiple conversion dwelling (Building 1) containing two dwelling units, and sharing a 2-car built-in parking garage and an on-grade parking space with a new infill building having vehicular access from the lane. | Gold Key Fire Protection Ltd
GP-2022-02145 | 2022-07-22 | 1036 E 13TH AVENUE, Vancouver, BC V5T 2L8 | Gas Permit | Residential | New | Completed | Residential - 1FD+SS - #1 & #2 - to install 1 boiler 1 range 1 bbq Building Permit for DP-2019-00576 To alter and convert this existing one-family dwelling to a 3-storey multiple conversion dwelling (Building 1) containing two dwelling units, and sharing a 2-car built-in parking garage and an on-grade parking space with a new infill building having vehicular access from the lane. | Symbolistic Heating Ltd
EP-2022-06310 | 2022-09-12 | 1036 E 13TH AVENUE, Vancouver, BC V5T 2L8 | Electrical Permit | Residential | New | Completed | Installation / Repair - Residential - 2FD - #1 & #2 wiring and finishing. Main consumer's service: 200A. Infill one-family dwelling service: 100A. Each front dwelling unit service: 100A. House panel service: 100A. Four electric meters. BP: Building Permit for DP-2019-00576 To alter and convert this existing one-family dwelling to a 3-storey multiple conversion dwelling (Building 1) containing two dwelling units, and sharing a 2-car built-in parking garage and an on-grade parking space with a new infill building having vehicular access from the lane. | G N ELECTRIC LTD
EP-2022-08200 | 2022-09-28 | 1036 E 13TH AVENUE, Vancouver, BC V5T 2L8 | Electrical Permit | Residential | New | Completed | Installation / Repair - Residential - low voltage - security, data, TV, vacuum To alter and convert this existing one-family dwelling to a 3-storey multiple conversion dwelling (Building 1) containing two dwelling units, and sharing a 2-car built-in parking garage and an on-grade parking space with a new infill building having vehicular access from the lane. | Burglar Busters Alarm & Security Ltd
EP-2023-00170 | 2023-01-09 | 1036 E 13TH AVENUE, Vancouver, BC V5T 2L8 | Electrical Permit | Residential | New | Expired | Temporary Power - Residential - To provide temporary power. | G N ELECTRIC LTD
SP-2022-01399 | 2022-08-30 | 1032 E 13TH AVENUE, Vancouver, BC V5T 2L8 | Sprinkler Permit | Residential | New | Completed | Residential - INFILL - 1FD - Install sprinklers in Infill >BP: Building Permit for DP-2019-00576 to develop an infill one-family dwelling (Building 2) at the rear of the site, sharing a built-in 2-car parking garage, and one on-grade parking space with the principal building, having vehicular access from the lane. | Gold Key Fire Protection Ltd
EP-2022-06311 | 2022-09-12 | 1032 E 13TH AVENUE, Vancouver, BC V5T 2L8 | Electrical Permit | Residential | New | Completed | Installation / Repair - Residential - INFILL - 1FD new wiring and finishing. Main consumer's service: 200A. Infill one-family dwelling service: 100A. Each front dwelling unit service: 100A. House panel service: 100A. Four electric meters. BP: Building Permit for DP-2019-00576 to develop an infill one-family dwelling (Building 2) at the rear of the site, sharing a built-in 2-car parking garage, and one on-grade parking space with the principal building, having vehicular access from the lane. | G N ELECTRIC LTD
EP-2023-01370 | 2023-02-17 | 1032 E 13TH AVENUE, Vancouver, BC V5T 2L8 | Electrical Permit | Residential | New | Completed | Installation / Repair - Residential - low voltage - security system, data/tv >BP: Building Permit for DP-2019-00576 to develop an infill one-family dwelling (Building 2) at the rear of the site, sharing a built-in 2-car parking garage, and one on-grade parking space with the principal building, having vehicular access from the lane. | Burglar Busters Alarm & Security Ltd
PP-2022-01707 | 2022-05-19 | 1032 E 13TH AVENUE, Vancouver, BC V5T 2L8 | Plumbing Permit | Residential | New | Completed | Residential - Installing plumbing for: >BP: Building Permit for DP-2019-00576 to develop an infill one-family dwelling (Building 2) at the rear of the site, sharing a built-in 2-car parking garage, and one on-grade parking space with the principal building, having vehicular access from the lane. | Dilbagh Singh Sidhu
PP-2022-00923 | 2022-03-18 | 1032 E 13TH AVENUE, Vancouver, BC V5T 2L8 | Plumbing Permit | Residential | New | Completed | Residential - MCD - 1036 E 13TH - #1 & #2 - sump without pump Building Permit for DP-2019-00576 To alter and convert this existing one-family dwelling to a 3-storey multiple conversion dwelling (Building 1) containing two dwelling units, and sharing a 2-car built-in parking garage and an on-grade parking space with a new infill building having vehicular access from the lane. | Bhullar Excavating and Demolition
SP-2022-01139 | NULL | 4928 QUEBEC STREET, Vancouver, BC V5W 2N2 | Sprinkler Permit | Commercial | New | In Review | Commercial - New six storey woodframe building atop of two levels of parking To construct a new 6 storey wood frame multi-family residential development with 2 storeys of underground parking. **BP-2021-00395: In Review | NULL
PP-2023-04044 | NULL | 4928 QUEBEC STREET, Vancouver, BC V5W 2N2 | Plumbing Permit | Commercial | New | Applicant Revisions | Commercial - Installation of new piping and plumbing fixtures for a new 61-unit condo development. *** Separate permit required for Civil. *** >BP: To construct a new 6-storey combustible multi-family dwelling containing 61 units with 2 storeys of non-combustible underground parking having vehicular access from the lane. VBBL 2019 - NFPA 13. STAGE 1 - Excavation and Shoring issued on Sept. 28, 2022 STAGE 2 - Full Construction issued on May 15, 2023. | Hall Mechanical Services Inc
EP-2023-09282 | 2023-10-16 | 4928 QUEBEC STREET, Vancouver, BC V5W 2N2 | Electrical Permit | Commercial | New | Issued | Temporary Power - Commercial - To provide temporary power. | Berts Electric (2001) Ltd
EP-2023-11032 | NULL | 4928 QUEBEC STREET, Vancouver, BC V5W 2N2 | Electrical Permit | Commercial | New | In Review | Installation / Repair - Commercial - 61 Unit - 6 storey apartment building with 2 levels of underground parkade BP: To construct a new 6-storey combustible multi-family dwelling containing 61 units with 2 storeys of non-combustible underground parking having vehicular access from the lane. VBBL 2019 - NFPA 13. STAGE 1 - Excavation and Shoring issued on Sept. 28, 2022 STAGE 2 - Full Construction issued on May 15, 2023. | 0962370 BC Ltd
NULL | NULL | 4928 QUEBEC STREET, Vancouver, BC V5W 2N2 | Sprinkler Permit | NULL | NULL | Draft | Commercial - Fire sprinkler system installation. | NULL
EP-2022-09095 | 2022-10-28 | 4906 QUEBEC STREET, Vancouver, BC V5W 2N2 | Electrical Permit | Commercial | New | Expired | Temporary Power - Commercial - To provide temporary power. | Fraser West Electric Ltd
SP-2022-01761 | NULL | 320 UNION STREET, Vancouver, BC V6A 2B5 | Sprinkler Permit | Commercial | Renovation | Applicant Revisions | Commercial - Installing 1-4" DVCA, 1-4" FD Connection, 1-4" incoming C 900 Fire Line (Domestic water supplied by the Plumbing Contractor) Basement - 15 heads being installed Ground - 14 heads being installed Second Flr - 11 heads being installed Third Flr / Attic - 4 heads being installed >Building Permit for DP-2018-01165 Interior and exterior alterations to retain the existing Heritage 'A' multiple dwelling containing seven (SRA) units. The house be added to the Vancouver Heritage Register and that a covenant be registered on title addressing the on-going conservation and maintenance of the house as a condition of the permit. Proposed sprinklering to NFPA 13 | Masters' Fire and Safety Ltd
NULL | NULL | 320 UNION STREET, Vancouver, BC V6A 2B5 | Sprinkler Permit | Commercial | Renovation | Withdrawn | Commercial - 85 Sprinkler heads install with 1-4" DCVA and 1-4" FD Connection and 1-4" Fire Line install. There is no sprinkler in building, so new install | Masters' Fire and Safety Ltd
EP-2023-00023 | 2023-01-06 | 320 UNION STREET, Vancouver, BC V6A 2B5 | Electrical Permit | Residential | New | Expired | Temporary Power - Residential - To provide temporary power. | Enersolv Design & Build Ltd
NULL | NULL | 320 UNION STREET, Vancouver, BC V6A 2B5 | Plumbing Permit | Commercial | New | Draft | Commercial - Reno of heritage home and additonal infill building | Hashtag Plumbing Inc
PP-2023-04032 | 2023-11-21 | 320 UNION STREET, Vancouver, BC V6A 2B5 | Plumbing Permit | Commercial | Renovation | Issued | Commercial - Renovation of existing heritage and add new infill >BP: Interior and exterior alterations to retain the existing Heritage 'A' multiple dwelling containing seven (SRA) units. The house be added to the Vancouver Heritage Register and that a covenant be registered on title addressing the on-going conservation and maintenance of the house as a condition of the permit. Proposed sprinklering to NFPA 13 | Hashtag Plumbing Inc
PP-2023-03452 | 2023-10-03 | 320 UNION STREET, Vancouver, BC V6A 2B5 | Plumbing Permit | Commercial | New | Issued | Commercial - Adding water service to site drain tiles are on the building permit. This permit is for the Water service which is not covered on the BP >BP: Interior and exterior alterations to retain the existing Heritage 'A' multiple dwelling containing seven (SRA) units. The house be added to the Vancouver Heritage Register and that a covenant be registered on title addressing the on-going conservation and maintenance of the house as a condition of the permit. Proposed sprinklering to NFPA 13 | Hashtag Plumbing Inc
PP-2023-03444 | 2023-09-28 | 320 UNION STREET, Vancouver, BC V6A 2B5 | Plumbing Permit | Residential | Renovation | Issued | Residential - House Lifted, New Foundation, New Infill House, New drainage, sumps, sewer connection. | L Walter Zdebiak House Raising Co Ltd
PP-2023-04053 | 2023-11-17 | 324 UNION STREET, Vancouver, BC V6A 2B5 | Plumbing Permit | Commercial | New | Issued | Commercial - new infill. >BP: Building Permit for DP-2018-01165 To construct a 3-storey one-family infill dwelling in the rear yard, providing two parking spaces having vehicular access from the rear lane. | Hashtag Plumbing Inc
SP-2022-01650 | NULL | 324 UNION STREET, Vancouver, BC V6A 2B5 | Sprinkler Permit | Commercial | Renovation | Withdrawn | Commercial - 85 Heads installed in Bld'ing 1 (Heritage A) and Bld'ing 2 (Infill) as well as 1-4" DCVA and 1-4" FD Connection >BP: Interior and exterior alterations to retain the existing Heritage 'A' multiple dwelling containing seven (SRA) units. The house be added to the Vancouver Heritage Register and that a covenant be registered on title addressing the on-going conservation and maintenance of the house as a condition of the permit. | Masters' Fire and Safety Ltd
SP-2022-01762 | NULL | 324 UNION STREET, Vancouver, BC V6A 2B5 | Sprinkler Permit | Residential | New | Applicant Revisions | Residential - Installation of 1-3" Incoming CPVC Fire Line Entry - 4 heads being installed Ground - 10 heads being installed Second - 13 heads being installed Attic - 14 heads being installed >Building Permit for DP-2018-01165 To construct a 3-storey one-family infill dwelling in the rear yard, providing two parking spaces having vehicular access from the rear lane. Sprinklered to NFPA 13 | Masters' Fire and Safety Ltd
EP-2023-04893 | 2023-06-02 | 2035 GRANT STREET, Vancouver, BC V5L 2Z2 | Electrical Permit | Residential | Renovation | Issued | Installation / Repair - Residential - Installation of solar photovoltaic (solar energy) system on roof. >BP: To construct a two-storey Infill (Net Zero building) One-Family Dwelling, providing 1 parking space (subsidiary to infill) with vehicular access from the lane. - Project value of infill is $408,000. See BP-2020-03469 for Character building and all related permit document. ******THIS PERMIT HAS BEEN REVIEWED AND ISSUED UNDER THE REQUIREMENTS OF VBBL 2019 ******** Rev. #1 - C. Fong - Oct 20, 2022 - upgrade of electrical power, add electrical closet to infill. - north cladding on infill upgrade to noncombustible standing seam metal cladding. - minor interior layout changes, add skylights, window and interior door changes. - infill insulation thickness change on east and west side. - change in landscape. Building Review Branch Notes: - Sch. A, Arch. B, Struct. B & Geo. B are submitted. - Entire building is to be sprinklered to NFPA 13D requirements. - All new windows, doors, and skylights shall conform to AAMA/WDMA/CSA101/I.S.2/A440, NAFS. | Vancouver Renewable Energy Cooperative
EP-2022-02935 | 2022-04-14 | 2373 W 7TH AVENUE, Vancouver, BC V6K 1Y4 | Electrical Permit | Commercial | New | Issued | Installation / Repair - Commercial - New house (multiple families) electric wiring and installation. Main Consumer's Service: 400A. 4 Electric Meters. Each Dwelling Unit: 100A. House Panel: 100A. >BP: To construct a three-storey multi-dwelling building containing 3 dwelling units ($1,459,600), over 1 level of underground parking providing a total of 3 parking spaces having vehicular access from W 7th Avenue. Building envelope and environmental separation as per Part 5 design: Schedule A, Kenneth Kim, AIBC (778.379.8908); Schedule B (Architectural) Kenneth Kim, AIBC (778.379.8908); Schedule B (Structural), Min Park, P.Eng (778.836.7221); Schedule B (Geotechnical), Joseph (Inseok) Oh, P.Eng (604.513.4190) and Schedule D (Commitment for Building Envelope Professional Review), Julio Reynel-Gracia, P.Eng (778.998.0709) provide for this project. Building Review Branch Notes: 1. Three-unit multi-dwelling building to be sprinklered to NFPA 13R 2. Structural has been designed to Part 4 3. SP-2021-01084 4. This permit has been reviewed under the requirements of the VBBL #12511 (2019) | HY Electric Company Ltd
PP-2022-01994 | 2022-06-09 | 2373 W 7TH AVENUE, Vancouver, BC V6K 1Y4 | Plumbing Permit | Residential | New | Completed | Residential - Outside sump | Power Excavating Ltd
GP-2022-03231 | 2022-10-21 | 2373 W 7TH AVENUE, Vancouver, BC V6K 1Y4 | Gas Permit | Residential | New | Completed | Residential - It will be installed Gas Rough in Pipes and finishing gas appliances >BP: Building Permit for DP-2019-00184 & Minor Amendment DP-2020-00632 To construct a three-storey multi-dwelling building containing 3 dwelling units ($1,459,600), over 1 level of underground parking providing a total of 3 parking spaces having vehicular access from W 7th Avenue. >>AMEND Nov 25/22 I would like to check for the number of gas meters on the gas permit. If this permit has 1ea Gas Meter only, please change it from 1ea Gas Meter to 3ea Gas Meter as attached Permitted plumbing plans. permit had 3 meters already. Building envelope and environmental separation as per Part 5 design: Schedule A, Kenneth Kim, AIBC (778.379.8908); Schedule B (Architectural) Kenneth Kim, AIBC (778.379.8908); Schedule B (Structural), Min Park, P.Eng (778.836.7221); Schedule B (Geotechnical), Joseph (Inseok) Oh, P.Eng (604.513.4190) and Schedule D (Commitment for Building Envelope Professional Review), Julio Reynel-Gracia, P.Eng (778.998.0709) provide for this project. Building Review Branch Notes: 1. Three-unit multi-dwelling building to be sprinklered to NFPA 13R 2. Structural has been designed to Part 4 3. SP-2021-01084 4. This permit has been reviewed under the requirements of the VBBL #12511 (2019) | GA On Construction Ltd
NULL | NULL | 2373 W 7TH AVENUE, Vancouver, BC V6K 1Y4 | Gas Permit | Commercial | New | Draft | Commercial - It is the gas Pipe Rough In and Finishing works. | GA On Construction Ltd
NULL | NULL | 2373 W 7TH AVENUE, Vancouver, BC V6K 1Y4 | Mechanical Permit | NULL | NULL | Draft | NULL | NULL
EP-2023-00223 | 2023-01-11 | 2373 W 7TH AVENUE, Vancouver, BC V6K 1Y4 | Electrical Permit | Residential | New | Issued | Installation / Repair - Residential - Alarm, CCTV, Tel/Data/TV, Intercom, Etc >BP: Building Permit for DP-2019-00184 & Minor Amendment DP-2020-00632 To construct a three-storey multi-dwelling building containing 3 dwelling units ($1,459,600), over 1 level of underground parking providing a total of 3 parking spaces having vehicular access from W 7th Avenue. Building envelope and environmental separation as per Part 5 design: Schedule A, Kenneth Kim, AIBC (778.379.8908); Schedule B (Architectural) Kenneth Kim, AIBC (778.379.8908); Schedule B (Structural), Min Park, P.Eng (778.836.7221); Schedule B (Geotechnical), Joseph (Inseok) Oh, P.Eng (604.513.4190) and Schedule D (Commitment for Building Envelope Professional Review), Julio Reynel-Gracia, P.Eng (778.998.0709) provide for this project. Building Review Branch Notes: 1. Three-unit multi-dwelling building to be sprinklered to NFPA 13R 2. Structural has been designed to Part 4 3. SP-2021-01084 4. This permit has been reviewed under the requirements of the VBBL #12511 (2019) | Hysun Technology Inc
GP-2022-03233 | NULL | 2377 W 7TH AVENUE, Vancouver, BC V6K 1Y4 | Gas Permit | Residential | New | Withdrawn | Residential - It will be installed gas rough in pipes and finishing appliances >BP: Building Permit for DP-2019-00184 & Minor Amendment DP-2020-00632 To construct a three-storey multi-dwelling building containing 3 dwelling units ($1,459,600), over 1 level of underground parking providing a total of 3 parking spaces having vehicular access from W 7th Avenue. Building envelope and environmental separation as per Part 5 design: Schedule A, Kenneth Kim, AIBC (778.379.8908); Schedule B (Architectural) Kenneth Kim, AIBC (778.379.8908); Schedule B (Structural), Min Park, P.Eng (778.836.7221); Schedule B (Geotechnical), Joseph (Inseok) Oh, P.Eng (604.513.4190) and Schedule D (Commitment for Building Envelope Professional Review), Julio Reynel-Gracia, P.Eng (778.998.0709) provide for this project. Building Review Branch Notes: 1. Three-unit multi-dwelling building to be sprinklered to NFPA 13R 2. Structural has been designed to Part 4 3. SP-2021-01084 4. This permit has been reviewed under the requirements of the VBBL #12511 (2019) | GA On Construction Ltd
PP-2022-04006 | 2022-11-10 | 5133 CLARENDON STREET, Vancouver, BC V5R 3J6 | Plumbing Permit | Residential | New | Completed | Residential - New plumbing and radiant heating New plumbing & heating To construct a two-storey two-family dwelling with two lock-off suites located in the basement, with two single car detached accessory buildings (garage) with 1 surface parking at the rear providing a total of 3 parking spaces, having vehicular access from the lane. Note: This is a 2 storey building pursuant to the Zoning and Development By-Law 1. Covenant registered at the Land Title Office under CB125628 & CB125629 2. No strata titling permitted 3. A/C units proposed in the rear yard. 4. No bar sinks proposed 5. Schedule B: MD. Shahidul Alam, P.Eng (604-653-7475) Structural & Geotechnical 6. HPO: Residential Builder - Isher Development Ltd. 7. The entire building, INCLUDING THE ATTACHED GARAGE (if applicable), to be sprinklered to 2XNFPA 13D. | Finest Plumbing & Heating Ltd
EP-2022-09004 | 2022-10-21 | 1349 E 24TH AVENUE, Vancouver, BC V5V 2B6 | Electrical Permit | Commercial | New | Expired | Temporary Power - Commercial - To provide temporary power. | Cara Electric Ltd
SP-2022-00372 | NULL | 1349 E 24TH AVENUE, Vancouver, BC V5V 2B6 | Sprinkler Permit | Residential | New | Application Incomplete | Residential - Installing a sprinkler system in townhouse block >To construct (1) rowhouse multiple dwelling building ( Bldg. #1), having three-storeys and three dwelling units , with attached single-car garages (3 total), having vehicular access off the North and East lanes and internal carriage courtyard. Bldg.#1 (Front Bldg.) 1377, 1381 and 1385 E. 24th Ave. Bldg. #2 (Rear Bldg.) Primary Address 1365 E. 24th Av., Under separate BP-2021-06070 1365, 1369, and 1373 E.24th Ave. NOTE: ALL FILES AND DOCUMENTATIONS ARE FILED UNDER 1365 E. 24th Ave. (BP-2021-06070.) | BLACK TUSK FIRE & SECURITY
PP-2022-04121 | 2022-11-16 | 1365 E 24TH AVENUE, Vancouver, BC V5V 2B6 | Plumbing Permit | Residential | New | Issued | Residential - sumps | JVT EXCAVATING & DEMOLITION LTD
NULL | NULL | 1365 E 24TH AVENUE, Vancouver, BC V5V 2B6 | Electrical Permit | Commercial | New | Draft | Installation / Repair - Commercial - ROUGH IN AND FINISH MULTI DWELLING 3 UNIT >BP: To construct (1) rowhouse multiple dwelling building ( Bldg. #1), having three-storeys and three dwelling units , with attached single-car garages (3 total), having vehicular access off the North and East lanes and internal carriage courtyard. Bldg.#1 (Front Bldg.) 1377, 1381 and 1385 E. 24th Ave. Bldg. #2 (Rear Bldg.) Primary Address 1365 E. 24th Av., Under separate BP-2021-06070 1365, 1369, and 1373 E.24th Ave. NOTE: ALL FILES AND DOCUMENTATIONS ARE FILED UNDER 1365 E. 24th Ave. (BP-2021-06070.) Related to DP-2019-00797 and MA. DP-2022-00238 Note: Consolidating lots 1349 + 1385 E 24th Av | Cara Electric Ltd
PP-2022-04292 | 2022-11-30 | 1365 E 24TH AVENUE, Vancouver, BC V5V 2B6 | Plumbing Permit | Residential | New | Completed | Residential - Plumbing rough in and finish of a new triplex >BP: To construct (1) rowhouse multiple dwelling building ( Bldg. #1), having three-storeys and three dwelling units , with attached single-car garages (3 total), having vehicular access off the North and East lanes and internal carriage courtyard. | SKYREACH PLUMBING & HEATING LTD
GP-2023-01705 | 2023-06-01 | 1365 E 24TH AVENUE, Vancouver, BC V5V 2B6 | Gas Permit | Residential | New | Completed | Residential - 3 Boilers and 3 Rages Rough in >BP: To construct (1) rowhouse multiple dwelling building having three-storeys and three dwelling units | SKYREACH PLUMBING & HEATING LTD
EP-2023-03805 | 2023-05-03 | 1365 E 24TH AVENUE, Vancouver, BC V5V 2B6 | Electrical Permit | Residential | New | Issued | Installation / Repair - Residential - Security, intercom, tel, tv, data roughing & completion. >BP: ***** BUILDING IS PART 5 ***** To construct (1) rowhouse multiple dwelling building ( Bldg. #1), having three-storeys and three dwelling units , with attached single-car garages (3 total), having vehicular access off the North and East lanes and internal carriage courtyard. | Repel Security Systems Ltd
GP-2023-01523 | 2023-05-10 | 1365 E 24TH AVENUE, Vancouver, BC V5V 2B6 | Gas Permit | Residential | New | Completed | Residential - New gas install of gas fixtures >BP: To construct (1) rowhouse multiple dwelling building ( Bldg. #1), having three-storeys and three dwelling units , with attached single-car garages (3 total), having vehicular access off the North and East lanes and internal carriage courtyard. Bldg. #2 (Rear Bldg. 1365 E. 24th Ave.) Primary Address, BP-2021-06070. 1365, 1369, and 1373 E.24th Ave. Bldg.#1 (Front Bldg. 1385 E. 24th Ave.) Under separate permit BP-2021-06071. 1377, 1381 and 1385 E. 24th Ave. | SKYREACH PLUMBING & HEATING LTD
SP-2023-00815 | 2023-06-26 | 1365 E 24TH AVENUE, Vancouver, BC V5V 2B6 | Sprinkler Permit | Commercial | New | Issued | Commercial - For all sprinkler work to the 2019 VBBL; NFPA 13R, 2013; for work to install a new sprinkler system in two new row house buildings, each having three-storeys and three dwelling units , with attached single-car garages, having vehicular access off the North and East lanes and internal carriage courtyard. Related Permits: Building #1 (Front Building) - SP-2023-00859 Building #2 (Rear Building) - SP-2023-00815 Engineer of Record: Glen Visser 604-944-3473 sureworkseng@gmail.com | SKYREACH PLUMBING & HEATING LTD
NULL | NULL | 1365 E 24TH AVENUE, Vancouver, BC V5V 2B6 | Sprinkler Permit | Commercial | New | Draft | Commercial - New sprinkler system install at a new triplex >BP: To construct (1) rowhouse multiple dwelling building ( Bldg. #1), having three-storeys and three dwelling units , with attached single-car garages (3 total), having vehicular access off the North and East lanes and internal carriage courtyard. Bldg.#1 (Front Bldg.) 1377, 1381 and 1385 E. 24th Ave. Bldg. #2 (Rear Bldg.) Primary Address 1365 E. 24th Av., Under separate BP-2021-06070 1365, 1369, and 1373 E.24th Ave. | SKYREACH PLUMBING & HEATING LTD
EP-2023-03806 | 2023-05-03 | 1385 E 24TH AVENUE, Vancouver, BC V5V 2B6 | Electrical Permit | Residential | New | Issued | Installation / Repair - Residential - Security, intercom, tel, tv, data wiring & completion. >BP: ***** BUILDING IS PART 5 ***** To construct (1) rowhouse multiple dwelling building ( Bldg. #1), having three-storeys and three dwelling units , with attached single-car garages (3 total), having vehicular access off the North and East lanes and internal carriage courtyard. | Repel Security Systems Ltd
SP-2023-00859 | 2023-06-26 | 1385 E 24TH AVENUE, Vancouver, BC V5V 2B6 | Sprinkler Permit | Commercial | New | Issued | Commercial - For all sprinkler work to the 2019 VBBL; NFPA 13R, 2013; for work to install a new sprinkler system in two new row house buildings, each having three-storeys and three dwelling units , with attached single-car garages, having vehicular access off the North and East lanes and internal carriage courtyard. Related Permits: Building #1 (Front Building) - SP-2023-00859 Building #2 (Rear Building) - SP-2023-00815 Engineer of Record: Glen Visser 604-944-3473 sureworkseng@gmail.com | SKYREACH PLUMBING & HEATING LTD
MP-2023-00480 | 2023-03-24 | 1385 E 24TH AVENUE, Vancouver, BC V5V 2B6 | Mechanical Permit | NULL | NULL | Completed | NULL | SKYREACH PLUMBING & HEATING LTD
MP-2023-00479 | 2023-03-24 | 1385 E 24TH AVENUE, Vancouver, BC V5V 2B6 | Mechanical Permit | NULL | NULL | Completed | NULL | SKYREACH PLUMBING & HEATING LTD
PP-2022-04293 | 2022-11-29 | 1385 E 24TH AVENUE, Vancouver, BC V5V 2B6 | Plumbing Permit | Residential | New | Completed | Residential - Plumbing rough in and finish of a new triplex To construct (1) rowhouse multiple dwelling building ( Bldg. #1), having three-storeys and three dwelling units , with attached single-car garages (3 total), having vehicular access off the North and East lanes and internal carriage courtyard. | SKYREACH PLUMBING & HEATING LTD
EP-2022-09923 | 2022-12-05 | 1385 E 24TH AVENUE, Vancouver, BC V5V 2B6 | Electrical Permit | Commercial | New | Issued | Installation / Repair - Commercial - rough in finish multi family dwelling To construct (1) rowhouse multiple dwelling building ( Bldg. #1), having three-storeys and three dwelling units , with attached single-car garages (3 total), having vehicular access off the North and East lanes and internal carriage courtyard. | Cara Electric Ltd
EP-2022-09947 | 2022-12-05 | 1385 E 24TH AVENUE, Vancouver, BC V5V 2B6 | Electrical Permit | Commercial | New | Issued | Installation / Repair - Commercial - ROUGH IN AND FINISH MULTI DWELLING 3 UNIT >BP: To construct (1) rowhouse multiple dwelling building ( Bldg. #1), having three-storeys and three dwelling units , with attached single-car garages (3 total), having vehicular access off the North and East lanes and internal carriage courtyard. Bldg.#1 (Front Bldg.) 1377, 1381 and 1385 E. 24th Ave. Bldg. #2 (Rear Bldg.) Primary Address 1365 E. 24th Av., Under separate BP-2021-06070 1365, 1369, and 1373 E.24th Ave. NOTE: ALL FILES AND DOCUMENTATIONS ARE FILED UNDER 1365 E. 24th Ave. (BP-2021-06070.) Related to DP-2019-00797 and MA. DP-2022-00238 Note: Consolidating lots 1349 + 1385 E 24th Av | Cara Electric Ltd
PP-2022-00705 | 2022-04-21 | 4989 ASH STREET, Vancouver, BC V5Z 3G3 | Plumbing Permit | Commercial | New | Issued | Commercial - SITE - Below Grade Plumbing To construct two new 4-storey wood frame buildings over 2 levels of a new below ground storage garage. This Project Site permit is for all below grade work, including site services and the storage garage with parking for 69 vehicles having access from a lane, and which also includes Service Rooms/Amenity Rooms. | Broadway Refrigeration & Air Conditioning Co
SP-2022-00131 | 2023-02-24 | 5007 ASH STREET, Vancouver, BC V5Z 3G3 | Sprinkler Permit | Commercial | New | Issued | Commercial - To install sprinklers to NFPA 13R 2013 throughout this 4-storey wood frame buildings. This Project Site permit is for all below grade work, including site services and the storage garage with parking for 69 vehicles having access from a lane, and which also includes Service Rooms/Amenity Rooms. This is a staged construction CP Process permit and the applicant is Susana Chui, P. Eng., CP, of Camphora Engineering ltd. Related: SP-2022-01300: Bldg. 1 (South) at 5007 Ash St SP-2022-00131: Bldg. 2 (North) at 5005 Ash St SP-2022-00132: Site Permit | GPM FIRE PROTECTION
EP-2021-09467 | 2022-03-15 | 5007 ASH STREET, Vancouver, BC V5Z 3G3 | Electrical Permit | Commercial | New | Issued | Installation / Repair - Commercial - Related Spin off permit from EP-2021-09349. Supply the electrical installation for a 32 unit condo building. >BP: This permit is for the construction of a new 4 storey combustible construction 33 dwelling unit residential building at the South side of this site above the below grade storage garage. NOTE: The 2019 VBBL applies to the application which has been reviewed during the Covid-19 Pandemic. NOTE: All fees have been paid under Project Site BP-2021-00055. All related documents are filed under BP-2021-00055. This is a CP Process permit and the applicant is Susana Chui, CP. Stage 1: Excavation & Shoring. Aug. 25/21. B. Smith Stage 2: Foundation & Full Structural to roof. | LORE ELECTRIC INC
PP-2023-00514 | 2023-03-16 | 5007 ASH STREET, Vancouver, BC V5Z 3G3 | Plumbing Permit | Commercial | New | Issued | Commercial - Above Grade Plumbing at Autograph Building #2 Level 1 to Level 4 ** Separate permit required for civil work** >BP: This permit is for the construction of a new 4 storey combustible construction 33 dwelling unit residential building at the South side of this site above the below grade storage garage. NOTE: The 2019 VBBL applies to the application which has been reviewed during the Covid-19 Pandemic. NOTE: All fees have been paid under Project Site BP-2021-00055. All related documents are filed under BP-2021-00055. This is a CP Process permit and the applicant is Susana Chui, CP. Stage 1: Excavation & Shoring. Aug. 25/21. B. Smith Stage 2: Foundation & Full Structural to roof. | True Constructible Solutions Ltd
EP-2023-06856 | 2023-07-27 | 5007 ASH STREET, Vancouver, BC V5Z 3G3 | Electrical Permit | Commercial | New | Completed | Installation / Repair - Commercial - Telephone, data, CATV, enterphone, card access, CCTV prewire and finish. >BP: This permit is for the construction of a new 4 storey combustible construction 33 dwelling unit residential building at the South side of this site above the below grade storage garage. NOTE: The 2019 VBBL applies to the application which has been reviewed during the Covid-19 Pandemic. NOTE: All fees have been paid under Project Site BP-2021-00055. All related documents are filed under BP-2021-00055. This is a CP Process permit and the applicant is Susana Chui, CP. Stage 1: Excavation & Shoring. Aug. 25/21. B. Smith Stage 2: Foundation & Full Structural to roof. | NexGen Technologies Inc
NULL | NULL | 5007 ASH STREET, Vancouver, BC V5Z 3G3 | Electrical Permit | Commercial | New | Withdrawn | Installation / Repair - Commercial - Low voltage wiring for HVAC controls. | NULL
EP-2023-07007 | 2023-08-08 | 5007 ASH STREET, Vancouver, BC V5Z 3G3 | Electrical Permit | Commercial | New | Completed | Installation / Repair - Commercial - Low voltage wiring for HVAC controls- BLDG #2 >BP: This permit is for the construction of a new 4 storey combustible construction 33 dwelling unit residential building at the South side of this site above the below grade storage garage. NOTE: The 2019 VBBL applies to the application which has been reviewed during the Covid-19 Pandemic. NOTE: All fees have been paid under Project Site BP-2021-00055. All related documents are filed under BP-2021-00055. | Modern Systems Management Ltd
EP-2023-06802 | 2023-07-25 | 1564 E 10TH AVENUE, Vancouver, BC V5N 1X5 | Electrical Permit | Residential | New | Issued | Temporary Power - Residential - To provide temporary power. | G.S.G. Electric Ltd.
EP-2022-05502 | 2022-06-28 | 1564 E 10TH AVENUE, Vancouver, BC V5N 1X5 | Electrical Permit | Residential | New | Expired | Temporary Power - Residential - To provide temporary power. | G.S.G. Electric Ltd.
EP-2021-02407 | 2023-02-27 | 4321 FRASER STREET, Vancouver, BC V5V 4G4 | Electrical Permit | Commercial | Renovation | Completed | Installation / Repair - Commercial - Addition of three pendant lights. -I am installing only three pendent led lighting for decoration purposes, rest led troffer lighting are existing, please review and issue my permit. I am submitting my lighting compliance form too. | Hitech Electric Inc
PP-2023-03491 | 2023-11-15 | 320 E HASTINGS STREET, Vancouver, BC V6A 1P4 | Plumbing Permit | Commercial | New | Issued | Commercial - 11-storey mixed use high-rise building with social service centre. New plumbing fixtures, piping and backflow devices. >BP: To construct an 11-storey (12 levels) mixed-use, high-rise building with a Social Service Centre on L1 to L4 and 103 social housing residential rental suites on L5 to L11 with 1 level of an underground parkade. The Level 12 contains mechanical room, covered amenity space, and a storage room. This area has been decided not to be considered as a storey based on discussion between Kevin Lau and Barry Thorson. The building is designed do meet all requirements of VBBL Section 3.8, and 20% of the residential units are designed to meet the CMHC Universal Accessible Suite Requirements. STAGE I - EXCAVATION & SHORING ISSUED: December 19, 2022 STAGE II - FULL PERMIT ISSUED: June 13, 2023 | Connelly Mechanical Systems Ltd
EP-2023-06592 | 2023-07-20 | 320 E HASTINGS STREET, Vancouver, BC V6A 1P4 | Electrical Permit | Commercial | New | Issued | Temporary Power - Commercial - To provide temporary power. | Berts Electric (2001) Ltd
SP-2022-01640 | NULL | 438 GORE AVENUE, Vancouver, BC | Sprinkler Permit | Commercial | New | In Review | Commercial - First United Church, P1 - parking and utilities, L1-L4 - Social and community services, L5-L11 social housing > BP: To construct an 11 storey ( 12 Level) mixed use highrise building with a social service Centre on L1 to L4 and 103 social housing residential rental suites on L5 to L11 with 1 level of underground parkade. | NULL
EP-2023-10424 | NULL | 438 GORE AVENUE, Vancouver, BC | Electrical Permit | Commercial | New | In Review | Installation / Repair - Commercial - This is a concrete building consisting of a HV unit sub, generator and transformer connections. >BP: To construct an 11-storey (12 levels) mixed-use, high-rise building with a Social Service Centre on L1 to L4 and 103 social housing residential rental suites on L5 to L11 with 1 level of an underground parkade. The Level 12 contains mechanical room, covered amenity space, and a storage room. This area has been decided not to be considered as a storey based on discussion between Kevin Lau and Barry Thorson. The building is designed do meet all requirements of VBBL Section 3.8, and 20% of the residential units are designed to meet the CMHC Universal Accessible Suite Requirements. STAGE I - EXCAVATION & SHORING ISSUED: December 19, 2022 STAGE II - FULL PERMIT ISSUED: June 13, 2023 NOTE: Class-1 Cooking Operation. NOTE: The Stage II issuance is conditional on receiving documentation to transfer the responsibility for Mechanical Field Review and design changes during construction to another professional. NOTE: This project was reviewed under the VBBL 2019. 13-Oct-2023 - Revision#1 issued Change of Mech RPR effective May 5th, 2023. Letters and a new Schedule B on file. Change of Electrical RPR effective Oct 6th, 2023. Letters and a new Schedule B on file. | Berts Electric (2001) Ltd
EP-2023-10703 | 2023-12-07 | 438 GORE AVENUE, Vancouver, BC | Electrical Permit | Commercial | New | Issued | Interim - Commercial - This is an interim permit for grounding, underground and slab work until the installation permit is issued. coreline and ent in slab. -Interim permit for main permit EP-2023-10424 Scope of work: slab, underground, raceways, grounding, branch circuits. Service connection to BC Hydro is not permitted under this permit >BP: To construct an 11-storey (12 levels) mixed-use, high-rise building with a Social Service Centre on L1 to L4 and 103 social housing residential rental suites on L5 to L11 with 1 level of an underground parkade. The Level 12 contains mechanical room, covered amenity space, and a storage room. This area has been decided not to be considered as a storey based on discussion between Kevin Lau and Barry Thorson. The building is designed do meet all requirements of VBBL Section 3.8, and 20% of the residential units are designed to meet the CMHC Universal Accessible Suite Requirements. STAGE I - EXCAVATION & SHORING ISSUED: December 19, 2022 STAGE II - FULL PERMIT ISSUED: June 13, 2023 NOTE: Class-1 Cooking Operation. NOTE: The Stage II issuance is conditional on receiving documentation to transfer the responsibility for Mechanical Field Review and design changes during construction to another professional. NOTE: This project was reviewed under the VBBL 2019. 13-Oct-2023 - Revision#1 issued Change of Mech RPR effective May 5th, 2023. Letters and a new Schedule B on file. Change of Electrical RPR effective Oct 6th, 2023. Letters and a new Schedule B on file. | Berts Electric (2001) Ltd
EP-2022-01642 | 2022-03-03 | 778 W 27TH AVENUE, Vancouver, BC V5Z 2G6 | Electrical Permit | Commercial | New | Expired | Temporary Power - Commercial - To provide temporary power. >NOTE: Work authorized by this permit is for placement of a temporary power pole only and does not authorize any site construction and/or excavation. A separate Building Permit will be required prior to commencement of any other work on this site. | 24/6 Electric Ltd
SP-2022-00847 | 2023-08-29 | 778 W 27TH AVENUE, Vancouver, BC V5Z 2G6 | Sprinkler Permit | Commercial | New | Issued | Commercial - For all sprinkler work to the 2019 VBBL; NFPA 13, 2013; for work to construct a 3-storey residential building, consisting of two stacked townhouse clusters connected by an exterior passageway at level 2 having pedestrian access from the courtyard. This development contains 11 strata units located on top of one level of underground parking. THIS IS A CERTIFIED PROFESSIONAL PROJECT and the CP is Susana Chui. Engineer of Record: Ryan Pavey 604-605-0606 pavey@cardinalfire.ca | Alco Fire Protection Ltd
EP-2022-04104 | 2022-08-24 | 778 W 27TH AVENUE, Vancouver, BC V5Z 2G6 | Electrical Permit | Commercial | New | Issued | Installation / Repair - Commercial - 11 unit townhouse complex >BP: To construct a 3-storey residential building, consisting of two stacked townhouse clusters connected by an exterior passageway at level 2 having pedestrian access from the courtyard. This development contains 11 strata units located on top of one level of underground parking. STAGE I - Excavation & Shoring Issued: 04-Feb-2022 STAGE II - Foundation to Grade Issued: 03-June-2022 REV #1 to STAGE i - Excavation and Shoring Issued: 13-Apr-22 To amend on-site Civil drawings. | 24/6 Electric Ltd
EP-2023-11151 | 2023-12-13 | 778 W 27TH AVENUE, Vancouver, BC V5Z 2G6 | Electrical Permit | Residential | New | Issued | Installation / Repair - Residential - alarm wiring only, tel, tv, data ,wiring and completion aces control & camera wiring & completion To construct a 3-storey residential building, consisting of two stacked townhouse clusters connected by an exterior passageway at Level 2 having pedestrian access from the courtyard. This development contains 11 strata units located on top of one level of underground parking. | Repel Security Systems Ltd
NULL | NULL | 778 W 27TH AVENUE, Vancouver, BC V5Z 2G6 | Mechanical Permit | NULL | NULL | Draft | NULL | NULL
EP-2022-05487 | 2022-06-28 | 778 W 27TH AVENUE, Vancouver, BC V5Z 2G6 | Electrical Permit | Residential | New | Completed | Interim - Residential - Scope of work: slab, underground, raceways, grounding, branch circuits. Service connection to BC Hydro is not permitted under this permit. Underground and slab. >BP: To construct a 3-storey residential building, consisting of two stacked townhouse clusters connected by an exterior passageway at level 2 having pedestrian access from the courtyard. This development contains 11 strata units located on top of one level of underground parking. STAGE I - Excavation & Shoring Issued: 04-Feb-2022 STAGE II - Foundation to Grade Issued: 03-June-2022 REV #1 to STAGE i - Excavation and Shoring Issued: 13-Apr-22 To amend on-site Civil drawings. | 24/6 Electric Ltd
PP-2022-02188 | 2022-07-26 | 778 W 27TH AVENUE, Vancouver, BC V5Z 2G6 | Plumbing Permit | Commercial | New | Issued | Commercial - >>UNDERGROUND only for new building<< -BP: To construct a 3-storey residential building, consisting of two stacked townhouse clusters connected by an exterior passageway at level 2 having pedestrian access from the courtyard. This development contains 11 strata units located on top of one level of underground parking. STAGE I - Excavation & Shoring Issued: 04-Feb-2022 STAGE II - Foundation to Grade Issued: 03-June-2022 REV #1 to STAGE i - Excavation and Shoring Issued: 13-Apr-22 To amend on-site Civil drawings. | Bawn Plumbing Ltd
PP-2023-01872 | 2023-06-21 | 778 W 27TH AVENUE, Vancouver, BC V5Z 2G6 | Plumbing Permit | Commercial | New | Issued | Commercial - Plumbing for new building ***** Separate Permit Required for Civil ***** >BP: To construct a 3-storey residential building, consisting of two stacked townhouse clusters connected by an exterior passageway at Level 2 having pedestrian access from the courtyard. This development contains 11 strata units located on top of one level of underground parking. 04-Feb-2022 - STAGE I - Excavation & Shoring issued. 03-June-2022 - STAGE II - Foundation to Grade issued. 22-Nov-2022 - STAGE III - Full Permit issued. | Bawn Plumbing Ltd
EP-2023-02401 | 2023-03-21 | 778 W 27TH AVENUE, Vancouver, BC V5Z 2G6 | Electrical Permit | Residential | New | Issued | Temporary Power - Residential - To provide temporary power. Renewal of EP-2022-01642 Valid: Mar 3, 2023 to Mar 2, 2024 | 24/6 Electric Ltd
SP-2021-00508 | 2022-03-21 | 6812 OAK STREET, Vancouver, BC V6P 1H3 | Sprinkler Permit | Commercial | New | Completed | Commercial - Underground Parking / Site work - For all sprinkler work to the 2019 VBBL; NFPA 13, 2013 and alternative solutions prepared by GHL Consultants Ltd. Site Description: To construct 7 new 3 stories multiple dwelling buildings containing a total of 36 row home units, all over one level of underground parking having vehicular access from the rear lane. THIS IS A CERTIFIED PROFESSIONAL PROJECT and the CP is Mr. John Buscemi, P.Eng.,C.P. of GHL Consultants Ltd. Related Permits: BP-2021-00608 - SP-2021-00536 - Building 1 - 6864 OAK ST BP-2021-00609 - SP-2021-00537 - Building 2 - 6842 OAK ST BP-2021-00610 - SP-2021-00538 - Building 3 - 6834 OAK ST BP-2021-00611 - SP-2021-00539 - Building 4 - 6812 OAK ST BP-2021-00612 - SP-2021-00540 - Building 5 - 950 W 52ND AV BP-2021-00613 - SP-2021-00541 - Building 6 - 6820 OAK ST BP-2021-00614 - SP-2021-00542 - Building 7 - 6852 OAK ST AL-2020-00137 - Dwelling Unit Floor Fire Separations Notes: 1. Reviewed during COVID-19 pandemic 2. Sprinkler engineer of record Mr. Steven Lee, P.Eng. of Northwest Sprinkler Company T: 604.552.7223. E: steven.nwsprinklers@gmail.com 3. One set of approved drawings and permit to be available for viewing at the jobsite | Galli Enterprises Ltd
SP-2021-00539 | 2022-03-21 | 6812 OAK STREET, Vancouver, BC V6P 1H3 | Sprinkler Permit | Commercial | New | Completed | Commercial - Building 4 - For all sprinkler work to the 2019 VBBL; NFPA 13, 2013 and alternative solutions prepared by GHL Consultants Ltd. for this newly constructed 3 storey residential building containing 4 dwelling units. Refer to SP-2021-00508 for site work, below grade facilities, common underground parking, related permits, permit description, permit terms and accepted documents. VBBL 2019 - Reviewed during 2020/2021 Pandemic. | Galli Enterprises Ltd
EP-2022-04597 | 2022-06-01 | 6812 OAK STREET, Vancouver, BC V6P 1H3 | Electrical Permit | Commercial | New | Completed | Installation / Repair - Commercial - Low Voltage - Access Control, CCTV, Visitor Entry System, Pre wire alalrm in Suites, Structured wiring in suites >BP: Building 4 - To construct a 3 storey residential building containing 4 dwelling units. Refer to BP-2020-02788 for site work, below grade facilities and common underground parking. VBBL 2019 - Reviewed during 2020/2021 Pandemic. | Prism Security Systems Ltd
EP-2022-02569 | 2022-03-30 | 6812 OAK STREET, Vancouver, BC V6P 1H3 | Electrical Permit | Residential | New | Completed | Installation / Repair - Residential - Access Control, CCTV, Visitor Entry System. Pre wire alarm in suite's Structured wiring in suites. >BP: Building 7 - To construct a 3 storey residential building containing 6 dwelling units. Refer to BP-2020-02788 for site work, below grade facilities and common underground parking. VBBL 2019 - Reviewed during 2020/2021 Pandemic. | Prism Security Systems Ltd
SP-2021-00538 | 2022-03-21 | 6834 OAK STREET, Vancouver, BC V6P 3Z6 | Sprinkler Permit | Commercial | New | Completed | Commercial - Building 3 - For all sprinkler work to the 2019 VBBL; NFPA 13, 2013 and alternative solutions prepared by GHL Consultants Ltd. for this newly constructed 3 storey residential building containing 4 dwelling units. Refer to SP-2021-00508 for site work, below grade facilities, common underground parking, related permits, permit description, permit terms and accepted documents. VBBL 2019 - Reviewed during 2020/2021 Pandemic. | Galli Enterprises Ltd
EP-2022-02567 | 2022-03-30 | 6838 OAK STREET, Vancouver, BC V6P 3Z6 | Electrical Permit | Residential | New | Completed | Installation / Repair - Residential - Access Control, CCTV, Visitor Entry System. Pre wire alarm in suite's Structured wiring in suites. >BP: Building 3 - To construct a 3 storey residential building containing 4 dwelling units. Refer to BP-2020-02788 for site work, below grade facilities and common underground parking. VBBL 2019 - Reviewed during 2020/2021 Pandemic. | Prism Security Systems Ltd
EP-2022-03345 | 2022-04-26 | 950 W 52ND AVENUE, Vancouver, BC V6P 1H3 | Electrical Permit | Residential | New | Completed | Installation / Repair - Residential - Access Control, CCTV, Visitor Entry System, Pre wire alarm in suites, Structured Wiring in suites. | Prism Security Systems Ltd
SP-2021-00540 | 2022-03-21 | 950 W 52ND AVENUE, Vancouver, BC V6P 1H3 | Sprinkler Permit | Commercial | New | Completed | Commercial - Building 5 - For all sprinkler work to the 2019 VBBL; NFPA 13, 2013 and alternative solutions prepared by GHL Consultants Ltd. for this newly constructed 3 storey residential building containing 7 dwelling units. Refer to SP-2021-00508 for site work, below grade facilities, common underground parking, related permits, permit description, permit terms and accepted documents. VBBL 2019 - Reviewed during 2020/2021 Pandemic. | Galli Enterprises Ltd
SP-2021-00541 | 2022-03-21 | 6820 OAK STREET, Vancouver, BC V6P 3Z6 | Sprinkler Permit | Commercial | New | Completed | Commercial - Building 6 - For all sprinkler work to the 2019 VBBL; NFPA 13, 2013 and alternative solutions prepared by GHL Consultants Ltd. for this newly constructed 3 storey residential building containing 7 dwelling units. Refer to SP-2021-00508 for site work, below grade facilities, common underground parking, related permits, permit description, permit terms and accepted documents. VBBL 2019 - Reviewed during 2020/2021 Pandemic. | Galli Enterprises Ltd
EP-2022-10326 | 2022-12-07 | 6820 OAK STREET, Vancouver, BC V6P 3Z6 | Electrical Permit | Residential | New | Completed | Installation / Repair - Residential - Access Control, CCTV, Visitor Entry Systems, Pre wire alarm in suites, structured wiring in suites. >BP: Building 6 - To construct a 3 storey residential building containing 7 dwelling units. Refer to BP-2020-02788 for site work, below grade facilities and common underground parking. VBBL 2019 - Reviewed during 2020/2021 Pandemic. | Prism Security Systems Ltd
SP-2021-00542 | 2022-03-21 | 6852 OAK STREET, Vancouver, BC V6P 3Z6 | Sprinkler Permit | Commercial | New | Completed | Commercial - Building 7 - For all sprinkler work to the 2019 VBBL; NFPA 13, 2013 and alternative solutions prepared by GHL Consultants Ltd. for this newly constructed 3 storey residential building containing 6 dwelling units. Refer to SP-2021-00508 for site work, below grade facilities, common underground parking, related permits, permit description, permit terms and accepted documents. | Galli Enterprises Ltd
SP-2021-00536 | 2022-03-21 | 6864 OAK STREET, Vancouver, BC V6P 3Z6 | Sprinkler Permit | Commercial | New | Completed | Commercial - Building 1 - For all sprinkler work to the 2019 VBBL; NFPA 13, 2013 and alternative solutions prepared by GHL Consultants Ltd. for this newly constructed 3 storey residential building containing 4 dwelling units. Refer to SP-2021-00508 for site work, below grade facilities, common underground parking, related permits, permit description, permit terms and accepted documents. | Galli Enterprises Ltd
EP-2022-00189 | 2022-02-03 | 6868 OAK STREET, Vancouver, BC V6P 3Z6 | Electrical Permit | Commercial | New | Completed | Installation / Repair - Commercial - Access Control, CCTV, Visitor Entry System. Pre wire alarm in suite's Structured wiring in suites Building 1 - To construct a 3 storey residential building containing 4 dwelling units. Refer to BP-2020-02788 for site work, below grade facilities and common underground parking. VBBL 2019 - Reviewed during 2020/2021 Pandemic. | Prism Security Systems Ltd
EP-2022-01477 | 2022-06-06 | 7709 GRANVILLE STREET, Vancouver, BC V6P 4Y9 | Electrical Permit | Commercial | New | Issued | Installation / Repair - Commercial - 7 townhouse electrical wiring. Notes: The heater controls and heating devices installed in proximity to the sinks or tub or shower stalls shall be protected by the ground fault circuit interrupters of the Class A type in conformance with CE Code Rule 62-130 2) and Rule 62-132 2). The installation of audible signal devices installed within dwelling units must comply with Article 3.2.4.18. of the VBBL. Arc-fault protection of branch circuits for dwelling units shall meet the requirements of CE Code Rule 26-656. >BP: To construct on this site a new 4-storey multiple dwelling building containing 7 dwelling units, all over one level of parking garage having vehicular access from the lane. The building consists of Five 2-storey row house and a 3-storey stacked townhouse portion (having 2 dwelling) all over one level of parking garage. Note: 1. Building is 3 storeys per the Development Permit. 2- Reviewed under the provisions of VBBL 2019 Amend: 12/1/2023 add 20,000 job value | SS Electrical Limited
EP-2022-00741 | 2022-02-01 | 7709 GRANVILLE STREET, Vancouver, BC V6P 4Y9 | Electrical Permit | Residential | New | Expired | Temporary Power - Residential - To provide temporary power. | SS Electrical Limited
SP-2021-01674 | 2022-09-06 | 7709 GRANVILLE STREET, Vancouver, BC V6P 4Y9 | Sprinkler Permit | Commercial | New | Issued | Commercial - To install sprinklers to NFPA 13R 2013 throughout this new 4-storey multiple dwelling building containing 7 dwelling units, all over one level of parking garage having vehicular access from the lane. The building consists of Five 2-storey row house and a 3-storey stacked townhouse portion (having 2 dwelling) all over one level of parking garage. Note: | Preet Plumbing Heating And Sprinkle Ltd
PP-2022-02111 | 2022-06-20 | 7709 GRANVILLE STREET, Vancouver, BC V6P 4Y9 | Plumbing Permit | Commercial | New | Completed | Commercial - Underground piping from storm and sanitary. >BP: To construct on this site a new 4-storey multiple dwelling building containing 7 dwelling units, all over one level of parking garage having vehicular access from the lane. The building consists of Five 2-storey row house and a 3-storey stacked townhouse portion (having 2 dwelling) all over one level of parking garage. Note: 1. Building is 3 storeys per the Development Permit. 2- Reviewed under the provisions of VBBL 2019 | EXPRESS MECHANICAL PLUMBING HEATING GAS FITTING LTD.
EP-2022-02422 | 2022-03-28 | 7709 GRANVILLE STREET, Vancouver, BC V6P 4Y9 | Electrical Permit | Commercial | New | Completed | Interim - Commercial - new 7 townhouse electrical wiring. Interim permit for EP-2022-01477 >BP: To construct on this site a new 4-storey multiple dwelling building containing 7 dwelling units, all over one level of parking garage having vehicular access from the lane. The building consists of Five 2-storey row house and a 3-storey stacked townhouse portion (having 2 dwelling) all over one level of parking garage. Note: 1. Building is 3 storeys per the Development Permit. 2- Reviewed under the provisions of VBBL 2019 | SS Electrical Limited
NULL | NULL | 7709 GRANVILLE STREET, Vancouver, BC V6P 4Y9 | Plumbing Permit | Commercial | New | Withdrawn | Commercial - 7 unit townhouse complex | EXPRESS MECHANICAL PLUMBING HEATING GAS FITTING LTD.
PP-2022-01563 | 2022-07-04 | 7709 GRANVILLE STREET, Vancouver, BC V6P 4Y9 | Plumbing Permit | Commercial | New | Completed | Commercial - New 7 unit townhouse complex over one level parking >To construct on this site a new 4-storey multiple dwelling building containing 7 dwelling units, all over one level of parking garage having vehicular access from the lane. The building consists of Five 2-storey row house and a 3-storey stacked townhouse portion (having 2 dwelling) all over one level of parking garage. Note: 1. Building is 3 storeys per the Development Permit. 2- Reviewed under the provisions of VBBL 2019 | EXPRESS MECHANICAL PLUMBING HEATING GAS FITTING LTD.
EP-2022-09248 | 2022-10-31 | 7709 GRANVILLE STREET, Vancouver, BC V6P 4Y9 | Electrical Permit | Commercial | New | Completed | Installation / Repair - Commercial - Install Low Voltage wiring (networking), Alarm, TV, Data, Tel. Rough-In and Finishing >BP: To construct on this site a new 4-storey multiple dwelling building containing 7 dwelling units, all over one level of parking garage having vehicular access from the lane. The building consists of Five 2-storey row house and a 3-storey stacked townhouse portion (having 2 dwelling) all over one level of parking garage. Note: 1. Building is 3 storeys per the Development Permit. 2- Reviewed under the provisions of VBBL 2019 | Magnificent Security Inc.
EP-2023-01259 | 2023-02-13 | 7709 GRANVILLE STREET, Vancouver, BC V6P 4Y9 | Electrical Permit | Residential | New | Issued | Temporary Power - Residential - To provide temporary power. | SS Electrical Limited
EP-2023-06185 | 2023-07-10 | 7709 GRANVILLE STREET, Vancouver, BC V6P 4Y9 | Electrical Permit | Commercial | New | Issued | Installation / Repair - Commercial - Wiring heat trace for sprinkler system in parkade. >BP: To construct on this site a new 4-storey multiple dwelling building containing 7 dwelling units, all over one level of parking garage having vehicular access from the lane. The building consists of Five 2-storey row house and a 3-storey stacked townhouse portion (having 2 dwelling) all over one level of parking garage. Note: 1. Building is 3 storeys per the Development Permit. 2- Reviewed under the provisions of VBBL 2019 | T.G. Electrical Ltd
PP-2023-02600 | 2023-09-21 | 1277 HORNBY STREET, Vancouver, BC V6Z 1W4 | Plumbing Permit | Residential | New | Issued | Residential - To construct a 35 storey mixed use highrise building with 239 market residential units, 24 rental residential units, CRUs on Level 1, offices on Levels 3, 5 & 6 (note that Level 4 is omitted to match the adjacent Tower A) and 9 levels of underground parade (Burrard Place Tower C). >BP: Tower C is connected to Tower A which is currently under construction. Note that the office suites on Levels 3, 5 & 6 will be addressed off the Tower A office lobby at 1281 Hornby Street. The residential suites on Levels 7 to 35 will be addressed off the Tower C residential entry lobby at 1277 Hornby Street. | GML Mechanical Ltd
SP-2023-00586 | 2023-11-27 | 1277 HORNBY STREET, Vancouver, BC V6Z 1W4 | Sprinkler Permit | Commercial | New | Issued | Commercial - To install sprinklers to FNPA 13 2013 and Standpipes to NFPA 14 2013 through out this 35 storey mixed use highrise building with 239 market residential units, 24 rental residential units, CRUs on Level 1, offices on Levels 3, 5 & 6 (note that Level 4 is omitted to match the adjacent Tower A) and 9 levels of underground parade (Burrard Place Tower C). | Gisborne Industrial Construction Ltd
EP-2022-09967 | 2023-03-22 | 1277 HORNBY STREET, Vancouver, BC V6Z 1W4 | Electrical Permit | Commercial | New | Issued | Installation / Repair - Commercial - Installation of distribution equipment (unit subs, transformers, generators, branch panels, etc), installation of feeder and branch conductors, installation of lighting fixtures and lighting control systems, installation of electrical power devices (receptacles, switches etc), installation of fire alarm system, installation of extra low voltage systems (security, structured cabling and smart-homes), rough-in for power and lighting circuits, rough-in for security and communication cablings. BP: To construct a 35 storey mixed use highrise building with 239 market residential units, 24 rental residential units, CRUs on Level 1, offices on Levels 3, 5 & 6 (note that Level 4 is omitted to match the adjacent Tower A) and 9 levels of underground parade (Burrard Place Tower C). Tower C is connected to Tower A which is currently under construction. Note that the office suites on Levels 3, 5 & 6 will be addressed off the Tower A office lobby at 1281 Hornby Street. The residential suites on Levels 7 to 35 will be addressed off the Tower C residential entry lobby at 1277 Hornby Street. Stage I (excavation/ shoring) issued June 15/ 22. | Houle Electric Limited
EP-2022-08250 | 2022-12-16 | 1277 HORNBY STREET, Vancouver, BC V6Z 1W4 | Electrical Permit | Commercial | New | Completed | Interim - Commercial - >>INTERIM<<< slab, underground, raceways, grounding, and branch circuits. >BP: To construct a 35 storey mixed use highrise building with 239 market residential units, 24 rental residential units, CRUs on Level 1, offices on Levels 3, 5 & 6 (note that Level 4 is omitted to match the adjacent Tower A) and 9 levels of underground parade (Burrard Place Tower C). Tower C is connected to Tower A which is currently under construction. Note that the office suites on Levels 3, 5 & 6 will be addressed off the Tower A office lobby at 1281 Hornby Street. The residential suites on Levels 7 to 35 will be addressed off the Tower C residential entry lobby at 1277 Hornby Street. Stage I (excavation/ shoring) issued June 15/ 22. | Houle Electric Limited
EP-2022-09102 | 2022-10-28 | 5212 CAMBIE STREET, Vancouver, BC V5Z 2Z7 | Electrical Permit | Residential | New | Expired | Temporary Power - Residential - To provide temporary power. | Ozz Electric BC Inc
NULL | NULL | 5212 CAMBIE STREET, Vancouver, BC V5Z 2Z7 | Plumbing Permit | Commercial | New | Withdrawn | Commercial - This is a 6 level concrete multi-unit new construction building with two levels of below grade parkade. We are doing all of the Plumbing and Mechanical work for this project. | Sentrax Mechanical Contracting Ltd
EP-2023-03279 | 2023-06-26 | 5212 CAMBIE STREET, Vancouver, BC V5Z 2Z7 | Electrical Permit | Commercial | New | Issued | Installation / Repair - Commercial - Electrical installation for new residential project consisting of dwelling units and childcare on the first floor. >BP: To build a 6 storey mixed use building of concrete construction comprising of 80 market strata condominiums and a privately operated childcare over two levels of underground parking. This is a CP Process Permit and the applicant is Michael Van Blokland, P. Eng., CP. ******REVIEWED UNDER THE PROVISIONS OF VBBL 2019******** | Ozz Electric BC Inc
PP-2023-01365 | 2023-05-03 | 5212 CAMBIE STREET, Vancouver, BC V5Z 2Z7 | Plumbing Permit | Commercial | New | Issued | Commercial - *******FOUNDATION TO GRADE********** This application is for a Foundation to grade Plumbing Permit and will encompass all Plumbing work required in that area. It is all new construction. >BP: To build a 6 storey mixed use building of concrete construction comprising of 80 market strata condominiums and a privately operated childcare over two levels of underground parking. This is a CP Process Permit and the applicant is Michael Van Blokland, P. Eng., CP. ******REVIEWED UNDER THE PROVISIONS OF VBBL 2019******** STAGE 1 - Excavation and Shoring issued on July 4, 2022. STAGE 2 - Foundation to Grade issued on Mar 16, 2023. STAGE 3 - Full Construction issued on July 25, 2023. | Sentrax Mechanical Contracting Ltd
SP-2023-00394 | NULL | 5212 CAMBIE STREET, Vancouver, BC V5Z 2Z7 | Sprinkler Permit | Commercial | New | Applicant Revisions | Commercial - For all fire suppression system work to the 2019 VBBL; NFPA 13, 2013; standpipe work to NFPA 14, 2013 for this newly constructed building. Site Description - To build a 6 storey mixed use building of concrete construction comprising of 80 market strata condominiums and a privately operated childcare over two levels of underground parking. THIS IS A CERTIFIED PROFESSIONAL PROJECT and the CP is Michael Van Blokland of LMDG Building Code Consultant Related Permits: - SP-2023-01973 - Above Grade Notes: 1. Fire Suppression System Engineer of Record Mr. Ryan Pavey, P.Eng. of Cardinal Engineering Ltd. E: Pavey@cardinalfire.ca T: 604 605 0606 2. One set of approved drawings and permit to be available for viewing at the jobsite. 3. Separate permit(s) and documents required for tenant improvements. 4. Construction Standpipe to Bulletin 2017-003-BU/FI, VBBL, NFPA 14, and VFBL. | NULL
EP-2023-04098 | 2023-05-10 | 5212 CAMBIE STREET, Vancouver, BC V5Z 2Z7 | Electrical Permit | Commercial | New | Completed | Interim - Commercial - Grounding, Underground Conduit, Rough-wire. Interim permit for EP-2023-03279 >BP: To build a 6 storey mixed use building of concrete construction comprising of 80 market strata condominiums and a privately operated childcare over two levels of underground parking. This is a CP Process Permit and the applicant is Michael Van Blokland, P. Eng., CP. ******REVIEWED UNDER THE PROVISIONS OF VBBL 2019******** STAGE 1 - Excavation and Shoring issued on July 4, 2022. STAGE 2 - Foundation to Grade issued on Mar 16, 2023. STAGE 3 - Full Construction issued on ______________. | Ozz Electric BC Inc
PP-2023-04067 | NULL | 5212 CAMBIE STREET, Vancouver, BC V5Z 2Z7 | Plumbing Permit | Commercial | New | Applicant Revisions | Commercial - This application is for an above grade Plumbing Permit and will encompass all Plumbing work required from level 2 up to and including the roof. It is all new construction. >BP: To build a 6 storey mixed use building of concrete construction comprising of 80 market strata condominiums and a privately operated childcare over two levels of underground parking. VBBL 2019 - NFPA 13 This is a CP Process Permit and the applicant is Michael Van Blokland, P. Eng., CP. STAGE 1 - Excavation and Shoring issued on July 4, 2022. STAGE 2 - Foundation to Grade issued on Mar 16, 2023. STAGE 3 - Full Construction issued on July 25, 2023. | Sentrax Mechanical Contracting Ltd
EP-2023-11074 | 2023-12-12 | 5212 CAMBIE STREET, Vancouver, BC V5Z 2Z7 | Electrical Permit | Residential | New | Issued | Installation / Repair - Residential - LOW VOLTAGE WIRING FOR HVAC CONTROLS | Modern Systems Management Ltd
EP-2023-10042 | 2023-11-06 | 5212 CAMBIE STREET, Vancouver, BC V5Z 2Z7 | Electrical Permit | Commercial | New | Issued | Temporary Power - Commercial - To provide temporary power. | Ozz Electric BC Inc
MP-2023-01998 | 2023-11-07 | 5212 CAMBIE STREET, Vancouver, BC V5Z 2Z7 | Mechanical Permit | NULL | NULL | Issued | NULL | Westport Mechanical Ltd
SP-2023-01973 | NULL | 5212 CAMBIE STREET, Vancouver, BC V5Z 2Z7 | Sprinkler Permit | Commercial | New | Applicant Revisions | Commercial - For all fire suppression system work to the 2019 VBBL; NFPA 13, 2013; standpipe work to NFPA 14, 2013 for this newly constructed building. Site Description - To build a 6 storey mixed use building of concrete construction comprising of 80 market strata condominiums and a privately operated childcare over two levels of underground parking. THIS IS A CERTIFIED PROFESSIONAL PROJECT and the CP is Michael Van Blokland of LMDG Building Code Consultant Related Permits: - SP-2023-00394 - Below Grade and Standpipe Notes: 1. Fire Suppression System Engineer of Record Mr. Ryan Pavey, P.Eng. of Cardinal Engineering Ltd. E: Pavey@cardinalfire.ca T: 604 605 0606 2. One set of approved drawings and permit to be available for viewing at the jobsite. 3. Separate permit(s) and documents required for tenant improvements. 4. Construction Standpipe to Bulletin 2017-003-BU/FI, VBBL, NFPA 14, and VFBL. | A R T Fire Protection Inc
PP-2023-01368 | 2023-04-19 | 4112 W 11TH AVENUE, Vancouver, BC V6R 2L6 | Plumbing Permit | Residential | New | Completed | Residential - 1FD - Lawn irrigation work | Feli Plumbing and Heating
EP-2022-04337 | 2022-06-23 | 4112 W 11TH AVENUE #3, Vancouver, BC V6R 2L6 | Electrical Permit | Residential | New | Completed | Installation / Repair - Residential - lane way house electric wiring and install -240v 125amp 1 phase. (For lane way house) ( 240v 150 amp 1 phase —for main house.) >BP: 1.5 STOREY LANEWAY HOME + ATTACHED GARAGE + 1 OPEN PARKING To construct a 2 storey laneway house building ($225,000) with an attached garage providing 2 parking spaces and 1 required open parking over gravel providing 3 parking spaces in total, having vehicular access from the 20' Lane. The entire building, INCLUDING THE ATTACHED GARAGE (if applicable), to be sprinklered to NFPA 13R. Note: This is a 1 ½ storey building pursuant to the Zoning & Development By-law. 1. Covenant registered at the Land Title Office under CA8752153 2. No Strata Titling permitted 3. No A/C Unit proposed 4. Schedule B: (Zhanchao Zhao) P.Eng (604.526.1305) Structural & Geotechnical 5. BC Housing (High-Integrity Construction Ltd.) | HY Electric Company Ltd
PP-2022-01889 | 2022-06-03 | 4112 W 11TH AVENUE #3, Vancouver, BC V6R 2L6 | Plumbing Permit | Residential | New | Completed | Residential - sump >BP: 1.5 STOREY LANEWAY HOME + ATTACHED GARAGE + 1 OPEN PARKING To construct a 2 storey laneway house building ($225,000) with an attached garage providing 2 parking spaces and 1 required open parking over gravel providing 3 parking spaces in total, having vehicular access from the 20' Lane. The entire building, INCLUDING THE ATTACHED GARAGE (if applicable), to be sprinklered to NFPA 13R. Note: This is a 1 ½ storey building pursuant to the Zoning & Development By-law. 1. Covenant registered at the Land Title Office under CA8752153 2. No Strata Titling permitted 3. No A/C Unit proposed 4. Schedule B: (Zhanchao Zhao) P.Eng (604.526.1305) Structural & Geotechnical 5. BC Housing (High-Integrity Construction Ltd.) NOTE: To achieve the required FSR. A floor space exclusion of 3% has been applied to this application as per section 11.17.18 of the district schedule, to accommodate improved building performance. "Combustible projections or roof soffits on an exposing building face shall not project to less than .45m from the property line and shall be in compliance with VBBL 2019 9.10.15.5.(9)" ******THIS PERMIT HAS BEEN ISSUED UNDER THE REQUIREMENTS OF VBBL 2019****** *NEW HOUSE* Note: See DB-2018-02117 for Bldg 1 on site (principal bldg) addressed #1- 4112 W 11th Ave Address assigned per approved plans. Fire and Emergency street access (walkway) to the laneway house is from the west side. Street access must be provided and maintained at all times. The building addresses are to be posted and to be visible from the street in accordance with the Building By-law prior to final inspection. | 4way Excavating & Drain Tile Ltd
SP-2023-00553 | 2023-04-03 | 4112 W 11TH AVENUE #3, Vancouver, BC V6R 2L6 | Sprinkler Permit | Residential | New | Completed | Residential - LWH - #3 - Fire sprinkler system for laneway house >DB: To construct a 2 storey laneway house building with an attached garage providing 2 parking spaces and 1 required open parking over gravel providing 3 parking spaces in total, having vehicular access from the 20' Lane. The entire building, INCLUDING THE ATTACHED GARAGE (if applicable), to be sprinklered to NFPA 13R. Note: This is a 1 ½ storey building pursuant to the Zoning & Development By-law. 1. Covenant registered at the Land Title Office under CA8752153 2. No Strata Titling permitted 3. No A/C Unit proposed | Spectrum Fire Protection Ltd
EP-2023-02623 | 2023-03-28 | 4112 W 11TH AVENUE #3, Vancouver, BC V6R 2L6 | Electrical Permit | Residential | New | Completed | Installation / Repair - Residential - TEL/TV/DATA, chime doorbell, alarm >BP: To construct a 2 storey laneway house building ($225,000) with an attached garage providing 2 parking spaces and 1 required open parking over gravel providing 3 parking spaces in total, having vehicular access from the 20' Lane. The entire building, INCLUDING THE ATTACHED GARAGE (if applicable), to be sprinklered to NFPA 13R. Note: This is a 1 ½ storey building pursuant to the Zoning & Development By-law. 1. Covenant registered at the Land Title Office under CA8752153 2. No Strata Titling permitted 3. No A/C Unit proposed 4. Schedule B: (Zhanchao Zhao) P.Eng (604.526.1305) Structural & Geotechnical 5. BC Housing (High-Integrity Construction Ltd.) NOTE: To achieve the required FSR. A floor space exclusion of 3% has been applied to this application as per section 11.17.18 of the district schedule, to accommodate improved building performance. "Combustible projections or roof soffits on an exposing building face shall not project to less than .45m from the property line and shall be in compliance with VBBL 2019 9.10.15.5.(9)" ******THIS PERMIT HAS BEEN ISSUED UNDER THE REQUIREMENTS OF VBBL 2019****** *NEW HOUSE* Note: See DB-2018-02117 for Bldg 1 on site (principal bldg) addressed #1- 4112 W 11th Ave | Anmi Technology Corp.
PP-2022-00790 | 2022-03-09 | 2585 ADANAC STREET, Vancouver, BC V5K 2M6 | Plumbing Permit | Residential | Renovation | Completed | Residential - plumbing fixtures in new home >Amend: Feb. 24th -address should be: 2585 Adanac St for the INFILL -removed BP-2021-00421 -removed previous BP work description -new BP: Building #2, To construct a 2 storey One-Family Infill Dwelling having one enclosed parking space with vehicular access from the lane, serving infill building. (refer to BP-2021-00421 for main house with secondary suite) | MCKIM MECHANICAL
SP-2022-00597 | 2022-04-25 | 1256 E 62ND AVENUE #3, Vancouver, BC V5X 2H3 | Sprinkler Permit | Residential | New | Completed | Residential - Install sprinklers in LWH To construct a 2 storey laneway house building with 1 open parking pad, having vehicular access from the 20' Lane. The entire building, INCLUDING THE ATTACHED GARAGE (if applicable), to be sprinklered to NFPA 13D. Note: This is a 1 ½ storey building pursuant to the Zoning & Development By-law. 1. Covenant registered at the Land Title Office under CA8095322 2. No Strata Titling permitted 4. No A/C Unit proposed 5. Schedule B: (Jeff Allester) P.Eng (604.228.0518) Structural 7. Schedule B: (Mahmoud Mahmoud) P.Eng (778.891.8664) Geotechnical 8. HPO: Residential Builder- (0887635 B.C. Ltd) AMEND: MAR 13/2023 Our company is continuing the work started previously by another company. CHANGE OF CONTRACTOR LETTER HAS BEEN UPLOADED | Gold Key Fire Protection Ltd
EP-2022-04364 | 2022-05-26 | 1256 E 62ND AVENUE #3, Vancouver, BC V5X 2H3 | Electrical Permit | Residential | New | Completed | Installation / Repair - Residential - Prewire and finish tv jacks, telephone jacks, doorbell, and security alarm >BP: To construct a 2 storey laneway house building ($166,000.00) with 1 open parking pad, having vehicular access from the 20' Lane. The entire building, INCLUDING THE ATTACHED GARAGE (if applicable), to be sprinklered to NFPA 13D. Note: This is a 1 ½ storey building pursuant to the Zoning & Development By-law. 1. Covenant registered at the Land Title Office under CA8095322 2. No Strata Titling permitted 4. No A/C Unit proposed 5. Schedule B: (Jeff Allester) P.Eng (604.228.0518) Structural 7. Schedule B: (Mahmoud Mahmoud) P.Eng (778.891.8664) Geotechnical 8. HPO: Residential Builder- (0887635 B.C. Ltd) NOTE: To achieve the required FSR. A floor space exclusion of 3% has been applied to this application as per section 11.24.18 of the district schedule, to accommodate improved building performance. NOTE: Information regarding the principal building on the survey and site plan is for reference only. Any discrepancy between information regarding the principal building on the survey and/or site plan and approved permit drawings for the principal building are neither approved nor authorized under this laneway house permit. *NEW HOUSE* Note: See DB-2020-04033 for Bldg 1 on site (principal bldg) addressed #1 - 1256 E 62nd Av. | Karnpal Johal
PP-2022-01858 | 2022-06-02 | 1256 E 62ND AVENUE #3, Vancouver, BC V5X 2H3 | Plumbing Permit | Residential | New | Completed | Residential - plumbing >BP: To construct a 2 storey laneway house building with 1 open parking pad, having vehicular access from the 20' Lane. The entire building, INCLUDING THE ATTACHED GARAGE (if applicable), to be sprinklered to NFPA 13D. Note: This is a 1 ½ storey building pursuant to the Zoning & Development By-law. 1. Covenant registered at the Land Title Office under CA8095322 2. No Strata Titling permitted 4. No A/C Unit proposed 5. Schedule B: (Jeff Allester) P.Eng (604.228.0518) Structural 7. Schedule B: (Mahmoud Mahmoud) P.Eng (778.891.8664) Geotechnical 8. HPO: Residential Builder- (0887635 B.C. Ltd) NOTE: To achieve the required FSR. A floor space exclusion of 3% has been applied to this application as per section 11.24.18 of the district schedule, to accommodate improved building performance. Address Information: Building 1 #1 - 1256 E 62nd Av - One Family Dwelling (1st and 2nd storey, north portion of basement) #2 - 1256 E 62nd Av - Secondary Suite (south portion of basement) Building 2 #3 - 1256 E 62nd Av - Laneway House (1.5 storey) Address has been assigned per the approved plans as the fire/emergency access to the laneway house is from the West side. This access must be provided & maintained at 20' Lane at all times in accordance with the Building By-law. NOTE: Information regarding the principal building on the survey and site plan is for reference only. Any discrepancy between information regarding the principal building on the survey and/or site plan and approved permit drawings for the principal building are neither approved nor authorized under this laneway house permit. *NEW HOUSE* Note: See DB-2020-04033 for Bldg 1 on site (principal bldg) addressed #1 - 1256 E 62nd Av. | SKY HIGH PLUMBING & HEATING LTD
GP-2022-01516 | 2022-05-17 | 1256 E 62ND AVENUE #3, Vancouver, BC V5X 2H3 | Gas Permit | Residential | New | Completed | Residential - gas To construct a 2 storey laneway house building with 1 open parking pad, having vehicular access from the 20' Lane. The entire building, INCLUDING THE ATTACHED GARAGE (if applicable), to be sprinklered to NFPA 13D. Note: This is a 1 ½ storey building pursuant to the Zoning & Development By-law. 1. Covenant registered at the Land Title Office under CA8095322 2. No Strata Titling permitted 4. No A/C Unit proposed 5. Schedule B: (Jeff Allester) P.Eng (604.228.0518) Structural 7. Schedule B: (Mahmoud Mahmoud) P.Eng (778.891.8664) Geotechnical 8. HPO: Residential Builder- (0887635 B.C. Ltd) | PRIDE GAS & HEATING LTD.
PP-2023-01462 | 2023-04-26 | 3276 W 24TH AVENUE #3, Vancouver, BC V6L 1R9 | Plumbing Permit | Residential | New | Issued | Residential - Plumbing for one bathroom Lakeway house >BP: To construct a 2 storey laneway house building with an attached garage and 1 open parking pad, providing a total of 3 parking spaces, having vehicular access from the 20' Lane Note: This is a 1 ½ storey building pursuant to the Zoning & Development By-law. 1. Covenant registered at the Land Title Office under CA9141263 2. No Strata Titling permitted 3. No A/C unit proposed 4. Schedule B: (Antony Wang) P.Eng (604.618.6236) Structural & Geotechnical 5. HPO: Residential Builder- Kadium Construction Ltd. | Apple Mechanical Ltd
EP-2023-04464 | 2023-06-07 | 3276 W 24TH AVENUE #3, Vancouver, BC V6L 1R9 | Electrical Permit | Residential | New | Issued | Installation / Repair - Residential - Rough wiring,finishing and new 200 Amp service >BP: Rev #1: Note: The entire building, INCLUDING THE ATTACHED GARAGE, is to be sprinklered to NFPA 13 D per 3.2.5.12.(3)(d) To construct a 2 storey laneway house building ($224,747.5) with an attached garage and 1 open parking pad, providing a total of 3 parking spaces, having vehicular access from the 20' Lane Note: This is a 1 ½ storey building pursuant to the Zoning & Development By-law. 1. Covenant registered at the Land Title Office under CA9141263 2. No Strata Titling permitted 3. No A/C unit proposed 4. Schedule B: (Antony Wang) P.Eng (604.618.6236) Structural & Geotechnical 5. HPO: Residential Builder- Kadium Construction Ltd. | CHEEMA ELECTRIC LTD
EP-2023-04962 | 2023-06-05 | 3276 W 24TH AVENUE #3, Vancouver, BC V6L 1R9 | Electrical Permit | Residential | New | Issued | Installation / Repair - Residential - TV, TEL, DATA, chime, alarm finish. >BP: Rev #1: Note: The entire building, INCLUDING THE ATTACHED GARAGE, is to be sprinklered to NFPA 13 D per 3.2.5.12.(3)(d) To construct a 2 storey laneway house building ($224,747.5) with an attached garage and 1 open parking pad, providing a total of 3 parking spaces, having vehicular access from the 20' Lane Note: This is a 1 ½ storey building pursuant to the Zoning & Development By-law. 1. Covenant registered at the Land Title Office under CA9141263 2. No Strata Titling permitted 3. No A/C unit proposed 4. Schedule B: (Antony Wang) P.Eng (604.618.6236) Structural & Geotechnical 5. HPO: Residential Builder- Kadium Construction Ltd. | Anmi Technology Corp.
SP-2022-01685 | 2022-10-17 | 3276 W 24TH AVENUE #3, Vancouver, BC V6L 1R9 | Sprinkler Permit | Residential | New | Issued | Residential - LWH - #3 - new laneway house >DB: To construct a 2 storey laneway house building with an attached garage and 1 open parking pad, providing a total of 3 parking spaces, having vehicular access from the 20' Lane Note: This is a 1 ½ storey building pursuant to the Zoning & Development By-law. 1. Covenant registered at the Land Title Office under CA9141263 2. No Strata Titling permitted 3. No A/C unit proposed Rev #1: Note: The entire building, INCLUDING THE ATTACHED GARAGE, is to be sprinklered to NFPA 13 D per 3.2.5.12.(3)(d) | Yu Fire Protection Inc.
PP-2023-01529 | 2023-05-02 | 342 W 11TH AVENUE, Vancouver, BC V5Y 1T2 | Plumbing Permit | Residential | New | Issued | Residential - Install one outside sump without pump | Octiscapes Site Services Ltd
EP-2023-03407 | 2023-04-20 | 342 W 11TH AVENUE, Vancouver, BC V5Y 1T2 | Electrical Permit | Residential | New | Issued | Installation / Repair - Residential - New electrical for Infill. Infill will include an electrical closet that will feed the main dwelling building as well. >BP: **********************Part 5 Design********************** To construct an Infill One-Family Dwelling with an attached two-car garage (Building 2) and one surface parking space, having vehicular access from the lane. Building 2 (infill) 342 W 11th Av - One Family Dwelling (2 storey) ******THIS PERMIT HAS BEEN REVIEWED AND ISSUED UNDER THE REQUIREMENTS OF VBBL 2019 *********** Building Review Branch Notes: 1. Sch. A, Sch. D, Arch. B, Struct. B & Geo. B are submitted. 2. Entire building is to be sprinklered to NFPA 13R requirements. 3. All new windows, doors, and skylights shall conform to AAMA/WDMA/CSA101/I.S.2/A440, NAFS. | Clarus Electric Corp
PP-2023-04196 | NULL | 342 W 11TH AVENUE, Vancouver, BC V5Y 1T2 | Plumbing Permit | Residential | New | Application Incomplete | Residential - DWV, Waterlines and fixture installation for the laneway unit. >BP: ***Part 5 Design********************** To construct an Infill One-Family Dwelling with an attached two-car garage (Building 2) and one surface parking space, having vehicular access from the lane. - See BP-2021-00334 for Building 1. ******THIS PERMIT HAS BEEN REVIEWED AND ISSUED UNDER THE REQUIREMENTS OF VBBL 2019 *********** | D-Luxe Plumbing & Heating Ltd
PP-2022-01530 | 2022-05-05 | 3349 W 27TH AVENUE #3, Vancouver, BC V6S 1P5 | Plumbing Permit | Residential | New | Completed | Residential - plumbing >BP: To construct a 1 storey laneway house building ($171,515) with an attached garage and 1 open parking pad, providing a total of 2 parking spaces, having vehicular access from the lane. Note: This is a 1 storey building pursuant to the Zoning & Development By-law Rev #1: Building is sprinklered to NFPA 13D requirements as per VBBL 3.2.5.12(3)(d), including garage. 1. Covenant registered at the Land Title Office under CA8809706 2. No Strata Titling permitted 3. No A/C unit proposed 4. Schedule B: Mr. Jason Hui P.Eng (778-319-3403) Structural & Geotechnical 5. HPO: Residential Builder - Phileo Enterprise Corp. Building 2 #3 - 3349 W 27th Av - Laneway House (1.0 storey) Address assigned per approved plans. Fire and Emergency street access (walkway) to the laneway house is from the west side. Street access must be provided and maintained at all times. The building address is to be posted and to be visible from the street in accordance with the Building By-law prior to final inspection. *NEW HOUSE* Note: See DB-2021-00072 for Bldg 1 on site (principal bldg) addressed #1-3349 W 27th Ave. | SKY HIGH PLUMBING & HEATING LTD
EP-2022-04517 | 2022-05-31 | 3349 W 27TH AVENUE #3, Vancouver, BC V6S 1P5 | Electrical Permit | Residential | New | Completed | Installation / Repair - Residential - alarm, cable, tel, data, doorbell >BP: To construct a 1 storey laneway house building ($171,515) with an attached garage and 1 open parking pad, providing a total of 2 parking spaces, having vehicular access from the lane. Note: This is a 1 storey building pursuant to the Zoning & Development By-law Rev #1: Building is sprinklered to NFPA 13D requirements as per VBBL 3.2.5.12(3)(d), including garage. 1. Covenant registered at the Land Title Office under CA8809706 2. No Strata Titling permitted 3. No A/C unit proposed 4. Schedule B: Mr. Jason Hui P.Eng (778-319-3403) Structural & Geotechnical 5. HPO: Residential Builder - Phileo Enterprise Corp. Building 2 #3 - 3349 W 27th Av - Laneway House (1.0 storey) Address assigned per approved plans. Fire and Emergency street access (walkway) to the laneway house is from the west side. Street access must be provided and maintained at all times. The building address is to be posted and to be visible from the street in accordance with the Building By-law prior to final inspection. *NEW HOUSE* Note: See DB-2021-00072 for Bldg 1 on site (principal bldg) addressed #1-3349 W 27th Ave. | One Stop Alarm Systems Ltd
SP-2022-00915 | 2022-06-07 | 3349 W 27TH AVENUE #3, Vancouver, BC V6S 1P5 | Sprinkler Permit | Residential | New | Completed | Residential - Install sprinklers in lwh To construct a 1 storey laneway house building with an attached garage and 1 open parking pad, providing a total of 2 parking spaces, having vehicular access from the lane. Note: This is a 1 storey building pursuant to the Zoning & Development By-law 1. Covenant registered at the Land Title Office under CA8809706 2. No Strata Titling permitted 3. No A/C unit proposed 4. Schedule B: Mr. Jason Hui P.Eng (778-319-3403) Structural & Geotechnical 5. HPO: Residential Builder - Phileo Enterprise Corp. | Gold Key Fire Protection Ltd
GP-2022-00974 | 2022-03-30 | 3349 W 27TH AVENUE #3, Vancouver, BC V6S 1P5 | Gas Permit | Residential | New | Completed | Residential - gas line >To construct a 1 storey laneway house building ($171,515) with an attached garage and 1 open parking pad, providing a total of 2 parking spaces, having vehicular access from the lane. | PRIDE GAS & HEATING LTD.
EP-2022-03536 | 2022-05-03 | 4517 W 16TH AVENUE #3, Vancouver, BC V6R 3E8 | Electrical Permit | Residential | New | Completed | Installation / Repair - Residential - New laneway house wiring. Main consumer's service 200amps with [2] 200amps per positions meter socket. Main house service 200amps. Laneway house service 100amps. >BP: To construct a 1 storey laneway house building ($161,000.00) with an attached garage and 1 open parking pad, providing a total of 2 parking spaces, having vehicular access from the lane. Note: This is a 1 storey building pursuant to the Zoning & Development By-law Note: Sprinkler to NFPA 13R 1. Covenant to be registered at the Land Title Office prior to the sheathing inspection 2. No Strata Titling permitted 3. No A/C unit proposed 4. Schedule B: Anthony Wang P.Eng (604-618-6236) Structural & Geotechnical 5. HPO: Residential Builder- JB Pacific Homes Ltd. ****residential projects will now require schedule B as part of the sprinkler application**** **no thermal exclusion used** Address note: #3 - 4517 W 16th Av - Laneway House (1.0 storey) Address assigned per approved plans. Fire and Emergency street access (walkway) to the laneway house is from the west side. Street access must be provided and maintained at all times. The building addresses are to be posted and to be visible from the street in accordance with the Building By-law prior to final inspection. ******THIS PERMIT HAS BEEN ISSUED UNDER THE REQUIREMENTS OF VBBL 2019 (#12511)****** | Eltec Electric Ltd
SP-2023-00465 | 2023-03-17 | 4517 W 16TH AVENUE #3, Vancouver, BC V6R 3E8 | Sprinkler Permit | Residential | New | Completed | Residential - LWH - #3 - new sprinkler installation >DB: To construct a 1 storey laneway house building with an attached garage and 1 open parking pad, providing a total of 2 parking spaces, having vehicular access from the lane. Note: This is a 1 storey building pursuant to the Zoning & Development By-law Rev#1: Note: The entire building including the attached garage to be sprinklered to NPFA 13D as per VBBL 3.2.5.12.(3)(d). 1. Covenant to be registered at the Land Title Office prior to the sheathing inspection 2. No Strata Titling permitted 3. No A/C unit proposed | Real Tech Fire Protection Ltd
PP-2022-03801 | 2022-10-24 | 4517 W 16TH AVENUE #3, Vancouver, BC V6R 3E8 | Plumbing Permit | Residential | New | Completed | Residential - Plumbing for: >BP: To construct a 1 storey laneway house building ($161,000.00) with an attached garage and 1 open parking pad, providing a total of 2 parking spaces, having vehicular access from the lane. | bcc mechanicals ltd
EP-2022-06363 | 2022-07-28 | 4517 W 16TH AVENUE #3, Vancouver, BC V6R 3E8 | Electrical Permit | Residential | New | Completed | Installation / Repair - Residential - LWH - #3 - Class 2 wiring. COMPLETE SECURITY ALARM SYSTEM To construct a 1 storey laneway house building ($161,000.00) with an attached garage and 1 open parking pad, providing a total of 2 parking spaces, having vehicular access from the lane. Note: This is a 1 storey building pursuant to the Zoning & Development By-law Note: Sprinkler to NFPA 13R 1. Covenant to be registered at the Land Title Office prior to the sheathing inspection 2. No Strata Titling permitted 3. No A/C unit proposed | Integrity Enterprise Ltd. DBA AV Digital Systems
GP-2022-01864 | 2022-06-21 | 1144 E 60TH AVENUE, Vancouver, BC V5X 2A7 | Gas Permit | Residential | New | Completed | Residential - 2FD+2SS - WEST - 1144 E 60TH AV #1& #2 EAST - 1146 E 60TH AV #1& #2 To install 2 boiler 4 range To construct a two-storey two-family dwelling with two secondary suites located in the basement, with a detached accessory building (garage) at the rear providing 2 parking spaces, having vehicular access from the lane. Note: This is a 2 storey building pursuant to the Zoning and Development By-Law 1. Covenant registered at the Land Title Office under CA9261730 2. No strata titling permitted 3. A/C units proposed 4. Bar sinks proposed AMEND: JULY 8/2022 Add 2 gas cooktop 1 in each unit these have 60,000 Btu each | JOT MECHANICAL LTD
EP-2023-04549 | 2023-05-24 | 1144 E 60TH AVENUE, Vancouver, BC V5X 2A7 | Electrical Permit | Residential | New | Completed | Installation / Repair - Residential - Complete Security Alarm System. >BP: To construct a two-storey two-family dwelling with two secondary suites ($1,082,725) located in the basement, with (2) separate detached accessory buildings (garages) at the rear providing 2 parking spaces, having vehicular access from the lane. Note: This is a 2 storey building pursuant to the Zoning and Development By-Law 1. Covenant registered at the Land Title Office under CA9261730 2. No strata titling permitted 3. A/C units proposed 4. Bar sinks proposed 5. Schedule B: Ke Jian, Ma Structural & Geotechnical 6. HPO: Residential Builder - Max-Pro Construction Ltd. ******THIS PERMIT HAS BEEN ISSUED UNDER THE REQUIREMENTS OF VBBL #12511 (2019)****** | AIGO TECHNOLOGY INC
EP-2022-04401 | 2022-05-27 | 1144 E 60TH AVENUE, Vancouver, BC V5X 2A7 | Electrical Permit | Residential | New | Completed | Installation / Repair - Residential - 2FD+2SS - Duplex - Residential -2 Single Meter service for each unit. New wiring: single phase service, panel. All outlet, roughing and connection, lighting system and all electrical equipment connection. Plus prewire data cables and communication with finishing. Total 200 Amps 240 V 1 Phase 3 Wires from BC Hydro Service (not 200 amp for each duplex unit). 2 Meter system. 2x125 Amp; 3/0Awg/Al for Each duplex unit. 60A, 1Awg /AL for each legal suite. >BP: To construct a two-storey two-family dwelling with two secondary suites ($1,082,725) located in the basement, with a detached accessory building (garage) at the rear providing 2 parking spaces, having vehicular access from the lane. | Aidea Solutions Ltd
PP-2022-01222 | 2022-04-11 | 1144 E 60TH AVENUE, Vancouver, BC V5X 2A7 | Plumbing Permit | Residential | New | Completed | Residential - 2FD+2SS - WEST SIDE - 1144 E 60TH AV - #1 & #2 EAST SIDE - 1146 E 60TH AV - #1 & #2 plumbing & heating roughing To construct a two-storey two-family dwelling with two secondary suites located in the basement, with a detached accessory building (garage) at the rear providing 2 parking spaces, having vehicular access from the lane. Note: This is a 2 storey building pursuant to the Zoning and Development By-Law 1. Covenant registered at the Land Title Office under CA9261730 2. No strata titling permitted 3. A/C units proposed 4. Bar sinks proposed | Forbes Mechanical Ltd
PP-2022-00163 | 2022-01-20 | 1144 E 60TH AVENUE, Vancouver, BC V5X 2A7 | Plumbing Permit | Residential | New | Completed | Residential - 2FD+2SS - sump to be installed out side - 2 SUMPS, 1 WITH PUMP To construct a two-storey two-family dwelling with two secondary suites located in the basement, with a detached accessory building (garage) at the rear providing 2 parking spaces, having vehicular access from the lane. Note: This is a 2 storey building pursuant to the Zoning and Development By-Law 1. Covenant registered at the Land Title Office under CA9261730 2. No strata titling permitted 3. A/C units proposed 4. Bar sinks proposed | 4 WAY EXCAVATING & DRAIN TILE LTD.
SP-2022-00182 | 2022-02-11 | 803 E 12TH AVENUE, Vancouver, BC V5T 2J3 | Sprinkler Permit | Residential | New | Completed | Residential - Install sprinklers in duplex >BP: To construct a 2-storey two-family dwelling with a secondary suite located in the basement ($755,250) with a detached accessory building (garage) at the rear providing 2 parking spaces and with one surface parking having vehicular access from the lane. ***The entire building, INCLUDING THE ATTACHED GARAGE (if applicable), to be sprinklered to NFPA 2 x 13R*** Note: This is a 2 storey building pursuant to the Zoning and Development By-Law 1. A/C unit proposed 2. No bar sink proposed in cellar 3. Structural and geotechnical schedule B: Yatendra Kumar Sharma (778.863.7076) 4. HPO: CAV Enterprise Inc "Combustible projections or roof soffits on an exposing building face shall not project to less than .45m from the property line and shall be in compliance with VBBL 2019 9.10.15.5.(11)" Any alterations or conversions to the attached garage (if applicable) to habitable living space shall not be permitted without first obtaining the approval of the Director of Planning and the Chief Building Official. Thermal protection measures and Laneway house design guidelines shall be required to be met prior to the approval of the conversion. ******THIS PERMIT HAS BEEN ISSUED UNDER THE REQUIREMENTS OF VBBL 2019****** Addressing data: FRONT UNIT 803 E 12th Av - One Dwelling (south portion of 1st and 2nd storey) BACK UNIT #1 - 2746 Prince Albert St - One Dwelling (north portion of 1st and 2nd storey) #2 - 2746 Prince Albert St - Secondary Suite (basement) | Gold Key Fire Protection Ltd
EP-2022-01489 | 2022-03-08 | 803 E 12TH AVENUE, Vancouver, BC V5T 2J3 | Electrical Permit | Residential | New | Completed | Installation / Repair - Residential - Extra Low Voltage Rough-Wiring and Finishing >BP: To construct a 2-storey two-family dwelling with a secondary suite located in the basement ($755,250) with a detached accessory building (garage) at the rear providing 2 parking spaces and with one surface parking having vehicular access from the lane. ***The entire building, INCLUDING THE ATTACHED GARAGE (if applicable), to be sprinklered to NFPA 2 x 13R*** Note: This is a 2 storey building pursuant to the Zoning and Development By-Law 1. A/C unit proposed 2. No bar sink proposed in cellar 3. Structural and geotechnical schedule B: Yatendra Kumar Sharma (778.863.7076) 4. HPO: CAV Enterprise Inc "Combustible projections or roof soffits on an exposing building face shall not project to less than .45m from the property line and shall be in compliance with VBBL 2019 9.10.15.5.(11)" Any alterations or conversions to the attached garage (if applicable) to habitable living space shall not be permitted without first obtaining the approval of the Director of Planning and the Chief Building Official. Thermal protection measures and Laneway house design guidelines shall be required to be met prior to the approval of the conversion. ******THIS PERMIT HAS BEEN ISSUED UNDER THE REQUIREMENTS OF VBBL 2019****** Amend: May 12, 2022 amendments to my permit application for Alarm Systems Completion. | Karma Communications Ltd.
EP-2022-01661 | 2022-03-10 | 803 E 12TH AVENUE, Vancouver, BC V5T 2J3 | Electrical Permit | Residential | New | Completed | Installation / Repair - Residential - Roughing and Finishing with New Electrical Code. Main consumer's service: 200 A, 125 A service for each unit. >BP: To construct a 2-storey two-family dwelling with a secondary suite located in the basement ($755,250) with a detached accessory building (garage) at the rear providing 2 parking spaces and with one surface parking having vehicular access from the lane. ***The entire building, INCLUDING THE ATTACHED GARAGE (if applicable), to be sprinklered to NFPA 2 x 13R*** Note: This is a 2 storey building pursuant to the Zoning and Development By-Law 1. A/C unit proposed 2. No bar sink proposed in cellar 3. Structural and geotechnical schedule B: Yatendra Kumar Sharma (778.863.7076) 4. HPO: CAV Enterprise Inc "Combustible projections or roof soffits on an exposing building face shall not project to less than .45m from the property line and shall be in compliance with VBBL 2019 9.10.15.5.(11)" Any alterations or conversions to the attached garage (if applicable) to habitable living space shall not be permitted without first obtaining the approval of the Director of Planning and the Chief Building Official. Thermal protection measures and Laneway house design guidelines shall be required to be met prior to the approval of the conversion. ******THIS PERMIT HAS BEEN ISSUED UNDER THE REQUIREMENTS OF VBBL 2019****** | Highlight Electrical Ltd
NULL | NULL | 803 E 12TH AVENUE, Vancouver, BC V5T 2J3 | Mechanical Permit | NULL | NULL | Draft | NULL | CAV Enterprise Inc
GP-2021-03526 | 2023-02-09 | 2524 E 5TH AVENUE, Vancouver, BC V5M 1M7 | Gas Permit | Residential | New | Completed | Residential - Gas piping of a new duplex house | Karan Plumbing & Heating Ltd
GP-2021-03329 | 2022-03-21 | 2524 E 5TH AVENUE, Vancouver, BC V5M 1M7 | Gas Permit | Residential | New | Completed | Residential - Gas piping of a house | Karan Plumbing & Heating Ltd
NULL | NULL | 469 W KING EDWARD AVENUE, Vancouver, BC V5Y 2J3 | Electrical Permit | Commercial | NULL | Withdrawn | Annual / Operating - ANNUAL OPERATING PERMIT Minor electrical installation, repair and maintenance. | Berts Electric (2001) Ltd
SP-2022-00980 | 2023-03-31 | 469 W KING EDWARD AVENUE, Vancouver, BC V5Y 2J3 | Sprinkler Permit | Commercial | Renovation | Completed | Commercial - For sprinkler system alterations to the 2019 VBBL and NFPA 13, 2013 for the tenant improvements to demolish the existing P-1 parkade wall (on gridline H between 3 & 4 ) to create a new access opening to the parkade of 431 W. King Edward to the provisions of Alternative Solutions AL-2020-00134 as proposed by LMDG Building Code Consultants. Work includes new water curtain and new rated fire shutter. All interfacing of waterproofing will occur from 431 West King Edward. Engineer of Record: Ryan Pavey pavey@cardinalfire.ca 604-605-0606 | A R T Fire Protection Inc
EP-2022-08741 | 2022-10-14 | 469 W KING EDWARD AVENUE, Vancouver, BC V5Y 2J3 | Electrical Permit | Commercial | NULL | Expired | Annual / Operating - ANNUAL OPERATING PERMIT Minor electrical installation, repair and maintenance. Expired Permit EP-2021-08045 Valid Oct 28,2022 until Oct 27, 2023 | Berts Electric (2001) Ltd
EP-2023-03857 | 2023-05-03 | 469 W KING EDWARD AVENUE, Vancouver, BC V5Y 2J3 | Electrical Permit | Commercial | Addition | Completed | Installation / Repair - Commercial - Minor addition to fire alarm system for new fire shutter to adjacent building. >BP: To demolish the existing P-1 parkade wall (on gridline H between 3 & 4 ) to create a new access opening to the parkade of 431 W. King Edward to the provisions of Alternative Solutions AL-2020-00134 as proposed by LMDG Building Code Consultants. Work includes new water curtain and new rated fire shutter. All interfacing of waterproofing will occur from 431 West King Edward. Relate to AL-2020-00134. | Hall Electrical Ltd
EP-2023-09842 | 2023-10-31 | 469 W KING EDWARD AVENUE, Vancouver, BC V5Y 2J3 | Electrical Permit | Commercial | NULL | Issued | Annual / Operating - Minor electrical installation, repair, and maintenance. Renewal of EP-2022-08741 Valid Oct 28,2023 until Oct 27, 2024 | Berts Electric (2001) Ltd
EP-2022-00081 | 2022-01-07 | 58 E 39TH AVENUE #3, Vancouver, BC V5W 1J7 | Electrical Permit | Residential | New | Completed | Installation / Repair - Residential - alarm,cable,phone,doorbell >BP: To construct a 2 storey laneway house building ($203,675) with an open parking pad, providing 1 parking space, having vehicular access from the lane. Note: This is a 1 ½ storey building pursuant to the Zoning & Development By-law 1. Non-stratification covenant registration for secondary suite and laneway house must be completed prior to sheathing inspection. 2. No Strata Titling permitted 3. No A/C unit proposed 4. Schedule B: Tsung-Hua Yang, P. Eng. (604-729-0585) Structural & Geotechnical 5. HPO: Residential Builder - Kinip Construction Ltd. 41172 Address Note: Building 2 #3 - 58 E 39th Av - Laneway House (1.5 storey) Address assigned per approved plans. Fire and Emergency street access (walkway) to the laneway house is from the west side. Street access must be provided and maintained at all times. The building addresses are to be posted and to be visible from the street in accordance with the Building By-law prior to final inspection. ******THIS PERMIT HAS BEEN ISSUED UNDER THE REQUIREMENTS OF VBBL #12511 (2019)****** | Supertech Systems Ltd
SP-2022-00070 | 2022-01-27 | 1689 W 62ND AVENUE #3, Vancouver, BC V6P 2G1 | Sprinkler Permit | Residential | New | Issued | Residential - To Install 17 sprinkler heads >BP: To construct a 2 storey laneway house building ($231,692.50) with an attached garage and 1 open parking pad, providing a total of 2 parking spaces, having vehicular access from the 20' Lane. Rev #2: The entire building, INCLUDING THE ATTACHED GARAGE (if applicable), to be sprinklered to NFPA 13D as per VBBL 3.2.5.12(3)(d). Note: This is a 1 ½ storey building pursuant to the Zoning & Development By-law. 1. Covenant registered at the Land Title Office under CA86403 2. No Strata Titling permitted 4. No A/C Unit proposed 5. Schedule B: (Zhanchao Zhao) P.Eng (604.526.1305) Structural and Geotechnical 7. HPO: Residential Builder- (MCCM Residential Ltd.) NOTE: To achieve the required FSR. A floor space exclusion of 3% has been applied to this application as per section 11.24.18 of the district schedule, to accommodate improved building performance. Address Information: Building 1 #1 - 1689 W 62nd Av - One Family Dwelling (1st and 2nd storey, south & north-east portion of cellar) #2 - 1689 W 62nd Av - Secondary Suite (north-west portion of cellar) Building 2 #3 - 1689 W 62nd Av - Laneway House (1.5 storey) Address has been assigned per the approved plans as the fire/emergency access to the laneway house is from the West times in accordance with the Building By-law. NOTE: Information regarding the principal building on the survey and site plan is for reference only. Any discrepancy between information regarding the principal building on the survey and/or site plan and approved permit drawings for the principal building are neither approved nor authorized under this laneway house permit. *NEW HOUSE* Note: See DB-2020-03463 for Bldg 1 on site (principal bldg) addressed #1 - 1689 W 62nd Av. **THIS PERMIT HAS BEEN ISSUED UNDER THE REQUIREMENTS OF VBBL #12511 (2019).** | General Sprinkler Systems Ltd
EP-2023-04005 | 2023-05-08 | 108 W 21ST AVENUE #3, Vancouver, BC V5Y 2E2 | Electrical Permit | Residential | Addition | Completed | Installation / Repair - Residential - LWH - Installation of Solar photovoltaic (pv) system. Related EP-2023-03747. DB: To construct a 1 storey laneway house building ($178,750) with an attached garage and 1 open parking pad, providing a total of 2 parking spaces, having vehicular access from the 20' Lane. 1. Covenant registered at the Land Title Office under CA9646787 2. No Strata Titling permitted 3. No A/C Unit proposed 4. 4. Schedule B: (Xian Min Lily Qiu) P.Eng (778.321.5377) Structural 5. 5. Schedule B: (Thanh Van Le) P.Eng (604.421.3288) Geotechnical 6. 6. HPO: Residential Builder- Glenmark Homes Ltd. NOTE: To achieve the required FSR. A floor space exclusion of 3% has been applied to this application as per section 11.24.18 of the district schedule, to accommodate improved building performance. Address Information: Principle Dwelling: #1-108 W 21 Ave Laneway home: #3-108 W 21 Ave Address has been assigned per the approved plans as the fire/emergency access to the laneway house is from the North side. This access must be provided & maintained at 20' Lane at all times in accordance with the Building By-law. NOTE: Information regarding the principal building on the survey and site plan is for reference only. Any discrepancy between information regarding the principal building on the survey and/or site plan and approved permit drawings for the principal building are neither approved nor authorized under this laneway house permit. *NEW HOUSE* Note: See DB-2021-06845 for Bldg 1 on site (principal bldg) addressed #1-108 W 21 Ave. **THIS PERMIT HAS BEEN ISSUED UNDER THE REQUIREMENTS OF VBBL #12511 (2019) ** | Stardust Solar Technologies Inc
GP-2023-01078 | 2023-03-30 | 108 W 21ST AVENUE #3, Vancouver, BC V5Y 2E2 | Gas Permit | Residential | New | Completed | Residential - LWH - #3 - New Rough In >DB: To construct a 1 storey laneway house building with an attached garage and 1 open parking pad, providing a total of 2 parking spaces, having vehicular access from the 20' Lane. 1. Covenant registered at the Land Title Office under CA9646787 2. No Strata Titling permitted 3. No A/C Unit proposed | Pacific Peak to Peak Plumbing & Heating Ltd
SP-2023-00147 | 2023-01-26 | 108 W 21ST AVENUE #3, Vancouver, BC V5Y 2E2 | Sprinkler Permit | Residential | New | Completed | Residential - installation of a new fire sprinkler system > To construct a 1 storey laneway house building ($178,750) with an attached garage and 1 open parking pad, providing a total of 2 parking spaces, having vehicular access from the 20' Lane. 1. Covenant registered at the Land Title Office under CA9646787 2. No Strata Titling permitted 3. No A/C Unit proposed 4. 4. Schedule B: (Xian Min Lily Qiu) P.Eng (778.321.5377) Structural 5. 5. Schedule B: (Thanh Van Le) P.Eng (604.421.3288) Geotechnical 6. 6. HPO: Residential Builder- Glenmark Homes Ltd. NOTE: To achieve the required FSR. A floor space exclusion of 3% has been applied to this application as per section 11.24.18 of the district schedule, to accommodate improved building performance. *NEW HOUSE* Note: See DB-2021-06845 for Bldg 1 on site (principal bldg) addressed #1-108 W 21 Ave. **THIS PERMIT HAS BEEN ISSUED UNDER THE REQUIREMENTS OF VBBL #12511 (2019) ** | CENTRE LINE FIRE SPRINKLERS LTD
PP-2022-03552 | 2022-10-07 | 108 W 21ST AVENUE #3, Vancouver, BC V5Y 2E2 | Plumbing Permit | Residential | New | Completed | Residential - LWH #3 - New construction lane way home. >DB: To construct a 1 storey laneway house building with an attached garage and 1 open parking pad, providing a total of 2 parking spaces, having vehicular access from the 20' Lane. 1. Covenant registered at the Land Title Office under CA9646787 2. No Strata Titling permitted 3. No A/C Unit proposed | Pacific Peak to Peak Plumbing & Heating Ltd
EP-2022-06747 | 2022-08-12 | 108 W 21ST AVENUE #3, Vancouver, BC V5Y 2E2 | Electrical Permit | Residential | New | Completed | Installation / Repair - Residential - New Laneway House wiring >BP: To construct a 1 storey laneway house building ($178,750) with an attached garage and 1 open parking pad, providing a total of 2 parking spaces, having vehicular access from the 20' Lane. 1. Covenant registered at the Land Title Office under CA9646787 2. No Strata Titling permitted 3. No A/C Unit proposed 4. 4. Schedule B: (Xian Min Lily Qiu) P.Eng (778.321.5377) Structural 5. 5. Schedule B: (Thanh Van Le) P.Eng (604.421.3288) Geotechnical 6. 6. HPO: Residential Builder- Glenmark Homes Ltd. NOTE: To achieve the required FSR. A floor space exclusion of 3% has been applied to this application as per section 11.24.18 of the district schedule, to accommodate improved building performance. Address Information: Principle Dwelling: #1-108 W 21 Ave Laneway home: #3-108 W 21 Ave Address has been assigned per the approved plans as the fire/emergency access to the laneway house is from the North side. This access must be provided & maintained at 20' Lane at all times in accordance with the Building By-law. NOTE: Information regarding the principal building on the survey and site plan is for reference only. Any discrepancy between information regarding the principal building on the survey and/or site plan and approved permit drawings for the principal building are neither approved nor authorized under this laneway house permit. *NEW HOUSE* Note: See DB-2021-06845 for Bldg 1 on site (principal bldg) addressed #1-108 W 21 Ave. **THIS PERMIT HAS BEEN ISSUED UNDER THE REQUIREMENTS OF VBBL #12511 (2019) ** | Castle Electric Inc
NULL | NULL | 809 W 23RD AVENUE, Vancouver, BC V5Z 2B1 | Sprinkler Permit | Residential | NULL | Draft | Residential - Planting a new 450sqft micro clover lawn | Abba Landscaping Inc
PP-2022-03428 | 2022-10-07 | 928 E 33RD AVENUE #3, Vancouver, BC V5V 3A6 | Plumbing Permit | Residential | New | Completed | Residential - This permit is for the final -previous company - PP-2021-03561 was for rough in >BP: To construct a 2 storey laneway house building ($132,250) with an open parking pad providing 1 parking space having vehicular access from the lane. | East West Plumbing (2007) Ltd
PP-2022-01068 | 2022-06-27 | 8210 ROSS STREET, Vancouver, BC | Plumbing Permit | Commercial | New | Issued | Commercial - Below ground plumbing piping for two buildings This permit is issued for the site work and below grade facilities for the proposed development: To develop two three-storey Wholesale buildings - Building 1 (A)(North) and Building 2 (B)(South) with Accessory Retail and Office spaces, connected via a vehicle bridge accessible from the north side of Building A ( close to Marine Drive) hereby providing vehicle access to the upper level loading courts of Building A and Building B. Both buildings are accessible from Ross Street. Building A contains 12 wholesale units ( group F-2) - BP-2021-05740 Building B contains 12 wholesale units (group F-2) - BP-2021-05741 | Raven Plumbing and Heating Ltd
EP-2022-01728 | 2022-03-03 | 8210 ROSS STREET, Vancouver, BC | Electrical Permit | Commercial | New | Expired | Temporary Power - Commercial - To provide temporary power. | 0777792 BC Ltd
EP-2022-04510 | 2022-05-30 | 8210 ROSS STREET, Vancouver, BC | Electrical Permit | Commercial | New | Expired | Temporary Power - Commercial - To provide temporary power. | Springbok Electric Limited
EP-2022-05043 | 2022-09-16 | 8210 ROSS STREET, Vancouver, BC | Electrical Permit | Commercial | New | Completed | Installation / Repair - Commercial - ¦ Building 1 ( A) (North) ¦ New Electrical feeders to 12 Wholesale Units for Building A New Lighting and Emergency Lighting New Fire Alarm and Baseboard Heaters Install of Electrical Receptacles BP: To construct a 3-storey with mezzanine industrial Building 1 ( A) (North) contains 12 wholesale units (Group F-2) with ancillary retail and office use at the upper level of each unit: 1st & 2nd storeys/1st & 2nd Levels - 7 (seven) 2-storey wholesale units with ancillary retails ( Group E) on the 2nd floor - Units #105, 110, 115, 120, 125, 130, and 140. 3rd storey/3rd Level - 5 (five) wholesale units with mezzanines (ancillary office spaces, Group D) - Units #350, 360, 365, 375, and 380. NOTE: vehicle and pedestrian access to 1st storey is provided from lower level loading court between Building A and Building B. Vehicle access to 3rd storey is provided by the driving aisle on the North side of Building A and Level 3 loading court. Related to BP-2021-00742 (Site Permit) | Springbok Electric Limited
SP-2022-00970 | 2023-09-26 | 8210 ROSS STREET, Vancouver, BC | Sprinkler Permit | Commercial | New | Issued | Commercial - To install sprinklers to NFPA 13 2013 (ESFR) in this 3-storey with mezzanine industrial Building 1 ( A) (North) contains 12 wholesale units (Group F-2) with ancillary retail and office use at the upper level of each unit: 1st & 2nd storeys/1st & 2nd Levels - 7 (seven) 2-storey wholesale units with ancillary retails ( Group E) on the 2nd floor - Units #105, 110, 115, 120, 125, 130, and 140. 3rd storey/3rd Level - 5 (five) wholesale units with mezzanines (ancillary office spaces, Group D) - Units #350, 360, 365, 375, and 380. NOTE: vehicle and pedestrian access to 1st storey is provided from lower level loading court between Building A and Building B. Vehicle access to 3rd storey is provided by the driving aisle on the North side of Building A and Level 3 loading court. Related to SP-2022-00996 (Site Permit) | Metro City Fire Protection Ltd
EP-2022-03592 | 2022-05-03 | 8210 ROSS STREET, Vancouver, BC | Electrical Permit | Commercial | New | Expired | Temporary Power - Commercial - To provide temporary power. | Springbok Electric Limited
PP-2022-03511 | 2022-11-28 | 8210 ROSS STREET, Vancouver, BC | Plumbing Permit | Commercial | New | Issued | Commercial - Plumbing work for warehouse building >BP: BP Revision #1 - In Review To enclose the open mezzanines designed as ancillary offices or retails to the wholesale units in Building A and Building B , and separate them with a fire separation having 2 hr fire resistance rating from the rest of the unit they belong to, whereby to convert the 3 storey building A to four storey building and to convert building B from four storey to five storey. Related to AL-2022-00050 Al-2022- 00143 To construct a 3-storey with mezzanine industrial Building 1 ( A) (North) contains 12 wholesale units (Group F-2) with ancillary retail and office use at the upper level of each unit: 1st & 2nd storeys/1st & 2nd Levels - 7 (seven) 2-storey wholesale units with ancillary retails ( Group E) on the 2nd floor - Units #105, 110, 115, 120, 125, 130, and 140. 3rd storey/3rd Level - 5 (five) wholesale units with mezzanines (ancillary office spaces, Group D) - Units #350, 360, 365, 375, and 380. NOTE: vehicle and pedestrian access to 1st storey is provided from lower level loading court between Building A and Building B. Vehicle access to 3rd storey is provided by the driving aisle on the North side of Building A and Level 3 loading court. Related to BP-2021-00742 (Site Permit) | Raven Plumbing and Heating Ltd
EP-2022-09750 | 2022-11-21 | 8210 ROSS STREET, Vancouver, BC | Electrical Permit | Commercial | New | Expired | Temporary Power - Commercial - To provide temporary power for crane Valid 11/21/2022 until 11/20/2022 | Springbok Electric Limited
EP-2022-10765 | 2022-12-23 | 8210 ROSS STREET, Vancouver, BC | Electrical Permit | Commercial | New | Expired | Temporary Power - Commercial - To provide temporary power. | Springbok Electric Limited
EP-2023-02017 | 2023-03-09 | 8210 ROSS STREET, Vancouver, BC | Electrical Permit | Commercial | New | Issued | Temporary Power - Commercial - To provide temporary power. Installation of three outdoor monitoring units on poles and a wall. Termination ends at junction boxes. Renewal of EP-2022-01728. Valid: Mar 3, 2023 to Mar 2, 2024 | 0777792 BC Ltd
PP-2023-00973 | 2023-04-26 | 8210 ROSS STREET, Vancouver, BC | Plumbing Permit | Commercial | New | Issued | Commercial - Install 2 trench drains, 5 catch basins, 3 oil interceptors, and related pipe work. This is for both units at 8210 & 8220 Ross St, Vancouver >BP: This permit is issued for the site work and below grade facilities for the proposed development: To develop two three-storey Wholesale buildings - Building 1 (A)(North) and Building 2 (B)(South) with Accessory Retail and Office spaces, connected via a vehicle bridge accessible from the north side of Building A ( close to Marine Drive) hereby providing vehicle access to the upper level loading courts of Building A and Building B. Both buildings are accessible from Ross Street. Building A contains 12 wholesale units ( group F-2) - BP-2021-05740 Building B contains 12 wholesale units (group F-2) - BP-2021-05741 Note: There are three separate vehicle entrances from Ross St. to this site. This is a single stage permit that has been reviewed under the VBBL 2019. | Jack Cewe Construction Ltd
EP-2023-05999 | 2023-08-23 | 8210 ROSS STREET, Vancouver, BC | Electrical Permit | Commercial | New | Issued | Installation / Repair - Commercial - ¦ Building 1 ( A) (North) ¦ ***TO CONTINUE WORK STARTED BY OTHERS (re: EP-2022-05043) New Electrical feeders to 12 Wholesale Units for Building A New Lighting and Emergency Lighting New Fire Alarm and Baseboard Heaters Install of Electrical Receptacles >BP: To construct a 3-storey with mezzanine industrial Building 1 ( A) (North) contains 12 wholesale units (Group F-2) with ancillary retail and office use at the upper level of each unit: 1st & 2nd storeys/1st & 2nd Levels - 7 (seven) 2-storey wholesale units with ancillary retails ( Group E) on the 2nd floor - Units #105, 110, 115, 120, 125, 130, and 140. 3rd storey/3rd Level - 5 (five) wholesale units with mezzanines (ancillary office spaces, Group D) - Units #350, 360, 365, 375, and 380. NOTE: vehicle and pedestrian access to 1st storey is provided from lower level loading court between Building A and Building B. Vehicle access to 3rd storey is provided by the driving aisle on the North side of Building A and Level 3 loading court. Related to BP-2021-00742 (Site Permit) | Bridge Electric Corp
EP-2023-05524 | 2023-06-20 | 8210 ROSS STREET, Vancouver, BC | Electrical Permit | Commercial | New | Issued | Temporary Power - Commercial - To provide temporary power. | Bridge Electric Corp
EP-2023-05526 | 2023-06-20 | 8210 ROSS STREET, Vancouver, BC | Electrical Permit | Commercial | New | Issued | Temporary Power - Commercial - To provide temporary power. | Bridge Electric Corp
EP-2023-06218 | 2023-07-12 | 1055 W GEORGIA STREET, Vancouver, BC V6P 3P3 | Electrical Permit | Commercial | Tenant Improvement | Completed | Installation / Repair - Commercial - Pull and supply (x2) new 15 amp circuits from panel to supplied duplexes and quads within mobile table. Supply and install cab tire from existing ceiling power to vignette. | Canem Systems Ltd
EP-2023-06951 | 2023-08-02 | 1055 W GEORGIA STREET, Vancouver, BC V6P 3P3 | Electrical Permit | Commercial | Renovation | Issued | Installation / Repair - Commercial - Replace existing fire alarm system with new. Note: The issuance of this permit is based on Bulletin 2018-004-BU/EL. | Corporate Electric Limited
EP-2023-04008 | 2023-05-08 | 1055 W GEORGIA STREET, Vancouver, BC V6P 3P3 | Electrical Permit | Commercial | Tenant Improvement | Completed | Installation / Repair - Commercial - Install power and network cable to connect digital steam metering to existing system. | Corporate Electric Limited
EP-2023-04118 | 2023-05-12 | 1055 W GEORGIA STREET, Vancouver, BC V6P 3P3 | Electrical Permit | Commercial | Tenant Improvement | Completed | Installation / Repair - Commercial - Low Voltage sound masking installation. (reference with floor 23rd - EP-2023-03941) >BP: Interior alterations to provide tenant improvements for a new office tenant on the 22nd floor (#2275) in this existing commercial building on site. Scope of work: Complete tenant fit out including construction of partition walls, ceiling, wall finishes, flooring, lighting, millwork, finishes, HVAC, electrical, mechanical, plumbing and sprinkler work. NOTE: Related to BP-2021-06678 for interior demo Letters of Assurance submitted by: Schedule A and Architectural Schedule B, Michael McNaught, Architect, AIBC, ph: 604.724.7602 Structural Schedule B, Ramin Papaei, P.Eng., ph: 604.738.0048 Plumbing and Mechanical Schedule B, Yashar Mosaferi, P.Eng., ph: 604.685.9381 Electrical Schedule B, Kelvin Siu, P.Eng., ph: 604.685.9381 OK For Field Review per K. Vogt; Apr 8, 2022 Building Sprinklered – Separate sprinkler permit required for proposed sprinkler work. BOMA BESt - No Additional Upgrades Required Energy checklist is currently no longer required with your Building Permit (BP) application. Some supporting documents are still required at BP stage, specifically Envelope and HVAC, if applicable. Service Water Heating and Lighting supporting documents, if applicable, must be submitted with your related trades permits (e.g. electrical and plumbing). All energy upgrades will be checked during inspections stage. It is the applicant’s responsibility to identify and note all required upgrades including energy upgrades on their BP drawings at BP stage. | BTM Marketing Group Ltd
EP-2023-03941 | 2023-05-12 | 1055 W GEORGIA STREET, Vancouver, BC V6P 3P3 | Electrical Permit | Commercial | Tenant Improvement | Completed | Installation / Repair - Commercial - Sound Masking Low Voltage Installation. >BP: Interior alterations to provide tenant improvements for a new full floor office tenant on the 23rd floor (#2300) in this existing commercial building on site. Scope of work: Complete tenant fit out including construction of new partition walls, doors, ceiling, wall finishes, flooring, lighting, millwork, finishes, HVAC, electrical, mechanical, plumbing and sprinkler work. NOTE: Related to BP-2021-06682 for interior demolition Letters of Assurance submitted by: Schedule A and Architectural Schedule B, Michael D. McNaught Architect AIBC, MRAIC, ph: 604.724.7602. Structural Schedule B, Ramin Papaei, P.eng., ph: 604-738-0048 Mechanical and Plumbing Schedule B, Yasha Mosaferi, P.Eng., ph: 604-685-9381 Electrical Schedule B by - Kelvin Siu, P.Eng. ph#604-685-9381 OK for Field Review per K. Vogt; Apr. 8, 2022 E2 - Retrofit Path: BOMA BESt (Path 1) - No Additional Upgrades Req'd Energy checklist is currently no longer required with your Building Permit (BP) application. Some supporting documents are still required at BP stage, specifically Envelope and HVAC, if applicable. Service Water Heating and Lighting supporting documents, if applicable, must be submitted with your related trades permits (e.g. electrical and plumbing). All energy upgrades will be checked during inspections stage. It is the applicant's responsibility to identify and note all required upgrades including energy upgrades on their BP drawings at BP stage. | BTM Marketing Group Ltd
EP-2023-04398 | 2023-05-30 | 1055 W GEORGIA STREET, Vancouver, BC V6P 3P3 | Electrical Permit | Commercial | Renovation | Completed | Installation / Repair - Commercial - added washer/circuit & receptacle >BP: #248 Interior alterations and a change of use from Retail to Laundromat or Dry Cleaning Establishment to provide improvements for a new tenant at #248 at this commercial building on this site. OK for DB per S.Dugaro OK for Field Review per W.Wong DBI to confirm FT rating of the building to match with detail provided by applicant Energy upgrade: E2 | TKG Electic Ltd
EP-2023-04275 | 2023-05-23 | 1055 W GEORGIA STREET, Vancouver, BC V6P 3P3 | Electrical Permit | Commercial | Renovation | Completed | Installation / Repair - Commercial - Install low voltage wires. >BP: Interior alterations to provide tenant improvements for a new full floor office tenant on the 23rd floor (#2300) in this existing commercial building on site. Scope of work: Complete tenant fit out including construction of new partition walls, doors, ceiling, wall finishes, flooring, lighting, millwork, finishes, HVAC, electrical, mechanical, plumbing and sprinkler work. NOTE: Related to BP-2021-06682 for interior demolition Letters of Assurance submitted by: Schedule A and Architectural Schedule B, Michael D. McNaught Architect AIBC, MRAIC, ph: 604.724.7602. Structural Schedule B, Ramin Papaei, P.eng., ph: 604-738-0048 Mechanical and Plumbing Schedule B, Yasha Mosaferi, P.Eng., ph: 604-685-9381 Electrical Schedule B by - Kelvin Siu, P.Eng. ph#604-685-9381 OK for Field Review per K. Vogt; Apr. 8, 2022 E2 - Retrofit Path: BOMA BESt (Path 1) - No Additional Upgrades Req'd Energy checklist is currently no longer required with your Building Permit (BP) application. Some supporting documents are still required at BP stage, specifically Envelope and HVAC, if applicable. Service Water Heating and Lighting supporting documents, if applicable, must be submitted with your related trades permits (e.g. electrical and plumbing). All energy upgrades will be checked during inspections stage. It is the applicant's responsibility to identify and note all required upgrades including energy upgrades on their BP drawings at BP stage. | Wright AV Solutions
EP-2023-04195 | 2023-05-12 | 1055 W GEORGIA STREET, Vancouver, BC V6P 3P3 | Electrical Permit | Commercial | Tenant Improvement | Completed | Installation / Repair - Commercial - Relocate and verify (by others) one fire alarm speaker to suit new office layout. >BP: Interior alterations to provide tenant improvements to this existing full floor office tenant on the 32nd floor (#3200) of this existing commercial use building. Scope of work includes extending an interior wall, new electrical and lighting in a corridor on the east side of the floor. Also includes reconfiguring the interior walls, electrical and lighting in a room on the west side of the floor. TENANT: RBC Dominion Securities OK For Field Review per Nehzat J - November 16, 2022 Letters of Assurance submitted: - Schedule A and Architectural Schedule B, Miren Amaya Del Castillo, AIBC, 604.562.4617 - Schedule B Structural, Hardeep Gill, P.Eng, 604-738-0048 - Schedule B Mechanical, Matthew Clayton, P.Eng, 604-687-1821 - Schedule B Electrical, Roger Dupuis, P. Eng, 604.569.6500 Energy checklist is currently no longer required with your Building Permit (BP) application. Some supporting documents are still required at BP stage, specifically Envelope and HVAC, if applicable. Service Water Heating and Lighting supporting documents, if applicable, must be submitted with your related trades permits (e.g. electrical and plumbing). All energy upgrades will be checked during inspections stage. It is the applicant's responsibility to identify and note all required upgrades including energy upgrades on their BP drawings at BP stage. | Corporate Electric Limited
EP-2023-05024 | 2023-06-07 | 1055 W GEORGIA STREET, Vancouver, BC V6P 3P3 | Electrical Permit | Commercial | Renovation | Completed | Installation / Repair - Commercial - Intall low voltage wires for data and AV. >BP: #2275 - 22nd Floor Interior alterations to provide tenant improvements for a new office tenant on the 22nd floor (#2275) in this existing commercial building on site. Scope of work: Complete tenant fit out including construction of partition walls, ceiling, wall finishes, flooring, lighting, millwork, finishes, HVAC, electrical, mechanical, plumbing and sprinkler work. NOTE: Related to BP-2021-06678 for interior demo | Wright AV Solutions
EP-2023-05009 | 2023-06-15 | 1055 W GEORGIA STREET, Vancouver, BC V6P 3P3 | Electrical Permit | Commercial | Renovation | Issued | Installation / Repair - Commercial - Scope - hooking up of three phase panel of existing splitter. Repulling existing #8 single conductor and changing to #6. Moving of breakers from obsolete commander panel and transferring their load into square d panel. replacing conduit to fit larger wire and fire stopping holes made for it. | All In Electric Inc
EP-2023-02608 | 2023-03-27 | 1055 W GEORGIA STREET, Vancouver, BC V6P 3P3 | Electrical Permit | Commercial | Renovation | Completed | Installation / Repair - Commercial - LV wiring of VAV terminal air boxes (HVAC) >BP: Interior alterations to provide improvements to the office on the 15th floor (#1500) by changing an office room into a new accessible washroom and to provide improvements to the common washrooms on the 15th floor in this existing commercial building. Scope of work: remove all finishes, partitions, t-bar. Install new t-bar, upgrade lighting, reframe & refinish washrooms, lighting, electrical, plumbing and sprinkler work. Building Sprinklered – Separate sprinkler permit required for proposed sprinkler work. OK for Field Review per K. Vogt - Oct 28, 2021 E2 - HVAC - Clean and Balance all Air Systems (per 6.7.2.3.2 of ASHRAE 90.1-2016) Energy checklist is currently no longer required with your Building Permit (BP) application. Some supporting documents are still required at BP stage, specifically Envelope and HVAC, if applicable. Service Water Heating and Lighting supporting documents, if applicable, must be submitted with your related trades permits (e.g. electrical and plumbing). All energy upgrades will be checked during inspections stage. It is the applicant's responsibility to identify and note all required upgrades including energy upgrades on their BP drawings at BP stage. | ESC Automation Inc
EP-2023-02610 | 2023-03-28 | 1055 W GEORGIA STREET, Vancouver, BC V6P 3P3 | Electrical Permit | Commercial | Renovation | Completed | Installation / Repair - Commercial - LV wiring of VAV terminal air boxes (HVAC) >BP: 6th Floor - Common Washrooms Interior alterations to provide improvements to the common washrooms on the 16th floor of this existing commercial building. Scope of work: remove all finishes, partitions, t-bar. Install new t-bar, upgrade lighting, reframe & refinish washrooms, lighting, electrical, plumbing and sprinkler work. Building Sprinklered – Separate sprinkler permit required for proposed sprinkler work. | ESC Automation Inc
EP-2023-02939 | 2023-04-05 | 1055 W GEORGIA STREET, Vancouver, BC V6P 3P3 | Electrical Permit | Commercial | Tenant Improvement | Completed | Installation / Repair - Commercial - Demo to existing electrical, lighting and communications cabling to return space back to base building condition. Install 7 temporary light fixtures. Relocate existing fire alarm speakers and verify operation, install exit signage as required. >BP: #2080 Interior alterations to demolish all non load bearing partition walls in this existing office unit #2080 and return to shell space in this existing commercial building. Separate Building Permit and ASHRAE checklist required for future tenant improvements. | Corporate Electric Limited
SP-2023-00624 | 2023-04-12 | 1055 W GEORGIA STREET, Vancouver, BC V6P 3P3 | Sprinkler Permit | Commercial | Tenant Improvement | Completed | Commercial - Return Tenant Space Back to Base Building Sprinkler Coverage This permit has been issued to the 2019 VBBL and NFPA 13, 2013 to return this space, as described below, to base building sprinkler coverage (relocate and remove sprinklers to ensure sprinkler coverage to the base building design, VBBL, and NFPA 13). >BP: #2080 Interior alterations to demolish all non load bearing partition walls in this existing office unit #2080 and return to shell space in this existing commercial building. This application does not include any of the following: • hydraulic calculations, • change in occupancy and /or hazard classification, • storage arrangements (e.g. warehouse, mobile compact storage arrangements), • New alternative solutions and/or modifications to existing alternative solutions. • changes to the sprinkler system supply piping (e.g. valves, mains, cross-mains, branch-lines, etc.), or • flexible sprinkler pipe. Separate documents and application are required for the tenant improvement. | Viking Fire Protection Inc
EP-2023-02004 | 2023-03-08 | 1055 W GEORGIA STREET, Vancouver, BC V6P 3P3 | Electrical Permit | Commercial | Tenant Improvement | Completed | Installation / Repair - Commercial - Low voltage / Data Cat 6 data cables to various office workstations >BP: Interior alterations to provide tenant improvements for a new full floor office tenant on the 23rd floor (#2300) in this existing commercial building on site. Scope of work: Complete tenant fit out including construction of new partition walls, doors, ceiling, wall finishes, flooring, lighting, millwork, finishes, HVAC, electrical, mechanical, plumbing and sprinkler work. NOTE: Related to BP-2021-06682 for interior demolition Letters of Assurance submitted by: Schedule A and Architectural Schedule B, Michael D. McNaught Architect AIBC, MRAIC, ph: 604.724.7602. Structural Schedule B, Ramin Papaei, P.eng., ph: 604-738-0048 Mechanical and Plumbing Schedule B, Yasha Mosaferi, P.Eng., ph: 604-685-9381 Electrical Schedule B by - Kelvin Siu, P.Eng. ph#604-685-9381 OK for Field Review per K. Vogt; Apr. 8, 2022 E2 - Retrofit Path: BOMA BESt (Path 1) - No Additional Upgrades Req'd Energy checklist is currently no longer required with your Building Permit (BP) application. Some supporting documents are still required at BP stage, specifically Envelope and HVAC, if applicable. Service Water Heating and Lighting supporting documents, if applicable, must be submitted with your related trades permits (e.g. electrical and plumbing). All energy upgrades will be checked during inspections stage. It is the applicant's responsibility to identify and note all required upgrades including energy upgrades on their BP drawings at BP stage. | Centre Electric Ltd
EP-2023-02005 | 2023-03-08 | 1055 W GEORGIA STREET, Vancouver, BC V6P 3P3 | Electrical Permit | Commercial | Tenant Improvement | Completed | Installation / Repair - Commercial - Low voltage / Data Cat 6 data cables to various office workstations >BP: Interior alterations to provide tenant improvements for a new office tenant on the 22nd floor (#2275) in this existing commercial building on site. Scope of work: Complete tenant fit out including construction of partition walls, ceiling, wall finishes, flooring, lighting, millwork, finishes, HVAC, electrical, mechanical, plumbing and sprinkler work. NOTE: Related to BP-2021-06678 for interior demo Letters of Assurance submitted by: Schedule A and Architectural Schedule B, Michael McNaught, Architect, AIBC, ph: 604.724.7602 Structural Schedule B, Ramin Papaei, P.Eng., ph: 604.738.0048 Plumbing and Mechanical Schedule B, Yashar Mosaferi, P.Eng., ph: 604.685.9381 Electrical Schedule B, Kelvin Siu, P.Eng., ph: 604.685.9381 OK For Field Review per K. Vogt; Apr 8, 2022 Building Sprinklered – Separate sprinkler permit required for proposed sprinkler work. BOMA BESt - No Additional Upgrades Required Energy checklist is currently no longer required with your Building Permit (BP) application. Some supporting documents are still required at BP stage, specifically Envelope and HVAC, if applicable. Service Water Heating and Lighting supporting documents, if applicable, must be submitted with your related trades permits (e.g. electrical and plumbing). All energy upgrades will be checked during inspections stage. It is the applicant’s responsibility to identify and note all required upgrades including energy upgrades on their BP drawings at BP stage. | Centre Electric Ltd
EP-2023-01814 | NULL | 1055 W GEORGIA STREET, Vancouver, BC V6P 3P3 | Electrical Permit | Commercial | Tenant Improvement | Withdrawn | Installation / Repair - Commercial - Low voltage | Centre Electric Ltd
SP-2023-00291 | 2023-02-21 | 1055 W GEORGIA STREET, Vancouver, BC V6P 3P3 | Sprinkler Permit | Commercial | Tenant Improvement | Completed | Commercial - UNIT #3200 - 32ND FLOOR - Add and relocate sprinkler heads for tenant improvement. >BP: #3200 - 32nd Floor Interior alterations to provide tenant improvements to this existing full floor office tenant on the 32nd floor (#3200) of this existing commercial use building. Scope of work includes extending an interior wall, new electrical and lighting in a corridor on the east side of the floor. Also includes reconfiguring the interior walls, electrical and lighting in a room on the west side of the floor. *****This application does not include any of the following: 1. Not more than 20 sprinklers (add, relocate, or remove), 2. hydraulic calculations, 3. change in occupancy and /or hazard classification, 4. warehouse storage arrangements, 5. mobile compact storage arrangements, 6. alternative solutions, 7. changes to the sprinkler system supply piping (e.g. valves, mains, cross-mains, branch-lines, etc.), or 8. flexible sprinkler pipe. | Priority Fire Systems Ltd
EP-2023-01564 | 2023-02-24 | 1055 W GEORGIA STREET, Vancouver, BC V6P 3P3 | Electrical Permit | Commercial | Renovation | Completed | Installation / Repair - Commercial - Communications and power (No fire alarm, lighting, lighting control or security scopes- existing) >BP: #3200 - 32nd Floor Interior alterations to provide tenant improvements to this existing full floor office tenant on the 32nd floor (#3200) of this existing commercial use building. Scope of work includes extending an interior wall, new electrical and lighting in a corridor on the east side of the floor. Also includes reconfiguring the interior walls, electrical and lighting in a room on the west side of the floor. TENANT: RBC Dominion Securities OK For Field Review per Nehzat J - November 16, 2022 Letters of Assurance submitted: - Schedule A and Architectural Schedule B, Miren Amaya Del Castillo, AIBC, 604.562.4617 - Schedule B Structural, Hardeep Gill, P.Eng, 604-738-0048 - Schedule B Mechanical, Matthew Clayton, P.Eng, 604-687-1821 - Schedule B Electrical, Roger Dupuis, P. Eng, 604.569.6500 Notes: - Energy Upgrade: E2 - HVAC - Clean and Balance all Air Systems (per 6.7.2.3.2 of ASHRAE 90.1-2016) and E2 - Lighting - Upgrade to Local Control (per 9.4.1.1.(a) of ASHRAE 90.1-2016). - Building Sprinklered – Building inspector to determine on site if a separate sprinkler permit is required. - DBI to determine on site if Schedule B, Structural, is required. | Plan Group Inc
EP-2023-01605 | 2023-03-27 | 1055 W GEORGIA STREET, Vancouver, BC V6P 3P3 | Electrical Permit | Commercial | Renovation | Completed | Installation / Repair - Commercial - LV wiring of VAV terminal air boxes (HVAC) >BP: 14th floor - Common Washrooms Interior alterations to provide improvements to the common washrooms on the 14th floor of this existing commercial building. Scope of work: remove all finishes, partitions, t-bar. Install new t-bar, upgrade lighting, reframe & refinish washrooms, lighting, electrical, plumbing and sprinkler work. Building Sprinklered – Separate sprinkler permit required for proposed sprinkler work. OK for Field Review per K. Vogt- Oct 28, 2021 E2 - HVAC - Clean and Balance all Air Systems (per 6.7.2.3.2 of ASHRAE 90.1-2016 Energy checklist is currently no longer required with your Building Permit (BP) application. Some supporting documents are still required at BP stage, specifically Envelope and HVAC, if applicable. Service Water Heating and Lighting supporting documents, if applicable, must be submitted with your related trades permits (e.g. electrical and plumbing). All energy upgrades will be checked during inspections stage. It is the applicant's responsibility to identify and note all required upgrades including energy upgrades on their BP drawings at BP stage. | ESC Automation Inc
EP-2023-01189 | 2023-02-13 | 1055 W GEORGIA STREET, Vancouver, BC V6P 3P3 | Electrical Permit | Commercial | Addition | Completed | Installation / Repair - Commercial - Install of security access control, turnstiles & CCTV systems >BP: Interior alterations to provide tenant improvements for a new full floor office tenant on the 23rd floor (#2300) in this existing commercial building on site. Scope of work: Complete tenant fit out including construction of new partition walls, doors, ceiling, wall finishes, flooring, lighting, millwork, finishes, HVAC, electrical, mechanical, plumbing and sprinkler work. NOTE: Related to BP-2021-06682 for interior demolition Letters of Assurance submitted by: Schedule A and Architectural Schedule B, Michael D. McNaught Architect AIBC, MRAIC, ph: 604.724.7602. Structural Schedule B, Ramin Papaei, P.eng., ph: 604-738-0048 Mechanical and Plumbing Schedule B, Yasha Mosaferi, P.Eng., ph: 604-685-9381 Electrical Schedule B by - Kelvin Siu, P.Eng. ph#604-685-9381 OK for Field Review per K. Vogt; Apr. 8, 2022 E2 - Retrofit Path: BOMA BESt (Path 1) - No Additional Upgrades Req'd Energy checklist is currently no longer required with your Building Permit (BP) application. Some supporting documents are still required at BP stage, specifically Envelope and HVAC, if applicable. Service Water Heating and Lighting supporting documents, if applicable, must be submitted with your related trades permits (e.g. electrical and plumbing). All energy upgrades will be checked during inspections stage. It is the applicant's responsibility to identify and note all required upgrades including energy upgrades on their BP drawings at BP stage. | Chubb Fire & Security Canada Corp
EP-2023-01188 | 2023-02-13 | 1055 W GEORGIA STREET, Vancouver, BC V6P 3P3 | Electrical Permit | Commercial | Addition | Completed | Installation / Repair - Commercial - Install of security access control, turnstiles & CCTV systems >BP: Interior alterations to provide tenant improvements for a new office tenant on the 22nd floor (#2275) in this existing commercial building on site. Scope of work: Complete tenant fit out including construction of partition walls, ceiling, wall finishes, flooring, lighting, millwork, finishes, HVAC, electrical, mechanical, plumbing and sprinkler work. NOTE: Related to BP-2021-06678 for interior demo Letters of Assurance submitted by: Schedule A and Architectural Schedule B, Michael McNaught, Architect, AIBC, ph: 604.724.7602 Structural Schedule B, Ramin Papaei, P.Eng., ph: 604.738.0048 Plumbing and Mechanical Schedule B, Yashar Mosaferi, P.Eng., ph: 604.685.9381 Electrical Schedule B, Kelvin Siu, P.Eng., ph: 604.685.9381 OK For Field Review per K. Vogt; Apr 8, 2022 Building Sprinklered – Separate sprinkler permit required for proposed sprinkler work. BOMA BESt - No Additional Upgrades Required Energy checklist is currently no longer required with your Building Permit (BP) application. Some supporting documents are still required at BP stage, specifically Envelope and HVAC, if applicable. Service Water Heating and Lighting supporting documents, if applicable, must be submitted with your related trades permits (e.g. electrical and plumbing). All energy upgrades will be checked during inspections stage. It is the applicant’s responsibility to identify and note all required upgrades including energy upgrades on their BP drawings at BP stage. | Chubb Fire & Security Canada Corp
EP-2023-00337 | 2023-01-16 | 1055 W GEORGIA STREET, Vancouver, BC V6P 3P3 | Electrical Permit | Commercial | Tenant Improvement | Completed | Installation / Repair - Commercial - Re and re fire alarm devices and add new as required for tenant renovations. Installation of digital water and electrical power metering equipment. >BP: #2300 - 23rd Floor (full floor tenant) Interior alterations to provide tenant improvements for a new full floor office tenant on the 23rd floor (#2300) in this existing commercial building on site. Scope of work: Complete tenant fit out including construction of new partition walls, doors, ceiling, wall finishes, flooring, lighting, millwork, finishes, HVAC, electrical, mechanical, plumbing and sprinkler work. NOTE: Related to BP-2021-06682 for interior demolition | Corporate Electric Limited
EP-2023-00336 | 2023-01-16 | 1055 W GEORGIA STREET, Vancouver, BC V6P 3P3 | Electrical Permit | Commercial | Tenant Improvement | Completed | Installation / Repair - Commercial - Re and re fire alarm devices and add new as required for tenant renovations. Installation of digital water and electrical power metering equipment. >BP: Interior alterations to provide tenant improvements for a new office tenant on the 22nd floor (#2275) in this existing commercial building on site. Scope of work: Complete tenant fit out including construction of partition walls, ceiling, wall finishes, flooring, lighting, millwork, finishes, HVAC, electrical, mechanical, plumbing and sprinkler work. NOTE: Related to BP-2021-06678 for interior demo | Corporate Electric Limited
EP-2023-00427 | 2023-01-19 | 1055 W GEORGIA STREET, Vancouver, BC V6P 3P3 | Electrical Permit | Commercial | Tenant Improvement | Completed | Installation / Repair - Commercial - Replace lights to new LED lights Re & re 14 lights in loading bay | Santec Electric Inc
EP-2022-09927 | 2022-11-23 | 1055 W GEORGIA STREET, Vancouver, BC V6P 3P3 | Electrical Permit | Commercial | Renovation | Completed | Installation / Repair - Commercial - DDC controls on VAV's, EF's, AC units, and leak detectors | ESC Automation Inc
EP-2022-09200 | 2022-10-28 | 1055 W GEORGIA STREET, Vancouver, BC V6P 3P3 | Electrical Permit | Commercial | Tenant Improvement | Completed | Installation / Repair - Commercial - Lighting, Receptacles, Lighting Controls, Emergency Lighting, Branch Circuits, Distribution, Mechanical Power only #2300 - 23rd Floor (full floor tenant) Interior alterations to provide tenant improvements for a new full floor office tenant on the 23rd floor (#2300) in this existing commercial building on site. Scope of work: Complete tenant fit out including construction of new partition walls, doors, ceiling, wall finishes, flooring, lighting, millwork, finishes, HVAC, electrical, mechanical, plumbing and sprinkler work. | Kato Electrical Inc
EP-2022-09158 | 2022-10-28 | 1055 W GEORGIA STREET, Vancouver, BC V6P 3P3 | Electrical Permit | Commercial | Tenant Improvement | Completed | Installation / Repair - Commercial - Lighting, Receptcales, Lighting Controls, Emergency Lighting, Branch Circuits, Distribution, Mechanical Power only >BP: Interior alterations to provide tenant improvements for a new office tenant on the 22nd floor (#2275) in this existing commercial building on site. Scope of work: Complete tenant fit out including construction of partition walls, ceiling, wall finishes, flooring, lighting, millwork, finishes, HVAC, electrical, mechanical, plumbing and sprinkler work. NOTE: Related to BP-2021-06678 for interior demo Letters of Assurance submitted by: Schedule A and Architectural Schedule B, Michael McNaught, Architect, AIBC, ph: 604.724.7602 Structural Schedule B, Ramin Papaei, P.Eng., ph: 604.738.0048 Plumbing and Mechanical Schedule B, Yashar Mosaferi, P.Eng., ph: 604.685.9381 Electrical Schedule B, Kelvin Siu, P.Eng., ph: 604.685.9381 OK For Field Review per K. Vogt; Apr 8, 2022 Building Sprinklered – Separate sprinkler permit required for proposed sprinkler work. BOMA BESt - No Additional Upgrades Required Energy checklist is currently no longer required with your Building Permit (BP) application. Some supporting documents are still required at BP stage, specifically Envelope and HVAC, if applicable. Service Water Heating and Lighting supporting documents, if applicable, must be submitted with your related trades permits (e.g. electrical and plumbing). All energy upgrades will be checked during inspections stage. It is the applicant’s responsibility to identify and note all required upgrades including energy upgrades on their BP drawings at BP stage | Kato Electrical Inc
EP-2022-08435 | 2022-10-06 | 1055 W GEORGIA STREET, Vancouver, BC V6P 3P3 | Electrical Permit | Commercial | Renovation | Completed | Installation / Repair - Commercial - Pull 10 ft6 category cables about 75ft into boardroom for projectors, microphone,cameras, screens. | Applied Electronics Limited
EP-2022-08477 | 2023-02-21 | 1055 W GEORGIA STREET, Vancouver, BC V6P 3P3 | Electrical Permit | Commercial | Renovation | Completed | Installation / Repair - Commercial - Removal of existing Chargepoint EV chargers and replacing with SWTCH EV Chargers.. Exact same locations and same ampacity. No additional loads are being added to the building. Scope of work: Removal of 3 x dual port chargepoint stations (6 ports total) and installation of 6 single mount stations (same cables used), Swtch Energy Lite on 6.6kw chargers. | All In Electric Inc
PP-2022-03728 | 2022-11-07 | 1055 W GEORGIA STREET, Vancouver, BC V6P 3P3 | Plumbing Permit | Commercial | Tenant Improvement | Completed | Commercial - TI work for Economical Insurance Level 23 >Interior alterations to provide tenant improvements for a new full floor office tenant on the 23rd floor (#2300) in this existing commercial building on site. Scope of work: Complete tenant fit out including construction of new partition walls, doors, ceiling, wall finishes, flooring, lighting, millwork, finishes, HVAC, electrical, mechanical, plumbing and sprinkler work. NOTE: Related to BP-2021-06682 for interior demolition Letters of Assurance submitted by: Schedule A and Architectural Schedule B, Michael D. McNaught Architect AIBC, MRAIC, ph: 604.724.7602. Structural Schedule B, Ramin Papaei, P.eng., ph: 604-738-0048 Mechanical and Plumbing Schedule B, Yasha Mosaferi, P.Eng., ph: 604-685-9381 Electrical Schedule B by - Kelvin Siu, P.Eng. ph#604-685-9381 OK for Field Review per K. Vogt; Apr. 8, 2022 E2 - Retrofit Path: BOMA BESt (Path 1) - No Additional Upgrades Req'd Energy checklist is currently no longer required with your Building Permit (BP) application. Some supporting documents are still required at BP stage, specifically Envelope and HVAC, if applicable. Service Water Heating and Lighting supporting documents, if applicable, must be submitted with your related trades permits (e.g. electrical and plumbing). All energy upgrades will be checked during inspections stage. It is the applicant's responsibility to identify and note all required upgrades including energy upgrades on their BP drawings at BP stage. | Mountain West Mechanical Ltd
PP-2022-03727 | 2022-11-07 | 1055 W GEORGIA STREET, Vancouver, BC V6P 3P3 | Plumbing Permit | Commercial | Tenant Improvement | Completed | Commercial - Renovation of floor 22 - Economical Insurance TI >Interior alterations to provide tenant improvements for a new office tenant on the 22nd floor (#2275) in this existing commercial building on site. Scope of work: Complete tenant fit out including construction of partition walls, ceiling, wall finishes, flooring, lighting, millwork, finishes, HVAC, electrical, mechanical, plumbing and sprinkler work. NOTE: Related to BP-2021-06678 for interior demo Letters of Assurance submitted by: Schedule A and Architectural Schedule B, Michael McNaught, Architect, AIBC, ph: 604.724.7602 Structural Schedule B, Ramin Papaei, P.Eng., ph: 604.738.0048 Plumbing and Mechanical Schedule B, Yashar Mosaferi, P.Eng., ph: 604.685.9381 Electrical Schedule B, Kelvin Siu, P.Eng., ph: 604.685.9381 OK For Field Review per K. Vogt; Apr 8, 2022 Building Sprinklered – Separate sprinkler permit required for proposed sprinkler work. BOMA BESt - No Additional Upgrades Required Energy checklist is currently no longer required with your Building Permit (BP) application. Some supporting documents are still required at BP stage, specifically Envelope and HVAC, if applicable. Service Water Heating and Lighting supporting documents, if applicable, must be submitted with your related trades permits (e.g. electrical and plumbing). All energy upgrades will be checked during inspections stage. It is the applicant’s responsibility to identify and note all required upgrades including energy upgrades on their BP drawings at BP stage. | Mountain West Mechanical Ltd
EP-2022-08814 | 2022-10-18 | 1055 W GEORGIA STREET, Vancouver, BC V6P 3P3 | Electrical Permit | Commercial | NULL | Expired | Annual / Operating - Electrical Annual Permit (Operating Permit) for the maintenance and operation of electrical equipment. | Corporate Electric Limited
EP-2022-08081 | 2022-09-26 | 1055 W GEORGIA STREET, Vancouver, BC V6P 3P3 | Electrical Permit | Commercial | Tenant Improvement | Cancelled | Installation / Repair - Commercial - Provide 3 new electrical outlets for AV equipment. | Corporate Electric Limited
EP-2022-07405 | 2022-09-02 | 1055 W GEORGIA STREET, Vancouver, BC V6P 3P3 | Electrical Permit | Commercial | Tenant Improvement | Completed | Installation / Repair - Commercial - New circuits for AV equipment. ** Amend 09/28/2022** Installation value is $600. Specific location is 15th Flr - 1517A and 1517B. Description is 'Provide 3 new electrical outlets for AV equipment Amend: Oct 6, 2022 need to have the BP removed from this permit. It is not valid for the associated work. | Corporate Electric Limited
NULL | NULL | 1055 W GEORGIA STREET, Vancouver, BC V6P 3P3 | Sprinkler Permit | Commercial | Tenant Improvement | Draft | Commercial - Re/re of 1 existing sprinkler head. | Tyco Integrated Fire & Security Canada Inc/Tyco Feu Et Securite Integres Canada Inc
SP-2022-01256 | 2022-08-08 | 1055 W GEORGIA STREET, Vancouver, BC V6P 3P3 | Sprinkler Permit | Commercial | Tenant Improvement | Completed | Commercial - Modifying 1 sprinkler head >Interior alterations to provide tenant improvements to this existing office tenant on the 32nd floor (#3200) on this existing commercial use building. Scope of work: Remove partition walls, millwork, door, finishes, construct new partition walls, electrical & plumbing work TENANT: RBC Dominion Securities Letters of Assurance submitted: - Schedule A and Architectural Schedule B, Paul DaCunha, AIBC, 416.779.9324 - Electrical Schedule B, Roger Dupuis, P. Eng., 604.569.6500 - Mechanical/Plumbing Schedule B, Matthew Clayton, P. Eng., 604.687.1821 Building Sprinklered – Building inspector to determine on site if a separate sprinkler permit is required. OK For Field Review per Kim V - Jan 11/22 Energy Upgrade: E2 (9) - Upgrade to incorporate Scheduled Shutoff (per 9.4.1.1 (i) of ASHRAE 90.1-2016) on E201-21 page Energy checklist is currently no longer required with your Building Permit (BP) application. Some supporting documents are still required at BP stage, specifically Envelope and HVAC, if applicable. Service Water Heating and Lighting supporting documents, if applicable, must be submitted with your related trades permits (e.g. electrical and plumbing). All energy upgrades will be checked during inspections stage. It is the applicant's responsibility to identify and note all required upgrades including energy upgrades on their BP drawings at BP stage. *****This application does not include any of the following: 1. Not more than 20 sprinklers (add, relocate, or remove), 2. hydraulic calculations, 3. change in occupancy and /or hazard classification, 4. warehouse storage arrangements, 5. mobile compact storage arrangements, 6. alternative solutions, 7. changes to the sprinkler system supply piping (e.g. valves, mains, cross-mains, branch-lines, etc.), or 8. flexible sprinkler pipe. | Tyco Integrated Fire & Security Canada Inc/Tyco Feu Et Securite Integres Canada Inc
EP-2022-05518 | 2022-06-29 | 1055 W GEORGIA STREET, Vancouver, BC V6P 3P3 | Electrical Permit | Commercial | Renovation | Completed | Installation / Repair - Commercial - relocate some outlet, data cable, add new fixture, outlet, switch to the office and kitchen area. >BP: Interior alterations to provide tenant improvement for an existing office tenant on the lobby/lounge area on the 21st floor (#2100) in this existing mixed-use commercial building on site. Scope of work: Construct new partition walls to create new rooms, new millwork, new service counter, new door and electrical work. TENANT: IQ Offices 1055 W Georgia Inc OK for Field Review by Andrew W. E2 - SHW: Upgrade SWH system temperature control Energy checklist is currently no longer required with your Building Permit (BP) application. Some supporting documents are still required at BP stage, specifically Envelope and HVAC, if applicable. Service Water Heating and Lighting supporting documents, if applicable, must be submitted with your related trades permits (e.g. electrical and plumbing). All energy upgrades will be checked during inspections stage. It is the applicant’s responsibility to identify and note all required upgrades including energy upgrades on their BP drawings at BP stage. | Atlantic Electric Ltd
NULL | NULL | 1055 W GEORGIA STREET, Vancouver, BC V6P 3P3 | Sprinkler Permit | Commercial | Tenant Improvement | Withdrawn | Commercial - Tenant Improvement for office use | NULL
NULL | NULL | 1055 W GEORGIA STREET, Vancouver, BC V6P 3P3 | Sprinkler Permit | Commercial | Tenant Improvement | Withdrawn | Commercial - Tenant Improvement for office use | NULL
EP-2022-05777 | 2022-07-11 | 1055 W GEORGIA STREET, Vancouver, BC V6P 3P3 | Electrical Permit | Commercial | Renovation | Completed | Installation / Repair - Commercial - Installation of digital revenue sub metering throughout building | Corporate Electric Limited
SP-2022-01119 | 2022-07-25 | 1055 W GEORGIA STREET, Vancouver, BC V6P 3P3 | Sprinkler Permit | Commercial | Tenant Improvement | Completed | Commercial - Relocate and add sprinkler head >BP: #2100 - 21st Floor (Full Floor) Interior alterations to provide tenant improvement for an existing office tenant on the lobby/lounge area on the 21st floor (#2100) in this existing mixed-use commercial building on site. Scope of work: Construct new partition walls to create new rooms, new millwork, new service counter, new door and electrical work. | Viking Fire Protection Inc
SP-2022-01131 | 2022-12-05 | 1055 W GEORGIA STREET, Vancouver, BC V6P 3P3 | Sprinkler Permit | Commercial | Tenant Improvement | Completed | Commercial - For sprinkler system alterations to the 2019 VBBL and NFPA 13, 2013 for the tenant improvements to provide interior alterations to provide tenant improvements for a new office tenant on the 22nd floor (#2275) in this existing commercial building on site. Complete tenant fit out including construction of partition walls, ceiling, wall finishes, flooring, lighting, millwork, finishes, HVAC, electrical, mechanical, plumbing and sprinkler work. 1. This application does not include any of the following: • Warehouse storage arrangements, or mobile compact storage arrangements. • Changes to the sprinkler system supply piping (e.g. valves, mains, cross-mains, etc.). • Flexible sprinkler pipe. • New alternative solutions and/or modifications to existing alternative solutions. • Change in occupancy and/or hazard classification. Engineer of Record: Tian Cai 604-475-7733 tcsprinkler@gmail.com | Priority Fire Systems Ltd
SP-2022-01132 | 2022-12-15 | 1055 W GEORGIA STREET, Vancouver, BC V6P 3P3 | Sprinkler Permit | Commercial | Tenant Improvement | Completed | Commercial - For sprinkler system alterations to the 2019 VBBL and NFPA 13, 2013 for the tenant improvements to provide interior alterations to provide tenant improvements for a new full floor office tenant on the 23rd floor (#2300) in this existing commercial building on site. Scope of work: Complete tenant fit out including construction of new partition walls, doors, ceiling, wall finishes, flooring, lighting, millwork, finishes, HVAC, electrical, mechanical, plumbing and sprinkler work. 1. This application does not include any of the following: • Warehouse storage arrangements, or mobile compact storage arrangements. • Changes to the sprinkler system supply piping (e.g. valves, mains, cross-mains, etc.). • Flexible sprinkler pipe. • New alternative solutions and/or modifications to existing alternative solutions. • Change in occupancy and/or hazard classification. Engineer of Record: Tian Cai 604-475-7733 tcsprinkler@gmail.com | Priority Fire Systems Ltd
EP-2023-11086 | 2024-01-09 | 1055 W GEORGIA STREET, Vancouver, BC V6P 3P3 | Electrical Permit | Commercial | Renovation | Issued | Installation / Repair - Commercial - Installation of new lighting & exits, Lighting control (9) added distribution panels, (3) added distribution transformers. General use receptacles. Misc mechanical connections, Digital metering, Conduit rough-in for E-Comm system, Conduit rough-in for security. >BP: Renovations and additions to the Royal Centre complex, including a major addition for a new 2 storey restaurant (A2) shell space on the west side of the existing office tower, conversion of part of the office tower lobby to a restaurant/coffee shop (A2) shell space that also includes a minor addition, an exterior canopy at the office tower and pavilion, and renovations in the 2 retail mall levels and 3 basement parking levels, this work will also result in a new retail (E) shell space in the upper retail level, in this existing 37 storey mixed use commercial tower. To be reviewed under the 2014 VBBL. This project is being classified as a major vertical addition with applicable upgrades of F4, S4, N4, A4 and E5. See summary of existing conditions report and by-law compliance report for agreed to upgrades. A generic AL has been accepted for existing stairs. This project is related to AL-2022-00033 Stage 1 - full construction - accepted Dec.1/22 Erv | Bridge Electric Corp
EP-2023-09506 | 2023-10-23 | 1055 W GEORGIA STREET, Vancouver, BC V6P 3P3 | Electrical Permit | Commercial | NULL | Issued | Annual / Operating - Electrical Annual Permit (Operating Permit) for the maintenance and operation of electrical equipment. Renewal of EP-2022-08814 Valid: Oct 18, 2023 to Oct 17, 2024 | Corporate Electric Limited
EP-2023-09009 | 2023-10-06 | 1055 W GEORGIA STREET, Vancouver, BC V6P 3P3 | Electrical Permit | Commercial | Addition | Issued | Installation / Repair - Commercial - Installation of ft6 rated single mode fibre and ft6 rated cat 6 network cable for a new building network, including all grounding and bonding of equipment. >BP: Renovations and additions to the Royal Centre complex, including a major addition for a new 2 storey restaurant (A2) shell space on the west side of the existing office tower, conversion of part of the office tower lobby to a restaurant/coffee shop (A2) shell space that also includes a minor addition, an exterior canopy at the office tower and pavilion, and renovations in the 2 retail mall levels and 3 basement parking levels, this work will also result in a new retail (E) shell space in the upper retail level, in this existing 37 storey mixed use commercial tower. To be reviewed under the 2014 VBBL. This project is being classified as a major vertical addition with applicable upgrades of F4, S4, N4, A4 and E5. See summary of existing conditions report and by-law compliance report for agreed to upgrades. A generic AL has been accepted for existing stairs. This project is related to AL-2022-00033 Stage 1 - full construction - accepted Dec.1/22 Erv | RYCOM CORPORATION
EP-2023-07586 | 2023-08-23 | 1055 W GEORGIA STREET, Vancouver, BC V6P 3P3 | Electrical Permit | Commercial | Tenant Improvement | Completed | Installation / Repair - Commercial - Make safe all electrical Disconnect furniture feeds, S&I new receptacles Communications rough in S&I new cat 6 data >BP: #1800 - 18th Floor Interior alterations to provide tenant improvement to this existing tenant on the 18th floor (#1800) of this existing commercial use building on site. Scope of work: Construct partition walls to build a new meeting room, remove existing furniture and 4 existing workstations, electrical and sprinkler work. TENANT: Harbourfront Wealth Management | Sasco Contractors Ltd
PP-2024-00034 | 2024-01-10 | 1055 W GEORGIA STREET, Vancouver, BC V6P 3P3 | Plumbing Permit | Commercial | Tenant Improvement | Issued | Commercial - Renovating the Royal Centre Mall, new plumbing and equipment. >BP: Renovations and additions to the Royal Centre complex, including a major addition for a new 2 storey restaurant (A2) shell space on the west side of the existing office tower, conversion of part of the office tower lobby to a restaurant/coffee shop (A2) shell space that also includes a minor addition, an exterior canopy at the office tower and pavilion, and renovations in the 2 retail mall levels and 3 basement parking levels, this work will also result in a new retail (E) shell space in the upper retail level, in this existing 37 storey mixed use commercial tower. To be reviewed under the 2014 VBBL. This project is being classified as a major vertical addition with applicable upgrades of F4, S4, N4, A4 and E5. See summary of existing conditions report and by-law compliance report for agreed to upgrades. A generic AL has been accepted for existing stairs. This project is related to AL-2022-00033 Stage 1 - full construction - accepted Dec.1/22 Erv | Trotter and Morton Building Technologies Inc
EP-2022-03388 | 2022-04-27 | 1055 W GEORGIA STREET, Vancouver, BC V6P 3P3 | Electrical Permit | Commercial | Renovation | Completed | Installation / Repair - Commercial - Installing new DDC controls on VAV upgrade | ESC Automation Inc
EP-2022-04453 | 2022-05-30 | 1055 W GEORGIA STREET, Vancouver, BC V6P 3P3 | Electrical Permit | Commercial | Tenant Improvement | Completed | Installation / Repair - Commercial - Washroom upgrade on 15th Floor and relocation ONLY of fire alarm speakers. >BP: Interior alterations to provide improvements to the office on the 15th floor (#1500) by changing an office room into a new accessible washroom and to provide improvements to the common washrooms on the 15th floor in this existing commercial building. Scope of work: remove all finishes, partitions, t-bar. Install new t-bar, upgrade lighting, reframe & refinish washrooms, lighting, electrical, plumbing and sprinkler work. Building Sprinklered – Separate sprinkler permit required for proposed sprinkler work. OK for Field Review per K. Vogt - Oct 28, 2021 E2 - HVAC - Clean and Balance all Air Systems (per 6.7.2.3.2 of ASHRAE 90.1-2016) Energy checklist is currently no longer required with your Building Permit (BP) application. Some supporting documents are still required at BP stage, specifically Envelope and HVAC, if applicable. Service Water Heating and Lighting supporting documents, if applicable, must be submitted with your related trades permits (e.g. electrical and plumbing). All energy upgrades will be checked during inspections stage. It is the applicant's responsibility to identify and note all required upgrades including energy upgrades on their BP drawings at BP stage. | Corporate Electric Limited
EP-2022-04454 | 2022-05-30 | 1055 W GEORGIA STREET, Vancouver, BC V6P 3P3 | Electrical Permit | Commercial | Tenant Improvement | Completed | Installation / Repair - Commercial - Washroom upgrade on 16th Floor and relocation ONLY of fire alarm speakers. >BP: Interior alterations to provide improvements to the common washrooms on the 16th floor of this existing commercial building. Scope of work: remove all finishes, partitions, t-bar. Install new t-bar, upgrade lighting, reframe & refinish washrooms, lighting, electrical, plumbing and sprinkler work. Building Sprinklered – Separate sprinkler permit required for proposed sprinkler work. OK for Field Review per K. Vogt - Oct 28, 2021 E2 - HVAC - Clean and Balance all Air Systems (per 6.7.2.3.2 of ASHRAE 90.1-2016) Energy checklist is currently no longer required with your Building Permit (BP) application. Some supporting documents are still required at BP stage, specifically Envelope and HVAC, if applicable. Service Water Heating and Lighting supporting documents, if applicable, must be submitted with your related trades permits (e.g. electrical and plumbing). All energy upgrades will be checked during inspections stage. It is the applicant's responsibility to identify and note all required upgrades including energy upgrades on their BP drawings at BP stage. | Corporate Electric Limited
EP-2022-04452 | 2022-05-30 | 1055 W GEORGIA STREET, Vancouver, BC V6P 3P3 | Electrical Permit | Commercial | Tenant Improvement | Completed | Installation / Repair - Commercial - Washroom upgrade on 14th Floor and relocation ONLY of fire alarm speakers. >BP: Interior alterations to provide improvements to the common washrooms on the 14th floor of this existing commercial building. Scope of work: remove all finishes, partitions, t-bar. Install new t-bar, upgrade lighting, reframe & refinish washrooms, lighting, electrical, plumbing and sprinkler work. Building Sprinklered – Separate sprinkler permit required for proposed sprinkler work. OK for Field Review per K. Vogt- Oct 28, 2021 E2 - HVAC - Clean and Balance all Air Systems (per 6.7.2.3.2 of ASHRAE 90.1-2016 Energy checklist is currently no longer required with your Building Permit (BP) application. Some supporting documents are still required at BP stage, specifically Envelope and HVAC, if applicable. Service Water Heating and Lighting supporting documents, if applicable, must be submitted with your related trades permits (e.g. electrical and plumbing). All energy upgrades will be checked during inspections stage. It is the applicant's responsibility to identify and note all required upgrades including energy upgrades on their BP drawings at BP stage. | Corporate Electric Limited
SP-2022-00274 | 2022-03-02 | 1055 W GEORGIA STREET, Vancouver, BC V6P 3P3 | Sprinkler Permit | Commercial | Tenant Improvement | Completed | Commercial - RELOCATE 6 SPRINKLER HEADS >14th floor - Common Washrooms Interior alterations to provide improvements to the common washrooms on the 14th floor of this existing commercial building. Scope of work: remove all finishes, partitions, t-bar. Install new t-bar, upgrade lighting, reframe & refinish washrooms, lighting, electrical, plumbing and sprinkler work. Building Sprinklered – Separate sprinkler permit required for proposed sprinkler work. OK for Field Review per K. Vogt- Oct 28, 2021 E2 - HVAC - Clean and Balance all Air Systems (per 6.7.2.3.2 of ASHRAE 90.1-2016 Energy checklist is currently no longer required with your Building Permit (BP) application. Some supporting documents are still required at BP stage, specifically Envelope and HVAC, if applicable. Service Water Heating and Lighting supporting documents, if applicable, must be submitted with your related trades permits (e.g. electrical and plumbing). All energy upgrades will be checked during inspections stage. It is the applicant's responsibility to identify and note all required upgrades including energy upgrades on their BP drawings at BP stage. *****This application does not include any of the following: 1. Not more than 20 sprinklers (add, relocate, or remove), 2. hydraulic calculations, 3. change in occupancy and /or hazard classification, 4. warehouse storage arrangements, 5. mobile compact storage arrangements, 6. alternative solutions, 7. changes to the sprinkler system supply piping (e.g. valves, mains, cross-mains, branch-lines, etc.), or 8. flexible sprinkler pipe. | Priority Fire Systems Ltd
SP-2022-00275 | 2022-03-02 | 1055 W GEORGIA STREET, Vancouver, BC V6P 3P3 | Sprinkler Permit | Commercial | Tenant Improvement | Completed | Commercial - RELOCATE 6 SPRINKLER HEADS >#1500 -15th floor and Common Washrooms Interior alterations to provide improvements to the office on the 15th floor (#1500) by changing an office room into a new accessible washroom and to provide improvements to the common washrooms on the 15th floor in this existing commercial building. Scope of work: remove all finishes, partitions, t-bar. Install new t-bar, upgrade lighting, reframe & refinish washrooms, lighting, electrical, plumbing and sprinkler work. Building Sprinklered – Separate sprinkler permit required for proposed sprinkler work. OK for Field Review per K. Vogt - Oct 28, 2021 E2 - HVAC - Clean and Balance all Air Systems (per 6.7.2.3.2 of ASHRAE 90.1-2016) Energy checklist is currently no longer required with your Building Permit (BP) application. Some supporting documents are still required at BP stage, specifically Envelope and HVAC, if applicable. Service Water Heating and Lighting supporting documents, if applicable, must be submitted with your related trades permits (e.g. electrical and plumbing). All energy upgrades will be checked during inspections stage. It is the applicant's responsibility to identify and note all required upgrades including energy upgrades on their BP drawings at BP stage. *****This application does not include any of the following: 1. Not more than 20 sprinklers (add, relocate, or remove), 2. hydraulic calculations, 3. change in occupancy and /or hazard classification, 4. warehouse storage arrangements, 5. mobile compact storage arrangements, 6. alternative solutions, 7. changes to the sprinkler system supply piping (e.g. valves, mains, cross-mains, branch-lines, etc.), or 8. flexible sprinkler pipe. | Priority Fire Systems Ltd
SP-2022-00276 | 2022-03-02 | 1055 W GEORGIA STREET, Vancouver, BC V6P 3P3 | Sprinkler Permit | Commercial | Tenant Improvement | Completed | Commercial - RELOCATE 6 SPRINKLER HEADS >16th Floor - Common Washrooms Interior alterations to provide improvements to the common washrooms on the 16th floor of this existing commercial building. Scope of work: remove all finishes, partitions, t-bar. Install new t-bar, upgrade lighting, reframe & refinish washrooms, lighting, electrical, plumbing and sprinkler work. Building Sprinklered – Separate sprinkler permit required for proposed sprinkler work. OK for Field Review per K. Vogt - Oct 28, 2021 E2 - HVAC - Clean and Balance all Air Systems (per 6.7.2.3.2 of ASHRAE 90.1-2016) Energy checklist is currently no longer required with your Building Permit (BP) application. Some supporting documents are still required at BP stage, specifically Envelope and HVAC, if applicable. Service Water Heating and Lighting supporting documents, if applicable, must be submitted with your related trades permits (e.g. electrical and plumbing). All energy upgrades will be checked during inspections stage. It is the applicant's responsibility to identify and note all required upgrades including energy upgrades on their BP drawings at BP stage. *****This application does not include any of the following: 1. Not more than 20 sprinklers (add, relocate, or remove), 2. hydraulic calculations, 3. change in occupancy and /or hazard classification, 4. warehouse storage arrangements, 5. mobile compact storage arrangements, 6. alternative solutions, 7. changes to the sprinkler system supply piping (e.g. valves, mains, cross-mains, branch-lines, etc.), or 8. flexible sprinkler pipe. | Priority Fire Systems Ltd
EP-2022-01871 | 2022-03-11 | 1055 W GEORGIA STREET, Vancouver, BC V6P 3P3 | Electrical Permit | Commercial | Renovation | Completed | Installation / Repair - Commercial - small electrical and Communications reno >BP: #3200 - 32nd Floor Interior alterations to provide tenant improvements to this existing office tenant on the 32nd floor (#3200) on this existing commercial use building. Scope of work: Remove partition walls, millwork, door, finishes, construct new partition walls, electrical & plumbing work TENANT: RBC Dominion Securities | Plan Group Inc
EP-2022-02417 | 2022-03-25 | 1055 W GEORGIA STREET, Vancouver, BC V6P 3P3 | Electrical Permit | Commercial | Tenant Improvement | Completed | Installation / Repair - Commercial - Demo back to base building conditions. No new installation. >BP: #2275 - 22nd floor ( #2250, #2255, #2260 combined and changed to #2275) Interior alterations to this existing vacant office space on 22nd floor, to combine #2250, 2255, and 2260 (and changed to #2275) and provide improvements to the existing common washrooms in this existing commercial building. Scope of work: remove demising walls to combine three units, remove all partition walls, doors, finishes, T-bar ceiling. Install new T-bar ceiling, lighting in washrooms, new emergency lighting, reframe and refinish washrooms. * SEPARATE PERMIT(S) REQUIRED FOR FUTURE TENANT IMPROVEMENTS TO THIS SPACE. | Corporate Electric Limited
EP-2022-02418 | 2022-03-28 | 1055 W GEORGIA STREET, Vancouver, BC V6P 3P3 | Electrical Permit | Commercial | Tenant Improvement | Completed | Installation / Repair - Commercial - Demo back to base building conditions. No new installation. >BP: Interior alterations to the 23rd floor to remove all non load bearing partition walls to return to shell space in this vacant full floor office space and to renovate common washrooms on the 23rd floor of this existing commercial building on this site. Scope of work: remove partition walls, finishes, T-bar. Install new T-bar, new lighting in washrooms, reframe and refinish washrooms, electrical, plumbing and sprinkler work. *SEPARATE PERMIT(S) REQUIRED FOR FUTURE TENANT IMPROVEMENTS TO THIS SPACE. OK for Field Review - Dec 16/21 E2 - HVAC - Clean and Balance all Air Systems (per 6.7.2.3.2 of ASHRAE 90.1-2016) Energy checklist is currently no longer required with your Building Permit (BP) application. Some supporting documents are still required at BP stage, specifically Envelope and HVAC, if applicable. Service Water Heating and Lighting supporting documents, if applicable, must be submitted with your related trades permits (e.g. electrical and plumbing). All energy upgrades will be checked during inspections stage. It is the applicant's responsibility to identify and note all required upgrades including energy upgrades on their BP drawings at BP stage. | Corporate Electric Limited
EP-2022-02384 | 2022-03-24 | 1055 W GEORGIA STREET, Vancouver, BC V6P 3P3 | Electrical Permit | Commercial | Addition | Completed | Installation / Repair - Commercial - Pull cables, Add card readers and replace cameras (No maglocks) | PALADIN TECHNOLOGIES INC
PP-2022-00954 | 2022-03-23 | 1055 W GEORGIA STREET, Vancouver, BC V6P 3P3 | Plumbing Permit | Commercial | Renovation | Completed | Commercial - UNIT #3200 - 32ND FLOOR - Relocating drinking fountain water supply line and BF #3200 - 32nd Floor Interior alterations to provide tenant improvements to this existing office tenant on the 32nd floor (#3200) on this existing commercial use building. Scope of work: Remove partition walls, millwork, door, finishes, construct new partition walls, electrical & plumbing work | PACIFIC FLO MECHANICAL
PP-2022-01099 | 2022-06-14 | 1055 W GEORGIA STREET, Vancouver, BC V6P 3P3 | Plumbing Permit | Commercial | Renovation | Completed | Commercial - Demo of plumbing Re pipe of base building bathrooms #2275 - 22nd floor ( #2250, #2255, #2260 combined and changed to #2275) Interior alterations to this existing vacant office space on 22nd floor, to combine #2250, 2255, and 2260 (and changed to #2275) and provide improvements to the existing common washrooms in this existing commercial building. Scope of work: remove demising walls to combine three units, remove all partition walls, doors, finishes, T-bar ceiling. Install new T-bar ceiling, lighting in washrooms, new emergency lighting, reframe and refinish washrooms. | PACIFIC FLO MECHANICAL
PP-2022-01100 | 2022-03-31 | 1055 W GEORGIA STREET, Vancouver, BC V6P 3P3 | Plumbing Permit | Commercial | Renovation | Completed | Commercial - Demo of 23rd floor back to base buildings >#2300 - 23rd floor (full floor) Interior alterations to the 23rd floor to remove all non load bearing partition walls to return to shell space in this vacant full floor office space and to renovate common washrooms on the 23rd floor of this existing commercial building on this site. Scope of work: remove partition walls, finishes, T-bar. Install new T-bar, new lighting in washrooms, reframe and refinish washrooms, electrical, plumbing and sprinkler work. *SEPARATE PERMIT(S) REQUIRED FOR FUTURE TENANT IMPROVEMENTS TO THIS SPACE. | PACIFIC FLO MECHANICAL
SP-2022-00513 | 2022-05-09 | 1055 W GEORGIA STREET, Vancouver, BC V6P 3P3 | Sprinkler Permit | Commercial | Renovation | Completed | Commercial - #2275 - 22nd floor ( #2250, #2255, #2260 combined and changed to #2275) This sprinkler permit has been issued to the 2019 VBBL and NFPA 13, 2013 to return this space to an empty space (no interior partitions, furnishings, etc.), as described below, to base building sprinkler coverage (relocate and remove sprinklers to ensure sprinkler coverage to the base building design, VBBL, and NFPA 13). The tenant space within the building is not to be occupied, and is not to be used for storage. This application does not include any of the following: • hydraulic calculations, • change in occupancy and /or hazard classification, • storage arrangements (e.g. warehouse, mobile compact storage arrangements), • New alternative solutions and/or modifications to existing alternative solutions. • changes to the sprinkler system supply piping (e.g. valves, mains, cross-mains, branch-lines, etc.), or • flexible sprinkler pipe. Interior alterations to this existing vacant office space on 22nd floor, to combine #2250, 2255, and 2260 (and changed to #2275) and provide improvements to the existing common washrooms in this existing commercial building. Scope of work: remove demising walls to combine three units, remove all partition walls, doors, finishes, T-bar ceiling. Install new T-bar ceiling, lighting in washrooms, new emergency lighting, reframe and refinish washrooms. * SEPARATE PERMIT(S) REQUIRED FOR FUTURE TENANT IMPROVEMENTS TO THIS SPACE. Back to base building sprinkler coverage for Level 22 | Viking Fire Protection Inc
SP-2022-00514 | 2022-05-17 | 1055 W GEORGIA STREET, Vancouver, BC V6P 3P3 | Sprinkler Permit | Commercial | Renovation | Completed | Commercial - #2300 - 23rd floor (full floor) This permit has been issued to the 2019 VBBL and NFPA 13, 2013 to return this space, as described below, to base building sprinkler coverage (relocate and remove sprinklers to ensure sprinkler coverage to the base building design, VBBL, and NFPA 13). Interior alterations to the 23rd floor to remove all non load bearing partition walls to return to shell space in this vacant full floor office space and to renovate common washrooms on the 23rd floor of this existing commercial building on this site. Scope of work: remove partition walls, finishes, T-bar. Install new T-bar, new lighting in washrooms, reframe and refinish washrooms, electrical, plumbing and sprinkler work. *SEPARATE PERMIT(S) REQUIRED FOR FUTURE TENANT IMPROVEMENTS TO THIS SPACE. OK for Field Review - Dec 16/21 E2 - HVAC - Clean and Balance all Air Systems (per 6.7.2.3.2 of ASHRAE 90.1-2016) Energy checklist is currently no longer required with your Building Permit (BP) application. Some supporting documents are still required at BP stage, specifically Envelope and HVAC, if applicable. Service Water Heating and Lighting supporting documents, if applicable, must be submitted with your related trades permits (e.g. electrical and plumbing). All energy upgrades will be checked during inspections stage. It is the applicant's responsibility to identify and note all required upgrades including energy upgrades on their BP drawings at BP stage. Back to base building sprinkler coverage for level 23 >This application does not include any of the following: • hydraulic calculations, • change in occupancy and /or hazard classification, • storage arrangements (e.g. warehouse, mobile compact storage arrangements), • New alternative solutions and/or modifications to existing alternative solutions. • changes to the sprinkler system supply piping (e.g. valves, mains, cross-mains, branch-lines, etc.), or • flexible sprinkler pipe. | Viking Fire Protection Inc
PP-2022-01290 | 2022-04-25 | 1055 W GEORGIA STREET, Vancouver, BC V6P 3P3 | Plumbing Permit | Commercial | Renovation | Completed | Commercial - 15TH FLOOR - Bathroom upgrade #1500 -15th floor and Common Washrooms Interior alterations to provide improvements to the office on the 15th floor (#1500) by changing an office room into a new accessible washroom and to provide improvements to the common washrooms on the 15th floor in this existing commercial building. -REMOVING EXISTING FIXTURES, AND REPIPING FEED FOR EACH FIXTURE AND THEN REINSTALLING THE SAME FIXTURES. DPI IS AWARE. Scope of work: remove all finishes, partitions, t-bar. Install new t-bar, upgrade lighting, reframe & refinish washrooms, lighting, electrical, plumbing and sprinkler work. | PACIFIC FLO MECHANICAL
PP-2022-01291 | 2022-04-19 | 1055 W GEORGIA STREET, Vancouver, BC V6P 3P3 | Plumbing Permit | Commercial | Renovation | Completed | Commercial - 14TH FLOOR - Bathroom upgrade 14th floor - Common Washrooms Interior alterations to provide improvements to the common washrooms on the 14th floor of this existing commercial building. -REMOVING EXISTING FIXTURES, AND REPIPING FEED FOR EACH FIXTURE AND THEN REINSTALLING THE SAME FIXTURES. DPI IS AWARE. Scope of work: remove all finishes, partitions, t-bar. Install new t-bar, upgrade lighting, reframe & refinish washrooms, lighting, electrical, plumbing and sprinkler work. APR 19/2022 ADD FIXTURES:We are removing the existing fixtures, (4) Lavs, (2) Urinals and (5) WC. We are re piping the domestic feed to each fixture and the reinstalling the same fixtures afterwards. | PACIFIC FLO MECHANICAL
PP-2022-01292 | 2022-04-25 | 1055 W GEORGIA STREET, Vancouver, BC V6P 3P3 | Plumbing Permit | Commercial | Renovation | Completed | Commercial - 16TH FLOOR - Bathroom upgrade 16th Floor - Common Washrooms Interior alterations to provide improvements to the common washrooms on the 16th floor of this existing commercial building. Scope of work: remove all finishes, partitions, t-bar. Install new t-bar, upgrade lighting, reframe & refinish washrooms, lighting, electrical, plumbing and sprinkler work. Building Sprinklered – Separate sprinkler permit required for proposed sprinkler work. OK for Field Review per K. Vogt - Oct 28, 2021 E2 - HVAC - Clean and Balance all Air Systems (per 6.7.2.3.2 of ASHRAE 90.1-2016) | PACIFIC FLO MECHANICAL
NULL | NULL | 1055 W GEORGIA STREET, Vancouver, BC V6P 3P3 | Electrical Permit | Commercial | Addition | Draft | Installation / Repair - Commercial - Installing electrical outlets on a new wall that separates a room. | NULL
EP-2022-01346 | 2022-02-23 | 1055 W GEORGIA STREET, Vancouver, BC V6P 3P3 | Electrical Permit | Commercial | Tenant Improvement | Completed | Installation / Repair - Commercial - To install 4 additional access control doors at 4 meeting room doors on the 21st floor from the IT room - Install conduit & wiring for door strikes & card readers | Current Control Installations Ltd
SP-2023-02092 | NULL | 960 EVANS AVENUE, Vancouver, BC V6A 2L2 | Sprinkler Permit | Commercial | Tenant Improvement | In Review | Commercial - Revisions to existing building sprinkler system to adhere to NFPA 13 >BP: Interior alteration to provide tenant improvements to the shell spaces on Levels 2 and 3 of this 3-storey industrial building for chemical manufacturing, laboratory & office uses. No DP is required per M. Au. *This permit has been reviewed under the provisions of VBBL 2019.* **This permit has been issued on condition that the CP will follow up and submit a building permit revision to address all outstanding issues around the airlock vestibules and confirm the scope of work in large rooms currently shown as empty spaces.** Refer to BP-2021-05846 for the base building. | Troy Life & Fire Safety Limited Protection Incendia Troyu Ltee
GP-2022-01210 | 2022-04-21 | 3538 CROWN STREET, Vancouver, BC | Gas Permit | Residential | New | Completed | Residential - This is a new laneway house with 1 fixture. | AKAL Plumbing & Heating Ltd
EP-2022-02513 | 2022-03-29 | 3538 CROWN STREET, Vancouver, BC | Electrical Permit | Residential | New | Completed | Installation / Repair - Residential - low voltage rough-in and completion of security alarm, tel/data/cable >BP: To construct a 2 storey laneway house building ($161,120) with an open parking pad, providing a total of 2 parking spaces, having vehicular access from the lane. Rev #1: The entire building, INCLUDING THE ATTACHED GARAGE (if applicable), to be sprinklered to NFPA 13D as per VBBL 3.2.5.12(3)(d). Note: This is a 1 ½ storey building pursuant to the Zoning & Development By-law 1- Covenant registered at the Land Title Office under CA8474445 2- No strata titling permitted 3- Schedule B: ANTONY WANG (604-618-6236) Structural & Geotechnical 4- HPO: Residential Builder - Calvin & Collin Construction Ltd. Address Note: Addresses assigned per approved plans. Fire and Emergency street access to the secondary suite is from Crown St. Street access must be provided and maintained at all times. The building addresses are to be posted and to be visible from the street in accordance with the Building By-law prior to final inspection. ******THIS PERMIT HAS BEEN ISSUED UNDER THE REQUIREMENTS OF VBBL #12511 (2019)****** | Infinitech Security & Integration Inc.
SP-2022-00657 | 2022-05-04 | 3538 CROWN STREET, Vancouver, BC | Sprinkler Permit | Residential | New | Completed | Residential - NEW HOME >BP: To construct a 2 storey laneway house building ($161,120) with an open parking pad, providing a total of 2 parking spaces, having vehicular access from the lane. Rev #1: The entire building, INCLUDING THE ATTACHED GARAGE (if applicable), to be sprinklered to NFPA 13D as per VBBL 3.2.5.12(3)(d). Note: This is a 1 ½ storey building pursuant to the Zoning & Development By-law 1- Covenant registered at the Land Title Office under CA8474445 2- No strata titling permitted 3- Schedule B: ANTONY WANG (604-618-6236) Structural & Geotechnical 4- HPO: Residential Builder - Calvin & Collin Construction Ltd. Address Note: Addresses assigned per approved plans. Fire and Emergency street access to the secondary suite is from Crown St. Street access must be provided and maintained at all times. The building addresses are to be posted and to be visible from the street in accordance with the Building By-law prior to final inspection. ******THIS PERMIT HAS BEEN ISSUED UNDER THE REQUIREMENTS OF VBBL #12511 (2019)****** | SBMS Construction Ltd
PP-2022-03430 | 2022-10-07 | 4920 SOMERVILLE STREET, Vancouver, BC V5V 3A6 | Plumbing Permit | Residential | New | Completed | Residential - This permit is for a FINAL -the previous PP-2021-03564 by another company was for rough in >BP: To construct a 2 storey laneway house building ($169,500) with an open parking pad, providing 1 parking space, having vehicular access from the lane. | East West Plumbing (2007) Ltd
SP-2022-00039 | 2022-01-21 | 923 W 17TH AVENUE #3, Vancouver, BC V5Z 1V5 | Sprinkler Permit | Residential | New | Completed | Residential - Install sprinklers in lwh >BP: To construct a 2 storey laneway house building ($197,000) with an open parking pad, providing 1 parking space, having vehicular access from the lane. Note: This is a 1 ½ storey building pursuant to the Zoning & Development By-law Note: Bldg 1 (principal bldg) addressed#1 - 923 W 17th Ave retained on site. 1. No A/C unit proposed 2. Schedule B: Alan Prahalad P.Eng (604-831-1431) Structural & Geotechnical 3. HPO: Residential Builder- Biring Bros Construction Ltd #3-923 W 17th Av - Laneway House Address and suite number assigned as per approved plans for Fire and Emergency response. The address number is to be posted to the building to be visible from the street and the suite number is to be posted at the suite entry in accordance with the Building By-law prior to final inspection. Note: The existing secondary suite address, 921 W 17th Av, will be cancelled and the site will be as follows: #1-923 W 17th Av = Principal Dwelling #2-923 W 17th Av = Secondary Suite #3-923 W 17th Av = Laneway House ****ALL PROJECT COORINATOR NOTES HAS BEEN ACCEPTED BY THE APPLICANT**** ******THIS PERMIT HAS BEEN ISSUED UNDER THE REQUIREMENTS OF VBBL #12511 (2019)****** | Gold Key Fire Protection Ltd
EP-2022-00079 | 2022-01-10 | 923 W 17TH AVENUE #3, Vancouver, BC V5Z 1V5 | Electrical Permit | Residential | New | Completed | Installation / Repair - Residential - Cable,alarm,phone,doorbell >BP: To construct a 2 storey laneway house building ($197,000) with an open parking pad, providing 1 parking space, having vehicular access from the lane. Note: This is a 1 ½ storey building pursuant to the Zoning & Development By-law Note: Bldg 1 (principal bldg) addressed#1 - 923 W 17th Ave retained on site. 1. No A/C unit proposed 2. Schedule B: Alan Prahalad P.Eng (604-831-1431) Structural & Geotechnical 3. HPO: Residential Builder- Biring Bros Construction Ltd #3-923 W 17th Av - Laneway House Address and suite number assigned as per approved plans for Fire and Emergency response. The address number is to be posted to the building to be visible from the street and the suite number is to be posted at the suite entry in accordance with the Building By-law prior to final inspection. Note: The existing secondary suite address, 921 W 17th Av, will be cancelled and the site will be as follows: #1-923 W 17th Av = Principal Dwelling #2-923 W 17th Av = Secondary Suite #3-923 W 17th Av = Laneway House ****ALL PROJECT COORINATOR NOTES HAS BEEN ACCEPTED BY THE APPLICANT**** ******THIS PERMIT HAS BEEN ISSUED UNDER THE REQUIREMENTS OF VBBL #12511 (2019)****** | Supertech Systems Ltd
EP-2022-00193 | 2022-01-14 | 923 W 17TH AVENUE #3, Vancouver, BC V5Z 1V5 | Electrical Permit | Residential | New | Completed | Installation / Repair - Residential - Wiring and service for laneway house. 100 Amp for legal suite, 100Amp for main house, 100 Amp for laneway, Total service: 200 Amp To construct a 2 storey laneway house building with an open parking pad, providing 1 parking space, having vehicular access from the lane. 1. No A/C unit proposed 2. Schedule B: Alan Prahalad P.Eng (604-831-1431) Structural & Geotechnical 3. HPO: Residential Builder- Biring Bros Construction Ltd | G.S.G. Electric Ltd.
EP-2021-09256 | 2022-01-25 | 5503 EARLES STREET #3, Vancouver, BC V5R 3S3 | Electrical Permit | Residential | New | Completed | Installation / Repair - Residential - wire up coach house upgrade service to 200 amps and install duel 100 amp meter base >1.5 STOREY LANEWAY HOME To construct a 2 storey laneway house building ($249,000.00) with 1 open parking pad having vehicular access from the 20' Lane. Note: This is a 1 ½ storey building pursuant to the Zoning & Development By-law. 1. Covenant not required with existing house 2. No Strata Titling permitted 3. No A/C Unit proposed 4. Schedule B: (Y.K. Sharma) P.Eng (778.863.7076) Structural 5. HPO: Residential Builder- (Alair Homes - 1052296 BC LTD) 6. The entire building, INCLUDING THE EXTERIOR ACCESSED MECHANICAL ROOM, to be sprinklered to NFPA 13 D per 3.2.5.12.(3)(d) NOTE: To achieve the required FSR. A floor space exclusion of 3% has been applied to this application as per section 11.24.18 of the district schedule, to accommodate improved building performance. Address Information: Principle Dwelling: #1 - 5503 Earles St Laneway home: #3 - 5503 Earles St - Laneway House (1.5 storey) Address assigned per approved plans. Fire and Emergency street access (walkway) to the laneway house is from the south side. Street access must be provided and maintained at all times. The building addresses are to be posted and to be visible from the street in accordance with the Building By-law prior to final inspection. NOTE: Information regarding the principal building on the survey and site plan is for reference only. Any discrepancy between information regarding the principal building on the survey and/or site plan and approved permit drawings for the principal building are neither approved nor authorized under this laneway house permit. *EXISTING HOUSE* Note: Bldg 1 (principal bldg) addressed #1 - 5503 Earles St retained on site. | Aaron Ronald Thom
PP-2022-00150 | 2022-01-21 | 5503 EARLES STREET #3, Vancouver, BC V5R 3S3 | Plumbing Permit | Residential | New | Completed | Residential - LWH - #3 - installing the drainage, waterpipe and radiant heating for the laneway house To construct a 2 storey laneway house building with 1 open parking pad having vehicular access from the 20' Lane. Note: This is a 1 ½ storey building pursuant to the Zoning & Development By-law. 1. Covenant not required with existing house 2. No Strata Titling permitted 3. No A/C Unit proposed | RADAR PLUMBING AND HEATING
GP-2022-00566 | 2022-02-23 | 5503 EARLES STREET #3, Vancouver, BC V5R 3S3 | Gas Permit | Residential | New | Completed | Residential - Its a laneway house and well will be installing a gas combi boiler | RADAR PLUMBING AND HEATING
EP-2022-02070 | 2022-03-15 | 5503 EARLES STREET #3, Vancouver, BC V5R 3S3 | Electrical Permit | Residential | New | Completed | Installation / Repair - Residential - Security alarm pre wire ~ 11 points >BP: To construct a 2 storey laneway house building ($249,000.00) with 1 open parking pad having vehicular access from the 20' Lane. Note: This is a 1 ½ storey building pursuant to the Zoning & Development By-law. 1. Covenant not required with existing house 2. No Strata Titling permitted 3. No A/C Unit proposed 4. Schedule B: (Y.K. Sharma) P.Eng (778.863.7076) Structural 5. HPO: Residential Builder- (Alair Homes - 1052296 BC LTD) 6. The entire building, INCLUDING THE EXTERIOR ACCESSED MECHANICAL ROOM, to be sprinklered to NFPA 13 D per 3.2.5.12.(3)(d) NOTE: To achieve the required FSR. A floor space exclusion of 3% has been applied to this application as per section 11.24.18 of the district schedule, to accommodate improved building performance. Address Information: Principle Dwelling: #1 - 5503 Earles St Laneway home: #3 - 5503 Earles St - Laneway House (1.5 storey) Address assigned per approved plans. Fire and Emergency street access (walkway) to the laneway house is from the south side. Street access must be provided and maintained at all times. The building addresses are to be posted and to be visible from the street in accordance with the Building By-law prior to final inspection. NOTE: Information regarding the principal building on the survey and site plan is for reference only. Any discrepancy between information regarding the principal building on the survey and/or site plan and approved permit drawings for the principal building are neither approved nor authorized under this laneway house permit. *EXISTING HOUSE* Note: Bldg 1 (principal bldg) addressed #1 - 5503 Earles St retained on site. **THIS PERMIT HAS BEEN ISSUED UNDER THE REQUIREMENTS OF VBBL #12511 (2019).** | Phantom Security Corp
EP-2022-01928 | 2022-03-09 | 5503 EARLES STREET #3, Vancouver, BC V5R 3S3 | Electrical Permit | Residential | New | Completed | Installation / Repair - Residential - Vacuum installation only >BP: To construct a 2 storey laneway house building ($249,000.00) with 1 open parking pad having vehicular access from the 20' Lane. Note: This is a 1 ½ storey building pursuant to the Zoning & Development By-law. 1. Covenant not required with existing house 2. No Strata Titling permitted 3. No A/C Unit proposed 4. Schedule B: (Y.K. Sharma) P.Eng (778.863.7076) Structural 5. HPO: Residential Builder- (Alair Homes - 1052296 BC LTD) 6. The entire building, INCLUDING THE EXTERIOR ACCESSED MECHANICAL ROOM, to be sprinklered to NFPA 13 D per 3.2.5.12.(3)(d) NOTE: To achieve the required FSR. A floor space exclusion of 3% has been applied to this application as per section 11.24.18 of the district schedule, to accommodate improved building performance. Address Information: Principle Dwelling: #1 - 5503 Earles St Laneway home: #3 - 5503 Earles St - Laneway House (1.5 storey) Address assigned per approved plans. Fire and Emergency street access (walkway) to the laneway house is from the south side. Street access must be provided and maintained at all times. The building addresses are to be posted and to be visible from the street in accordance with the Building By-law prior to final inspection. NOTE: Information regarding the principal building on the survey and site plan is for reference only. Any discrepancy between information regarding the principal building on the survey and/or site plan and approved permit drawings for the principal building are neither approved nor authorized under this laneway house permit. *EXISTING HOUSE* Note: Bldg 1 (principal bldg) addressed #1 - 5503 Earles St retained on site. **THIS PERMIT HAS BEEN ISSUED UNDER THE REQUIREMENTS OF VBBL #12511 (2019).** | Best Built-In Centre Ltd
SP-2022-00294 | 2022-03-04 | 5503 EARLES STREET #3, Vancouver, BC V5R 3S3 | Sprinkler Permit | Residential | New | Completed | Residential - To install 12 sprinkler heads >To construct a 2 storey laneway house building ($249,000.00) with 1 open parking pad having vehicular access from the 20' Lane. Note: This is a 1 ½ storey building pursuant to the Zoning & Development By-law. 1. Covenant not required with existing house 2. No Strata Titling permitted 3. No A/C Unit proposed 4. Schedule B: (Y.K. Sharma) P.Eng (778.863.7076) Structural 5. HPO: Residential Builder- (Alair Homes - 1052296 BC LTD) 6. The entire building, INCLUDING THE EXTERIOR ACCESSED MECHANICAL ROOM, to be sprinklered to NFPA 13 D per 3.2.5.12.(3)(d) NOTE: To achieve the required FSR. A floor space exclusion of 3% has been applied to this application as per section 11.24.18 of the district schedule, to accommodate improved building performance. Address Information: Principle Dwelling: #1 - 5503 Earles St Laneway home: #3 - 5503 Earles St - Laneway House (1.5 storey) Address assigned per approved plans. Fire and Emergency street access (walkway) to the laneway house is from the south side. Street access must be provided and maintained at all times. The building addresses are to be posted and to be visible from the street in accordance with the Building By-law prior to final inspection. NOTE: Information regarding the principal building on the survey and site plan is for reference only. Any discrepancy between information regarding the principal building on the survey and/or site plan and approved permit drawings for the principal building are neither approved nor authorized under this laneway house permit. *EXISTING HOUSE* Note: Bldg 1 (principal bldg) addressed #1 - 5503 Earles St retained on site. **THIS PERMIT HAS BEEN ISSUED UNDER THE REQUIREMENTS OF VBBL #12511 (2019).** | General Sprinkler Systems Ltd
SP-2022-00136 | 2022-02-10 | 4026 W 38TH AVENUE #3, Vancouver, BC V6N 2Y9 | Sprinkler Permit | Residential | New | Completed | Residential - new sprinkler system for lanewayhouse by NFPA13D >BP: To construct a 2 storey laneway house building ($225,000) with an attached garage and 1 open parking pad, providing a total of 2 parking spaces, having vehicular access from the lane. Note: This is a 1 ½ storey building pursuant to the Zoning & Development By-law 1. Covenant registered at the Land Title Office under CA8726522 2. No Strata Titling permitted 3. No A/C unit proposed 4. Schedule B: Dr Z Zhao P Eng (604 526-1305) Structural & Geotechnical 5. HPO: Residential Builder - Red Maple Custom Homes Ltd. Address assigned per approved plans. Fire and Emergency street access (walkway) to the laneway house is from the east side. Street access must be provided and maintained at all times. The building addresses are to be posted and to be visible from the street in accordance with the Building By-law prior to final inspection. ******THIS PERMIT HAS BEEN ISSUED UNDER THE REQUIREMENTS OF VBBL #12511 (2019)***** | Spectrum Fire Protection Ltd
EP-2022-00010 | 2022-01-05 | 4026 W 38TH AVENUE #3, Vancouver, BC V6N 2Y9 | Electrical Permit | Residential | New | Completed | Installation / Repair - Residential - New laneway house electrical wiring **Amendment Feb 4, 2022** Note : 200A service Total and 125A to the laneway house, 150A to the main house >BP: To construct a 2 storey laneway house building ($225,000) with an attached garage and 1 open parking pad, providing a total of 2 parking spaces, having vehicular access from the lane. Note: This is a 1 ½ storey building pursuant to the Zoning & Development By-law 1. Covenant registered at the Land Title Office under CA8726522 2. No Strata Titling permitted 3. No A/C unit proposed 4. Schedule B: Dr Z Zhao P Eng (604 526-1305) Structural & Geotechnical 5. HPO: Residential Builder - Red Maple Custom Homes Ltd. Address assigned per approved plans. Fire and Emergency street access (walkway) to the laneway house is from the east side. Street access must be provided and maintained at all times. The building addresses are to be posted and to be visible from the street in accordance with the Building By-law prior to final inspection. ******THIS PERMIT HAS BEEN ISSUED UNDER THE REQUIREMENTS OF VBBL #12511 (2019)****** | JIU DING ELECTRIC LTD
SP-2022-00053 | 2022-01-18 | 719 E 38TH AVENUE #3, Vancouver, BC V5W 1H9 | Sprinkler Permit | Residential | New | Completed | Residential - LWH WITH NEW SPRINKLERS >BP: To construct a 2 storey laneway house building ($118,750) with an attached garage and 1 open parking pad, providing a total of 2 parking spaces, having vehicular access from the lane Note: This is a 1 ½ storey building pursuant to the Zoning & Development By-law 1. Covenant registered at the Land Title Office under CA8500252. 2. No strata titling permitted 3. No A/C unit proposed 4. Schedule B: B.S. Sidhu P.Eng (604.339.0034) Structural Schedule B: K.E. Savage P. Eng (604.990.0546) Geotechnical 3. HPO: Residential Builder- Senghera Holdings Ltd Address assigned per approved plans. Fire and Emergency street access (walkway) to the laneway house is from the east side. Street access must be provided and maintained at all times. The building addresses are to be posted and to be visible from the street in accordance with the Building By-law prior to final inspection. *NEW HOUSE* Note: See DB-2020-02665 for Bldg 1 on site (principle bldg) addressed #1 - 719 E 38th Ave, and secondary suite addressed #2 - 719 E 38th Ave ******THIS PERMIT HAS BEEN ISSUED UNDER THE REQUIREMENTS OF VBBL #12511 (2019)****** | BC Fire Sprinklers Ltd
EP-2022-01161 | NULL | 719 E 38TH AVENUE #3, Vancouver, BC V5W 1H9 | Electrical Permit | Residential | New | Cancelled | Installation / Repair - Residential - Extra Low Voltage Rough wiring and Finishing >BP: To construct a 2 storey laneway house building ($118,750) with an attached garage and 1 open parking pad, providing a total of 2 parking spaces, having vehicular access from the lane Note: This is a 1 ½ storey building pursuant to the Zoning & Development By-law 1. Covenant registered at the Land Title Office under CA8500252. 2. No strata titling permitted 3. No A/C unit proposed 4. Schedule B: B.S. Sidhu P.Eng (604.339.0034) Structural Schedule B: K.E. Savage P. Eng (604.990.0546) Geotechnical 3. HPO: Residential Builder- Senghera Holdings Ltd Address assigned per approved plans. Fire and Emergency street access (walkway) to the laneway house is from the east side. Street access must be provided and maintained at all times. The building addresses are to be posted and to be visible from the street in accordance with the Building By-law prior to final inspection. *NEW HOUSE* Note: See DB-2020-02665 for Bldg 1 on site (principle bldg) addressed #1 - 719 E 38th Ave, and secondary suite addressed #2 - 719 E 38th Ave ******THIS PERMIT HAS BEEN ISSUED UNDER THE REQUIREMENTS OF VBBL #12511 (2019)****** | Karma Communications Ltd.
EP-2022-01166 | 2022-02-14 | 719 E 38TH AVENUE #3, Vancouver, BC V5W 1H9 | Electrical Permit | Residential | New | Completed | Installation / Repair - Residential - Wiring and finishing of extra low voltage. Pre wiring for security alarm >BP: To construct a 2 storey laneway house building ($118,750) with an attached garage and 1 open parking pad, providing a total of 2 parking spaces, having vehicular access from the lane Note: This is a 1 ½ storey building pursuant to the Zoning & Development By-law 1. Covenant registered at the Land Title Office under CA8500252. 2. No strata titling permitted 3. No A/C unit proposed 4. Schedule B: B.S. Sidhu P.Eng (604.339.0034) Structural Schedule B: K.E. Savage P. Eng (604.990.0546) Geotechnical 3. HPO: Residential Builder- Senghera Holdings Ltd Address assigned per approved plans. Fire and Emergency street access (walkway) to the laneway house is from the east side. Street access must be provided and maintained at all times. The building addresses are to be posted and to be visible from the street in accordance with the Building By-law prior to final inspection. *NEW HOUSE* Note: See DB-2020-02665 for Bldg 1 on site (principle bldg) addressed #1 - 719 E 38th Ave, and secondary suite addressed #2 - 719 E 38th Ave ******THIS PERMIT HAS BEEN ISSUED UNDER THE REQUIREMENTS OF VBBL #12511 (2019)****** | Creative Security Solutions Ltd
NULL | NULL | 719 E 38TH AVENUE #3, Vancouver, BC V5W 1H9 | Electrical Permit | Residential | New | Withdrawn | Installation / Repair - Residential - Extra Low Voltage Rough wiring and Finishing | NULL
EP-2022-09101 | 2022-10-26 | 719 E 38TH AVENUE #3, Vancouver, BC V5W 1H9 | Electrical Permit | Residential | New | Completed | Installation / Repair - Residential - Extra Low Voltage prewire and finishing >DB: To construct a 2 storey laneway house building with an attached garage and 1 open parking pad, providing a total of 2 parking spaces, having vehicular access from the lane Note: This is a 1 ½ storey building pursuant to the Zoning & Development By-law 1. Covenant registered at the Land Title Office under CA8500252. 2. No strata titling permitted 3. No A/C unit propose | Karma Communications Ltd.
PP-2022-03997 | 2022-11-04 | 380 E 47TH AVENUE #3, Vancouver, BC V5W 2B2 | Plumbing Permit | Residential | New | Completed | Residential - PLUMBING FOR NEW LANWAY HOUSE To construct a 2 storey laneway house building with an open parking pad providing 2 parking spaces having vehicular access from the lane Note: This is a 1 1/2 storey building pursuant to the Zoning & Development By-law 1- Covenant registered at the Land Title Office under CA8925780 2- No strata titling permitted 3- No A/C unit proposed 4- Structural and geotechnical schedule B: B.G. XU (604.534.2118) 5- HPO: Sanco Projects | Rain Coast Plumbing & Heating Ltd
MP-2023-00045 | 2023-01-10 | 380 E 47TH AVENUE #3, Vancouver, BC V5W 2B2 | Mechanical Permit | NULL | NULL | Completed | NULL | Rain Coast Plumbing & Heating Ltd
EP-2022-10778 | 2023-01-03 | 380 E 47TH AVENUE #3, Vancouver, BC V5W 2B2 | Electrical Permit | Residential | New | Completed | Installation / Repair - Residential - EXTRA LOW VOTAGE ROUGHING AND FINISHING FOR SECURITY ALARM AND TV CABLES >BP: To construct a 2 story laneway house building ($211,750) with an open parking pad providing 2 parking spaces having vehicular access from the lane ***The entire building to be sprinklered to NFPA 13D*** Note: Parking for the site has been provided under DB (construction of LWH) Note: This is a 1 1/2 storey building pursuant to the Zoning & Development By-law 1- Covenant registered at the Land Title Office under CA8925780 2- No strata titling permitted 3- No A/C unit proposed 4- Structural and geotechnical schedule B: B.G. XU (604.534.2118) 5- HPO: Sanco Projects | Smarthomes Security Ltd.
EP-2022-06659 | 2022-08-17 | 380 E 47TH AVENUE #3, Vancouver, BC V5W 2B2 | Electrical Permit | Residential | New | Completed | Installation / Repair - Residential - LWH - #3 - laneway house wiring and finishing. Consumer's service: 200A. Main house service: 125A. LWH service: 125A. DB: To construct a 2 storey laneway house building with an open parking pad providing 2 parking spaces having vehicular access from the lane ***The entire building to be sprinklered to NFPA 13D*** Note: Parking for the site has been provided under DB (construction of LWH) Note: This is a 1 1/2 storey building pursuant to the Zoning & Development By-law 1- Covenant registered at the Land Title Office under CA8925780 2- No strata titling permitted 3- No A/C unit proposed | Morning Star Electrical Ltd
GP-2023-00747 | 2023-03-03 | 380 E 47TH AVENUE #3, Vancouver, BC V5W 2B2 | Gas Permit | Residential | New | Completed | Residential - Boiler for lanway house >BP: To construct a 2 storey laneway house building with an open parking pad providing 2 parking spaces having vehicular access from the lane July 21/2022-AMEND -to add 60000 BTU oven | Rain Coast Plumbing & Heating Ltd
SP-2022-00216 | 2022-02-16 | 2242 E 52ND AVENUE #3, Vancouver, BC V5P 1X1 | Sprinkler Permit | Residential | New | Completed | Residential - new fire sprinkler system >BP: To construct a 2 storey laneway house building ($173,000.00) with 1 open parking pad, providing a total of 1 parking spaces, having vehicular access from the 20' Lane. Note: This is a 1 ½ storey building pursuant to the Zoning & Development By-law. 1. Covenant registered at the Land Title Office under CA9049262 2. No Strata Titling permitted 3. A/C proposed – Exterior component located in Rear Yard, Interior component located on Upper Floor 4. Schedule B: SHAMSUL ALAM SHIKDER, P.Eng (604-255-3740) Structural & Geotechnical 5. HPO: Residential Builder- KISHIUCHI CONSTRUCTION LTD. NOTE: To achieve the required FSR. A floor space exclusion of 3% has been applied to this application as per section 11.24.18 of the district schedule, to accommodate improved building performance. Address Information: Principal Dwelling: #1 - 2242 E 52nd Av - One Family Dwelling (1st and 2nd storey, north portion of basement) Secondary Suite: #2 - 2242 E 52nd Av - (south portion of basement) Laneway House: #3 - 2242 E 52nd Av - (1.5 storey) Addresses assigned per approved plans. Fire and Emergency street access to the secondary suite is from the west side. Street access must be provided and maintained at all times. The building addresses are to be posted and to be visible from the street in accordance with the Building By-law prior to final inspection. NOTE: Information regarding the principal building on the survey and site plan is for reference only. Any discrepancy between information regarding the principal building on the survey and/or site plan and approved permit drawings for the principal building are neither approved nor authorized under this laneway house permit. *NEW HOUSE* Note: See DB-2021-00726 for Bldg 1 on site (principal bldg) addressed #1 - 2242 E 52nd Av. **THIS PERMIT HAS BEEN ISSUED UNDER THE REQUIREMENTS OF VBBL #12511 (2019) * | Mainland Fire Protection Ltd
PP-2022-00382 | 2022-02-04 | 2242 E 52ND AVENUE #3, Vancouver, BC V5P 1X1 | Plumbing Permit | Residential | New | Completed | Residential - Supply and install plumbing Dwv, waterpiping and fixture Installation To construct a 2 storey laneway house building with 1 open parking pad, providing a total of 1 parking spaces, having vehicular access from the 20' Lane. 1. Covenant registered at the Land Title Office under CA9049262 2. No Strata Titling permitted 3. A/C proposed – Exterior component located in Rear Yard, Interior component located on Upper Floor 4. Schedule B: SHAMSUL ALAM SHIKDER, P.Eng (604-255-3740) Structural & Geotechnical 5. HPO: Residential Builder- KISHIUCHI CONSTRUCTION LTD. | J&L Enterprises Ltd.
EP-2022-01606 | 2022-02-28 | 2242 E 52ND AVENUE #3, Vancouver, BC V5P 1X1 | Electrical Permit | Residential | New | Completed | Installation / Repair - Residential - Low voltage installation & complete >BP: To construct a 2 storey laneway house building ($173,000.00) with 1 open parking pad, providing a total of 1 parking spaces, having vehicular access from the 20' Lane. Note: This is a 1 ½ storey building pursuant to the Zoning & Development By-law. 1. Covenant registered at the Land Title Office under CA9049262 2. No Strata Titling permitted 3. A/C proposed – Exterior component located in Rear Yard, Interior component located on Upper Floor 4. Schedule B: SHAMSUL ALAM SHIKDER, P.Eng (604-255-3740) Structural & Geotechnical 5. HPO: Residential Builder- KISHIUCHI CONSTRUCTION LTD. NOTE: To achieve the required FSR. A floor space exclusion of 3% has been applied to this application as per section 11.24.18 of the district schedule, to accommodate improved building performance. Address Information: Principal Dwelling: #1 - 2242 E 52nd Av - One Family Dwelling (1st and 2nd storey, north portion of basement) Secondary Suite: #2 - 2242 E 52nd Av - (south portion of basement) Laneway House: #3 - 2242 E 52nd Av - (1.5 storey) NOTE: Information regarding the principal building on the survey and site plan is for reference only. Any discrepancy between information regarding the principal building on the survey and/or site plan and approved permit drawings for the principal building are neither approved nor authorized under this laneway house permit. *NEW HOUSE* Note: See DB-2021-00726 for Bldg 1 on site (principal bldg) addressed #1 - 2242 E 52nd Av. **THIS PERMIT HAS BEEN ISSUED UNDER THE REQUIREMENTS OF VBBL #12511 (2019) ** | Best Built-In Centre Ltd
EP-2022-03195 | 2022-05-03 | 2242 E 52ND AVENUE #3, Vancouver, BC V5P 1X1 | Electrical Permit | Residential | New | Completed | Installation / Repair - Residential - wire laneway house >BP: To construct a 2 storey laneway house building ($173,000.00) with 1 open parking pad, providing a total of 1 parking spaces, having vehicular access from the 20' Lane. Note: This is a 1 ½ storey building pursuant to the Zoning & Development By-law. 1. Covenant registered at the Land Title Office under CA9049262 2. No Strata Titling permitted 3. A/C proposed – Exterior component located in Rear Yard, Interior component located on Upper Floor 4. Schedule B: SHAMSUL ALAM SHIKDER, P.Eng (604-255-3740) Structural & Geotechnical 5. HPO: Residential Builder- KISHIUCHI CONSTRUCTION LTD. NOTE: To achieve the required FSR. A floor space exclusion of 3% has been applied to this application as per section 11.24.18 of the district schedule, to accommodate improved building performance. NOTE: Information regarding the principal building on the survey and site plan is for reference only. Any discrepancy between information regarding the principal building on the survey and/or site plan and approved permit drawings for the principal building are neither approved nor authorized under this laneway house permit. *NEW HOUSE* Note: See DB-2021-00726 for Bldg 1 on site (principal bldg) addressed #1 - 2242 E 52nd Av. | Jonkman Electric Ltd
GP-2022-03761 | 2022-11-28 | 2242 E 52ND AVENUE #3, Vancouver, BC V5P 1X1 | Gas Permit | Residential | New | Completed | Residential - LWH - #3 - Kitchen Aid 30" Dual Fuel Range >DB: To construct a 2 storey laneway house building with 1 open parking pad, providing a total of 1 parking spaces, having vehicular access from the 20' Lane. Note: This is a 1 ½ storey building pursuant to the Zoning & Development By-law. 1. Covenant registered at the Land Title Office under CA9049262 2. No Strata Titling permitted 3. A/C proposed – Exterior component located in Rear Yard, Interior component located on Upper Floor | Han Appliances & Refrigeration Ltd
EP-2022-01970 | 2022-03-30 | 448 E 10TH AVENUE, Vancouver, BC V5T 2A1 | Electrical Permit | Residential | Addition | Completed | Installation / Repair - Residential - Install circuit for EV charger. | Golden Leaf Electrical Services Ltd.
EP-2022-00060 | 2022-01-06 | 2228 E 61ST AVENUE #3, Vancouver, BC V5P 2K3 | Electrical Permit | Residential | New | Completed | Installation / Repair - Residential - Alarm, tel, tv, net, cctv >BP: To construct a 1-storey laneway house building ($225,000) with an open parking pad, providing a total of 1 parking spaces, having vehicular access from the lane. Note: This is a 1-storey building pursuant to the Zoning & Development By-law *EXISTING HOUSE* Note: Bldg 1 (principal bldg) addressed #1-2228 E 61st Ave. retained on site. 1- No A/C unit proposed 2- Schedule B: O Wenger, P.Eng. (604-579-0110) Structural 3- Schedule B: P.K.L. Fong, P.Eng. (604-837-3205) Geotechnical 3- HPO: Residential Builder - Smallworks Studio and Laneway Housing Inc. Address Note: Address assigned per approved plans. Fire and Emergency street access (walkway) to the laneway house is from the west side. Street access must be provided and maintained at all times. The building addresses are to be posted and to be visible from the street in accordance with the Building By-law prior to final inspection. ******THIS PERMIT HAS BEEN ISSUED UNDER THE REQUIREMENTS OF VBBL #12511 (2019)****** | Best Built-In Centre Ltd
SP-2021-01788 | 2022-01-21 | 2228 E 61ST AVENUE #3, Vancouver, BC V5P 2K3 | Sprinkler Permit | Residential | New | Completed | Residential - new sprinkler system. >BP: To construct a 1-storey laneway house building ($225,000) with an open parking pad, providing a total of 1 parking spaces, having vehicular access from the lane. Note: This is a 1-storey building pursuant to the Zoning & Development By-law *EXISTING HOUSE* Note: Bldg 1 (principal bldg) addressed #1-2228 E 61st Ave. retained on site. 1- No A/C unit proposed 2- Schedule B: O Wenger, P.Eng. (604-579-0110) Structural 3- Schedule B: P.K.L. Fong, P.Eng. (604-837-3205) Geotechnical 3- HPO: Residential Builder - Smallworks Studio and Laneway Housing Inc. Address Note: Address assigned per approved plans. Fire and Emergency street access (walkway) to the laneway house is from the west side. Street access must be provided and maintained at all times. The building addresses are to be posted and to be visible from the street in accordance with the Building By-law prior to final inspection. ******THIS PERMIT HAS BEEN ISSUED UNDER THE REQUIREMENTS OF VBBL #12511 (2019)***** | Alco Fire Protection Ltd
EP-2022-00628 | 2022-01-28 | 2738 E 44TH AVENUE #3, Vancouver, BC V5R 3A4 | Electrical Permit | Residential | New | Completed | Installation / Repair - Residential - Alarm,cctv,tel/tv/data,intercom,etc >BP: To construct a 2 storey laneway house building ($154,255) with an open parking pad, providing 1 parking space, having vehicular access from the lane. Note: This is a 1 ½ storey building pursuant to the Zoning & Development By-law 1. No Strata Titling permitted 2. No A/C unit proposed 3. Schedule B: Nick de Ridder P.Eng (604-731-7412) Structural & Geotechnical 4. HPO: Residential Builder- Cypher Developments Ltd | AIGO TECHNOLOGY INC
SP-2022-00470 | 2022-04-13 | 2738 E 44TH AVENUE #3, Vancouver, BC V5R 3A4 | Sprinkler Permit | Residential | New | Completed | Residential - To Install 13 sprinkler heads >BP: To construct a 2 storey laneway house building ($154,255) with an open parking pad, providing 1 parking space, having vehicular access from the lane. Addressing Note: Building 2 #3 - 2738 E 44th Av - Laneway House (1.5 storey) Note: This is a 1 ½ storey building pursuant to the Zoning & Development By-law 1. No Strata Titling permitted 2. No A/C unit proposed 3. Schedule B: Nick de Ridder P.Eng (604-731-7412) Structural & Geotechnical 4. HPO: Residential Builder- Cypher Developments Ltd | General Sprinkler Systems Ltd
GP-2022-01363 | 2022-05-03 | 2738 E 44TH AVENUE #3, Vancouver, BC V5R 3A4 | Gas Permit | Residential | New | Completed | Residential - Gas fitting taking over GP-2021-02917 Owner letter has been uploaded | KSS Mechanical Ltd
PP-2022-01492 | 2022-05-04 | 2738 E 44TH AVENUE #3, Vancouver, BC V5R 3A4 | Plumbing Permit | Residential | New | Completed | Residential - Plumbing | KSS Mechanical Ltd
GP-2022-00781 | 2022-03-15 | 662 E 59TH AVENUE #3, Vancouver, BC V5X 1Y3 | Gas Permit | Residential | New | Completed | Residential - new gas install To construct a 2 storey laneway house building with an open parking pad, providing 1 parking space, having vehicular access from the lane. Note: This is a 1 ½ storey building pursuant to the Zoning & Development By-law 1. No Strata Titling permitted 2. No A/C unit proposed 3. Schedule B: S.N. Biswas P.Eng (604.250.8666) Structural & Geotechnical 4. HPO: Residential Builder- 1043109 B.C. LTD | Sea To Sky Plumbing & Heating Supplies Ltd
SP-2022-00208 | 2022-02-15 | 662 E 59TH AVENUE #3, Vancouver, BC V5X 1Y3 | Sprinkler Permit | Residential | New | Completed | Residential - Install sprinklers in lwh >BP: To construct a 2 storey laneway house building ($169,500) with an open parking pad, providing 1 parking space, having vehicular access from the lane. Note: This is a 1 ½ storey building pursuant to the Zoning & Development By-law 1. No Strata Titling permitted 2. No A/C unit proposed 3. Schedule B: S.N. Biswas P.Eng (604.250.8666) Structural & Geotechnical 4. HPO: Residential Builder- 1043109 B.C. LTD Address assigned per approved plans. Fire and Emergency street access (walkway) to the laneway house is from the west side. Street access must be provided and maintained at all times. The building addresses are to be posted and to be visible from the street in accordance with the Building By-law prior to final inspection. ******THIS PERMIT HAS BEEN ISSUED UNDER THE REQUIREMENTS OF VBBL #12511 (2019)****** | Gold Key Fire Protection Ltd
EP-2023-05045 | NULL | 1790 CHARLES STREET, Vancouver, BC V5L 2T5 | Electrical Permit | Commercial | Renovation | Cancelled | Installation / Repair - Commercial - > Supply and install surface mounted (1) Nema 14-50R receptacle in garage for customer supplied EV charger. > Supply and Install new 50A breaker. > Install 240V 40A circuit to new receptacle. -add a 2 pole 20amp EV charger. | Fina Electrical Systems Ltd
EP-2023-07919 | NULL | 1790 CHARLES STREET, Vancouver, BC V5L 2T5 | Electrical Permit | Residential | Renovation | Applicant Revisions | Installation / Repair - Residential - Installation: 2p-40A Breaker, DCC12, #8cu, 14-50R Receptacle for EV Charging | HT Electric Ltd
EP-2022-10620 | 2023-04-04 | 1782 CHARLES STREET, Vancouver, BC V5L 2T5 | Electrical Permit | Residential | Renovation | Completed | Installation / Repair - Residential - Installation of 20A breaker + EV charger. | Black & McDonald Limited
EP-2022-05275 | 2022-06-21 | 911 W 18TH AVENUE #3, Vancouver, BC V5Z 1W4 | Electrical Permit | Residential | New | Completed | Installation / Repair - Residential - Alarm, tel, tv, doorbell To construct a 2 storey laneway house building with an open parking pad, providing 1 parking space, having vehicular access from the lane. Note: This is a 1 ½ storey building pursuant to the Zoning & Development By-law Note: Bldg 1 (principal bldg) addressed 911 W18 Avenue retained on site. 1. No A/C unit proposed 2. Schedule B: P.K.L. Fong, P.Eng (604-837-3205) Geotechnical; O. Wegner, P.Eng (604-579-0110) Structural 3. HPO: Residential Builder - Smallworks Studio and Laneway Housing Inc. 4. BOV approved site coverage increase to 43.27% Z35848 (July 27, 2021) | Best Built-In Centre Ltd
PP-2022-00115 | 2022-01-17 | 911 W 18TH AVENUE #3, Vancouver, BC V5Z 1W4 | Plumbing Permit | Residential | New | Completed | Residential - LWH - Outside sump for laneway construction To construct a 2 storey laneway house building with an open parking pad, providing 1 parking space, having vehicular access from the lane. Note: This is a 1 ½ storey building pursuant to the Zoning & Development By-law Note: Bldg 1 (principal bldg) addressed 911 W18 Avenue retained on site. 1. No A/C unit proposed **Amend 06/27/2022** Change outside sumps (2) to pumped sumps (1 sanitary, 1 storm) | Octiscapes Site Services Ltd
SP-2022-00736 | 2022-05-11 | 911 W 18TH AVENUE #3, Vancouver, BC V5Z 1W4 | Sprinkler Permit | Residential | New | Completed | Residential - new laneway To construct a 2 storey laneway house building with an open parking pad, providing 1 parking space, having vehicular access from the lane. Note: This is a 1 ½ storey building pursuant to the Zoning & Development By-law Note: Bldg 1 (principal bldg) addressed 911 W18 Avenue retained on site. 1. No A/C unit proposed 2. Schedule B: P.K.L. Fong, P.Eng (604-837-3205) Geotechnical; O. Wegner, P.Eng (604-579-0110) Structural 3. HPO: Residential Builder - Smallworks Studio and Laneway Housing Inc. 4. BOV approved site coverage increase to 43.27% Z35848 (July 27, 2021) | Alco Fire Protection Ltd
EP-2022-03314 | 2022-04-26 | 480 BROUGHTON STREET, Vancouver, BC V6G 2H4 | Electrical Permit | Commercial | New | Expired | Temporary Power - Commercial - To provide temporary power. NOTE: Work authorized by this permit is for placement of a temporary power pole only and does not authorize any site construction and/or excavation. A separate Building Permit will be required prior to commencement of any other work on this site. | Polo Security Services Ltd
EP-2022-06043 | 2023-05-31 | 480 BROUGHTON STREET, Vancouver, BC V6G 2H4 | Electrical Permit | Commercial | New | Issued | Installation / Repair - Commercial - Minor renovation to existing parking garage and building to accommodate Phase II building to be constructed adjacent. >BP: Minor renovation. Interior and exterior alterations to existing building to accommodate Phase II building to be constructed adjacent. New renovations to existing parking garage, including new garbage rooms, new security fencing and gates, and new accessibility upgrades. New electrical, mechanical, and sprinkler work as required. 14-Feb-2022 - Stage 1 (demolition of existing stairs @ Grid lines E-A & E-10, and to provide all safety measures at this construction site in accordance with Part 8 of the VBBL 2019) - issued 14-Feb-2022. | MDE Enterprises Ltd
EP-2023-01209 | 2023-03-29 | 480 BROUGHTON STREET, Vancouver, BC V6G 2H4 | Electrical Permit | Residential | New | Issued | Installation / Repair - Residential - HVAC Controls for Coal Harbour Housing - including ERV, VAV's -the baseboards were installed by someone else, and they are electric not radiant. >BP: Minor renovation. Interior and exterior alterations to existing building to accommodate Phase II building to be constructed adjacent. New renovations to existing parking garage, including new garbage rooms, new security fencing and gates, and new accessibility upgrades. New electrical, mechanical, and sprinkler work as required. 14-Feb-2022 - Stage 1 (demolition of existing stairs @ Grid lines E-A & E-10, and to provide all safety measures at this construction site in accordance with Part 8 of the VBBL 2019) - issued 14-Feb-2022. Stage 2- in review Related Alternative solutions pertaining to both buildings , but processed under Phase II Building Permit Application - BP-2021-02939: 1. AL-2021-00161 - Separation of Phase I and Phase II buildings 2. AL-2022-00121- Single Stage fire Alarm Sequencing | ESC Automation Inc
SP-2023-00552 | 2023-03-31 | 480 BROUGHTON STREET, Vancouver, BC V6G 2H4 | Sprinkler Permit | Commercial | Tenant Improvement | Issued | Commercial - 17 Additional Sprinkler Heads >BP: Minor renovation. Interior and exterior alterations to existing building to accommodate Phase II building to be constructed adjacent. New renovations to existing parking garage, including new garbage rooms, new security fencing and gates, and new accessibility upgrades. New electrical, mechanical, and sprinkler work as required. *****This application does not include any of the following: 1. Not more than 20 sprinklers (add, relocate, or remove), 2. hydraulic calculations, 3. change in occupancy and /or hazard classification, 4. warehouse storage arrangements, 5. mobile compact storage arrangements, 6. alternative solutions, 7. changes to the sprinkler system supply piping (e.g. valves, mains, cross-mains, branch-lines, etc.), or 8. flexible sprinkler pipe. | Frontier Fire Protection Ltd
SP-2021-00954 | 2022-08-23 | 3235 CLIVE AVENUE, Vancouver, BC V5R 5A5 | Sprinkler Permit | Commercial | New | Issued | Commercial - To install sprinklers to NFPA 13, 2013, and stanpipes to NFPA 14, 2013, in this seven-storey multi-family residential (Group C) and two-level parkade (Group F-3) for this development consisting of one main residential buiding and two blocks of townhomes. Related permits: 1. SP-2022-01097 (Building 2) 2. SP-2022-01098 (Building 3) | Cove Mechanical Ltd
EP-2022-06630 | 2022-08-08 | 3235 CLIVE AVENUE, Vancouver, BC V5R 5A5 | Electrical Permit | Residential | New | Expired | Temporary Power - Residential - To provide temporary power. | Torr Electric
EP-2022-07177 | 2022-08-26 | 3235 CLIVE AVENUE, Vancouver, BC V5R 5A5 | Electrical Permit | Commercial | New | Expired | Interim - Commercial - >>AMEND: Sept 22, 2022 -THIS PERMIT IS FOR AN INTERIM not a Temporary Power FOLLOWING is the amended work description: "PARTIAL Underground ducting only for Pad Mount Transformer for future Main service. Further work with additional permits only” | Torr Electric
EP-2022-07122 | 2022-08-23 | 3235 CLIVE AVENUE, Vancouver, BC V5R 5A5 | Electrical Permit | Commercial | New | Expired | Temporary Power - Commercial - To provide temporary power. | Torr Electric
PP-2022-02979 | 2022-11-24 | 3264 VANNESS AVENUE, Vancouver, BC V5R 5A6 | Plumbing Permit | Commercial | New | Issued | Commercial - ****UNDERGROUND PIPING**** 63 apartment units, 2 unit townhouse block and 3 unit townhouse block >This permit was issued for site work, below grade facilities, three levels of common underground parkade, and to construct Building 1 (North) of the proposed development on this site: To construct a seven-storey multi-family non-combustible, non-high rise residential building consisting of: - Building 1 (North) - mid-rise building off containing 63 residential units - Building 2 (South-West) - containing two (2) 3-storey townhomes - Building 3 (South-East) - containing three (3) 3-storey townhomes, All over above three levels of below-grade parkade. NOTE: total number of the residential strata units - 68. This is a single stage Building Permit that was reviewed under the VBBL 2019. Related Permits: BP-2022-00560 - Building 2 (South-West) Primary address: 3241 Clive Av BP-2022-00561 - Building 3 (South-East) Primary address: 3247 Clive Av | Russell Mechanical Systems Ltd
EP-2023-00493 | 2023-01-25 | 3264 VANNESS AVENUE, Vancouver, BC V5R 5A6 | Electrical Permit | Residential | New | Completed | Interim - Residential - Scope of work: slab, underground, raceways, grounding, branch circuits. Service connection to BC Hydro is not permitted under this permit. >BP: This permit was issued for site work, below grade facilities, three levels of common underground parkade, and to construct Building 1 (North) of the proposed development on this site: To construct a seven-storey multi-family non-combustible, non-high rise residential building consisting of: - Building 1 (North) - mid-rise building off containing 63 residential units - Building 2 (South-West) - containing two (2) 3-storey townhomes - Building 3 (South-East) - containing three (3) 3-storey townhomes, All over above three levels of below-grade parkade. NOTE: total number of the residential strata units - 68. This is a single stage Building Permit that was reviewed under the VBBL 2019. Related Permits: BP-2022-00560 - Building 2 (South-West) Primary address: 3241 Clive Av BP-2022-00561 - Building 3 (South-East) Primary address: 3247 Clive Av REVISION #1 - 16-Sep-2022 - Change of CP Effective Sep 16-2022 Aaron Akotuah, P. Eng. , CP will assume responsibilities as a Certified Professional for this project. | Villa Electric (1980) Ltd
PP-2023-00174 | 2023-01-19 | 3264 VANNESS AVENUE, Vancouver, BC V5R 5A6 | Plumbing Permit | Commercial | New | Issued | Commercial - backflow and temporary water line for construction use >BP: This permit was issued for site work, below grade facilities, three levels of common underground parkade, and to construct Building 1 (North) of the proposed development on this site: To construct a seven-storey multi-family non-combustible, non-high rise residential building consisting of: - Building 1 (North) - mid-rise building off containing 63 residential units - Building 2 (South-West) - containing two (2) 3-storey townhomes - Building 3 (South-East) - containing three (3) 3-storey townhomes, All over above three levels of below-grade parkade. NOTE: total number of the residential strata units - 68. This is a single stage Building Permit that was reviewed under the VBBL 2019. Related Permits: BP-2022-00560 - Building 2 (South-West) Primary address: 3241 Clive Av BP-2022-00561 - Building 3 (South-East) Primary address: 3247 Clive Av REVISION #1 - 16-Sep-2022 - Change of CP Effective Sep 16-2022 Aaron Akotuah, P. Eng. , CP will assume responsibilities as a Certified Professional for this project. | Russell Mechanical Systems Ltd
EP-2022-09259 | 2023-02-03 | 3264 VANNESS AVENUE, Vancouver, BC V5R 5A6 | Electrical Permit | Residential | New | Issued | Installation / Repair - Residential - Wiring of parkade and 63 suites BP: This permit was issued for site work, below grade facilities, three levels of common underground parkade, and to construct Building 1 (North) of the proposed development on this site: To construct a seven-storey multi-family non-combustible, non-high rise residential building consisting of: - Building 1 (North) - mid-rise building off containing 63 residential units - Building 2 (South-West) - containing two (2) 3-storey townhomes - Building 3 (South-East) - containing three (3) 3-storey townhomes, All over above three levels of below-grade parkade. NOTE: total number of the residential strata units - 68. This is a single stage Building Permit that was reviewed under the VBBL 2019. Related Permits: BP-2022-00560 - Building 2 (South-West) Primary address: 3241 Clive Av BP-2022-00561 - Building 3 (South-East) Primary address: 3247 Clive Av REVISION #1 - 16-Sep-2022 - Change of CP Effective Sep 16-2022 Aaron Akotuah, P. Eng. , CP will assume responsibilities as a Certified Professional for this project. | Villa Electric (1980) Ltd
PP-2023-01960 | 2023-10-10 | 3264 VANNESS AVENUE, Vancouver, BC V5R 5A6 | Plumbing Permit | Commercial | New | Issued | Commercial - Above grade piping for 63 apartment units, 2 unit townhouse block and 3 unit townhouse block >BP: This permit was issued for site work, below grade facilities, three levels of common underground parkade, and to construct Building 1 (North) of the proposed development on this site: To construct a seven-storey multi-family non-combustible, non-high rise residential building consisting of: - Building 1 (North) - mid-rise building off containing 63 residential units - Building 2 (South-West) - containing two (2) 3-storey townhomes - Building 3 (South-East) - containing three (3) 3-storey townhomes, | Russell Mechanical Systems Ltd
NULL | NULL | 3264 VANNESS AVENUE, Vancouver, BC V5R 5A6 | Electrical Permit | Commercial | New | Draft | Temporary Power - Commercial - To provide temporary power. | Villa Electric (1980) Ltd
EP-2023-10466 | 2023-11-20 | 3264 VANNESS AVENUE, Vancouver, BC V5R 5A6 | Electrical Permit | Commercial | New | Issued | Installation / Repair - Commercial - LOW VOLTAGE WIRING FOR HVAC CONTROLS >BP: This permit was issued for site work, below grade facilities, three levels of common underground parkade, and to construct Building 1 (North) of the proposed development on this site: To construct a seven-storey multi-family non-combustible, non-high rise residential building consisting of: - Building 1 (North) - mid-rise building off containing 63 residential units - Building 2 (South-West) - containing two (2) 3-storey townhomes - Building 3 (South-East) - containing three (3) 3-storey townhomes, | Modern Systems Management Ltd
EP-2022-09253 | 2023-02-03 | 3241 CLIVE AVENUE, Vancouver, BC V5R 4V3 | Electrical Permit | Residential | New | Issued | Installation / Repair - Residential - Wiring of 2 Townhouses Consumer Service. Extra Low Voltage - Access Control, Audio/Video, Fire Alarm, HVAC Control, Lighting Control. Low Voltage - EM lighting, Distribution Equipment, Electric Heat, HVAC, lighting, receptacles. >>BP: To construct a 3 storey building ( Building 2) located at south-west corner of this site, containing 2 townhomes. Building 2 is part of larger development. For full descripting of the proposed development on this site, refer to BP-2021-02279. This is a shingle stage Building Permit that was reviewed under the VBBL 2019. | Villa Electric (1980) Ltd
SP-2022-01098 | 2022-08-23 | 3241 CLIVE AVENUE, Vancouver, BC V5R 4V3 | Sprinkler Permit | Commercial | New | Issued | Commercial - To install NFPA 13, Edition 2013, and NFPA 14, Edition 2013, in this building containing two townhome units. Related Permits 1. SP-2021-00954 - U/G and building 1 2. SP-2022-01097 | Cove Mechanical Ltd
EP-2022-05447 | 2022-06-27 | 338 E 2ND AVENUE, Vancouver, BC V5T 1C1 | Electrical Permit | Commercial | New | Expired | Temporary Power - Commercial - To provide temporary power. | Alpine Electric Ltd
SP-2022-00086 | NULL | 320 E 2ND AVENUE, Vancouver, BC V5T 1C1 | Sprinkler Permit | Commercial | New | Applicant Revisions | Commercial - Installation of Sprinkler System >BP: To construct a five storey mixed-use building consisting of Wholesale Class A use on the first storey, 54 dwelling units associated with an Artist Studio and 41 dwelling units (a total of 95 rental dwelling units) under the Secured Market Rental Housing Policy, from the second to fifth storeys, all over one level of underground parking, having vehicular access from the lane. VBBL 2019 - Reviewed during the 2020 pandemic crisis. STAGED 1 - Excavation and Shoring issued on Nov 24, 2021. | MG Fire Protection Ltd
EP-2022-03847 | 2022-05-10 | 162 MAIN STREET, Vancouver, BC | Electrical Permit | Commercial | New | Expired | Temporary Power - Commercial - To provide temporary power. | ACE ELECTRIC LTD.
SP-2021-00894 | 2022-05-04 | 162 MAIN STREET, Vancouver, BC | Sprinkler Permit | Commercial | New | Completed | Commercial - For all sprinkler work to the 2019 VBBL; NFPA 13, 2013; standpipe work to NFPA 14, 2013; and alternative solutions prepared by Celerity Engineering Limited. Site Description - To construct a 6 storey with 69 affordable rental micro dwelling units from 2nd to 6th floors with retails and residential ancillary uses on the main floor with no parking. Basement and main level are of concrete construction. Levels 2-6 are of wood frame construction. Includes work associated with building permit revision - Rev# 1 (Apr. 21, 2022) THIS IS A CERTIFIED PROFESSIONAL PROJECT and the CP is Brian Fraser, P.Eng., CP. This application does not include any of the following: • Mobile compact storage arrangements. • Flexible sprinkler pipe. • Information Technology Equipment Rooms (e.g. IT Rooms, LAN Rooms, etc.). Notes: 1. Sprinkler Engineer of Elston Johnston, P.Eng. T: 604.272-0105. E: elston@ironstoneeng.com 2. One set of approved drawings and permit to be available for viewing at the jobsite. Related Permit: 1. SP-2021-00680 - Construction Standpipe. 2. AL-2020-00092 - Dead-end corridor extension. | Hydroworks Contracting Ltd
SP-2021-00680 | 2022-02-15 | 162 MAIN STREET, Vancouver, BC | Sprinkler Permit | Commercial | New | Completed | Commercial - ***CONSTRUCTION STANDPIPE SYSTEM ONLY*** For all Construction Standpipe work to the 2019 VBBL; and NFPA 14, 2013, "Standard for the Installation of Standpipe and Hose Systems". Site Description - To construct a 6 storey with 69 affordable rental micro dwelling units from 2nd to 6th floors with retails and residential ancillary uses on the main floor with no parking. Basement and main level are of concrete construction. Levels 2-6 are of wood frame construction. THIS IS A CERTIFIED PROFESSIONAL PROJECT and the CP is Brian Fraser, P.Eng., CP. Notes: 1.Sprinkler Engineer of Elston Johnston, P.Eng. T: 604.272-0105. E: elston@ironstoneeng.com 2. Separate permit and documents required sprinkler system and final standpipe. Related Permit: 1. SP-2021-00894 - Sprinkler System (In Review). 2. AL-2020-00092 - Dead-end corridor extension. Construction Standpipe: 1. Construction Standpipe to be installed in accordance with the VBBL, NFPA 14, City of Vancouver Bulletin 2017-003-BU/FI. 2. Maintain Fire Department Access at all times. 3. Provide directional signage to direct the Fire Department to the location of the temporary Fire Department Connection. Signage wording and locations to be update as the site changes. 4. Coordinated with the Vancouver Fire and Rescue Services (VFRS). 5. Automatic wet standpipe system. Freeze protection of pipe against freezing to 8.16.4.1 of NFPA 13, 6.1.2.3 of NFPA 14, VBBL, and BULLETIN 2020-003-BU/EL/SP. Freeze protection to follow installation of standpipe system. | Hydroworks Contracting Ltd
EP-2022-06177 | 2022-07-27 | 162 MAIN STREET, Vancouver, BC | Electrical Permit | Residential | New | Completed | Installation / Repair - Residential - Rough-in and finishing of the coaxial cable system | SOS COMMUNICATIONS INC
NULL | NULL | 162 MAIN STREET, Vancouver, BC | Electrical Permit | Commercial | New | Withdrawn | Installation / Repair - Commercial - Install all CCTV access controls and enterphone equipment and wiring | Hennox Technologies Inc
EP-2023-00476 | 2023-02-21 | 162 MAIN STREET, Vancouver, BC | Electrical Permit | Commercial | NULL | Issued | Annual / Operating - Maintenance of existing operating electrical equipment. | ACE ELECTRIC LTD.
EP-2022-10528 | 2022-12-14 | 162 MAIN STREET, Vancouver, BC | Electrical Permit | Commercial | New | Completed | Installation / Repair - Commercial - All low Volatge Wiring, install of CCTV, Access controls and Enterphone | Hennox Technologies Inc
EP-2023-05097 | 2023-06-08 | 162 MAIN STREET, Vancouver, BC | Electrical Permit | Commercial | New | Completed | Installation / Repair - Commercial - Low voltage installation of intercom system. >BP: To construct a 6 storey with 69 Supportive Housing from 2nd to 6th floors with retails and residential ancillary uses on the main floor with no parking. Basement and main level are of concrete construction. Levels 2-6 are of wood frame construction. (No kitchen Exhaust ducts proposed. Only HVAC ducts at the main ceiling level.) VBBL 2019 - Reviewed during 2020/2021 Pandemic. STAGE 1 - Excavation and Shoring issued on April 14, 2021. STGAE 2 - Full Construction issued on June 25, 2021. Rev# 1 (Apr. 21, 2022) - Interior and exterior changes on the following: - changing from Affordable Housing to Supportive Housing; - expanding the North retail unit; - eliminating the South retail unit; - expanding Amenity spaces with servery function, calming room and security office at the first floor; - reducing Class B bike stalls from 12 stalls to 8 stalls; and, - adding a heat treatment room. Rev# 2 - (Apr. 28, 2023) - Interior and exterior alterations and change of major occupancy per the following below and change of owners from Anhart Community to the City of Vancouver. - a change of use from Retail to Social Service Centre; - changing Unit #210 from a 2 bedroom dwelling to ancillary office space - updated interior details; - removal of the Tensarch structure from the roof and addition of an overhang, and; - corrected Landscape drawing for Level 1 to show the correct mosaic tile in the residential entry alcove. Amend: Aug 31, 2023 Update FSR to Richard Spoor | ADT Security Services Canada Inc
EP-2023-04486 | 2023-05-23 | 162 MAIN STREET, Vancouver, BC | Electrical Permit | Commercial | Addition | Completed | Installation / Repair - Commercial - Installation of new wireless access points. >BP: To construct a 6 storey with 69 Supportive Housing from 2nd to 6th floors with retails and residential ancillary uses on the main floor with no parking. Basement and main level are of concrete construction. Levels 2-6 are of wood frame construction. (No kitchen Exhaust ducts proposed. Only HVAC ducts at the main ceiling level.) VBBL 2019 - Reviewed during 2020/2021 Pandemic. STAGE 1 - Excavation and Shoring issued on April 14, 2021. STGAE 2 - Full Construction issued on June 25, 2021. Rev# 1 (Apr. 21, 2022) - Interior and exterior changes on the following: - changing from Affordable Housing to Supportive Housing; - expanding the North retail unit; - eliminating the South retail unit; - expanding Amenity spaces with servery function, calming room and security office at the first floor; - reducing Class B bike stalls from 12 stalls to 8 stalls; and, - adding a heat treatment room. Rev# 2 - (Apr. 28, 2023) - Interior and exterior alterations and change of major occupancy per the following below and change of owners from Anhart Community to the City of Vancouver. - a change of use from Retail to Social Service Centre; - changing Unit #210 from a 2 bedroom dwelling to ancillary office space - updated interior details; - removal of the Tensarch structure from the roof and addition of an overhang, and; - corrected Landscape drawing for Level 1 to show the correct mosaic tile in the residential entry alcove. >>>>>>>>Amended: August 23rd: to change address to: 162 Main and also changed to BP-2020-01978 | Houle Electric Limited
EP-2022-00612 | 2022-09-26 | 2892 E 10TH AVENUE, Vancouver, BC V5M 2B3 | Electrical Permit | Residential | New | Issued | Installation / Repair - Residential - New construction of 81 unit multi-use 8 story building VOLTS: 12.5KVA, AMPS: 75, 3 PHASE/4 WIRE, SIZE/MATERIAL OF SERVICE CONDUCTOR: #2 COPPER HIGH VOLTAGE CABLE, GROUNDING CONDUCTOR:3/O. > BP: To construct an 8-storey high-rise mixed-use building consisting of: 1st storey - 5 CRU units (Retail shell, Group E) 1st to 7th storeys - 81 rental dwelling units 8th storey - Amenity space, all over two levels of underground parkade. Building is TIPs eligible as at the time of construction This Permit has been issued under the VBBL 2019. 27-Aug-2021 - Stage 1 (Excavation and Shoring) issued. 04-Feb-2022 - Stage 2 (Foundation to Grade, Structural only) issued. 08-Apr-2022 - Stage 2 REV 1 (Foundation to Grade, Structural only) issued. 28-Jul-2022 - Stage 3 (Full Permit) issued. | NRG Electric Ltd
SP-2022-00048 | 2023-03-16 | 2892 E 10TH AVENUE, Vancouver, BC V5M 2B3 | Sprinkler Permit | Commercial | New | Issued | Commercial - ***BELOW GRADE SPRINKELRS AND CONSTRUCTION STANDPIPE SYSTEM ONLY. *** For all below grade sprinkler work to and construction standpipe work to the 2019 VBBL; NFPA 13, 2013 and NFPA 14, 2013, for this newly constructed 8-storey high-rise mixed-use building consisting of 5 CRU units - SHELL ONLY - (Retail, Group E) on the 1st storey, 81 rental dwelling units on the 1st to 7th storeys, and Amenity space on the 8th storey. All over two levels of underground parkade. THIS IS A CERTIFIED PROFESSIONAL PROJECT and the CP Dave Steer, P.Eng. CP of LMDG. This application does not include any of the following: • Alternative solutions. • Above grade sprinkler system. • Flexible sprinkler pipe. • Information Technology Equipment Rooms (e.g. IT Rooms, LAN Rooms, etc.). • Warehouse storage arrangements, or mobile compact storage arrangements. Notes: 1. Sprinkler Engineer of Rob Gregg, P.Eng. of MCW. P: 604.687.1821 E: rgregg@mcw.com 2. Separate permit(s) and documents required above grade sprinkler system and final standpipe design. 3. The EOR shall apply for revision to the construction standpipe permit, as may be required, when the Building Permit has been issued for the above grade portions of the building. Related Permit: 1. SP-2022-00773 - Sprinkler System. Construction Standpipe: 1. Construction Standpipe to be installed in accordance with the VBBL, NFPA 14, City of Vancouver Bulletin 2017-003-BU/FI. 2. Maintain Fire Department Access at all times. 3. Provide directional signage to direct the Fire Department to the location of the temporary Fire Department Connection. Signage wording and locations to be update as the site changes. 4. Coordinated with the Vancouver Fire and Rescue Services (VFRS). 5. Automatic wet standpipe system. Freeze protection of pipe against freezing to 8.16.4.1 of NFPA 13, 6.1.2.3 of NFPA 14, VBBL, and BULLETIN 2020-003-BU/EL/SP. Freeze protection to follow installation of standpipe system. | WS Fire Protection Ltd
EP-2022-00785 | 2022-04-26 | 2892 E 10TH AVENUE, Vancouver, BC V5M 2B3 | Electrical Permit | Commercial | New | Completed | Interim - Commercial - >>>INTERIM<<<< installation of grounding cables, grounding plates,system ground, up-to-grade electrical installations P2, P1, Level 1, Level 2 electrical work shown on the electrical drawings >>>>AMEND: Sept. 12th -correct BP-2020-02039 >BP: To construct an 8-storey high-rise mixed-use building consisting of: 1st storey - 5 CRU units (Retail shell, Group E) 1st to 7th storeys - 81 rental dwelling units 8th storey - Amenity space, all over two levels of underground parkade. Building is TIPs eligible as at the time of construction This Permit has been issued under the VBBL 2019. 27-Aug-2021 - Stage 1 (Excavation and Shoring) issued. 04-Feb-2022 - Stage 2 (Foundation to Grade, Structural only) issued. 08-Apr-2022 - Stage 2 REV 1 (Foundation to Grade, Structural only) issued. 28-Jul-2022 - Stage 3 (Full Permit) issued. | NRG Electric Ltd
SP-2022-00773 | 2023-11-03 | 2892 E 10TH AVENUE, Vancouver, BC V5M 2B3 | Sprinkler Permit | Commercial | New | Issued | Commercial - ***ABOVE GRADE ONLY*** For all above grade sprinkler work to and standpipe work to the 2019 VBBL; NFPA 13, 2013 and NFPA 14, 2013, for this newly constructed 8-storey high-rise mixed-use building consisting of 5 CRU units - SHELL ONLY - (Retail, Group E) on the 1st storey, 81 rental dwelling units on the 1st to 7th storeys, and Amenity space on the 8th storey. All over two levels of underground parkade. THIS IS A CERTIFIED PROFESSIONAL PROJECT and the CP Dave Steer, P.Eng. CP of LMDG. Related Permit: 1. SP-2022-00048 - Below Grade Sprinklers and Construction Standpipe. Notes: 1. Sprinkler Engineer of Rob Gregg, P.Eng. of MCW. P: 604.687.1821 E: rgregg@mcw.com | WS Fire Protection Ltd
PP-2022-01112 | 2022-04-28 | 2892 E 10TH AVENUE, Vancouver, BC V5M 2B3 | Plumbing Permit | Residential | New | Issued | Residential - Underground Plumbing To construct an 8-storey high-rise mixed-use building consisting of: 1st storey - 5 CRU units (Retail, Group E) 1st to 7th storeys - 81 rental dwelling units 8th storey - Amenity space, all over two levels of underground parkade. | Skyview Mechanical Ltd
SP-2023-01124 | NULL | 2892 E 10TH AVENUE, Vancouver, BC V5M 2B3 | Sprinkler Permit | Commercial | New | Withdrawn | Commercial - New sprinkler systems for the above grade portion of this building >BP: To construct an 8-storey high-rise mixed-use building consisting of: 1st storey - 5 CRU units (Retail shell, Group E) 1st to 7th storeys - 81 rental dwelling units 8th storey - Amenity space, all over two levels of underground parkade. Building is TIPs eligible as at the time of construction This Permit has been issued under the VBBL 2019. 27-Aug-2021 - Stage 1 (Excavation and Shoring) issued. 04-Feb-2022 - Stage 2 (Foundation to Grade, Structural only) issued. 08-Apr-2022 - Stage 2 REV 1 (Foundation to Grade, Structural only) issued. 28-Jul-2022 - Stage 3 (Full Permit) issued. | WS Fire Protection Ltd
PP-2023-01277 | 2023-06-30 | 2892 E 10TH AVENUE, Vancouver, BC V5M 2B3 | Plumbing Permit | Commercial | New | Issued | Commercial - Above Ground Plumbing - Install Plumbing Fixtures for new construction development >BP: o construct an 8-storey high-rise mixed-use building consisting of: 1st storey - 5 CRU units (Retail shell, Group E) 1st to 7th storeys - 81 rental dwelling units 8th storey - Amenity space, all over two levels of underground parkade. Building is TIPs eligible as at the time of construction This Permit has been issued under the VBBL 2019. 27-Aug-2021 - Stage 1 (Excavation and Shoring) issued. 04-Feb-2022 - Stage 2 (Foundation to Grade, Structural only) issued. 08-Apr-2022 - Stage 2 REV 1 (Foundation to Grade, Structural only) issued. 28-Jul-2022 - Stage 3 (Full Permit) issued. | Skyview Mechanical Ltd
EP-2022-09800 | 2022-11-18 | 2892 E 10TH AVENUE, Vancouver, BC V5M 2B3 | Electrical Permit | Residential | New | Expired | Temporary Power - Residential - To provide temporary power. | NRG Electric Ltd
EP-2023-10553 | 2023-11-22 | 2892 E 10TH AVENUE, Vancouver, BC V5M 2B3 | Electrical Permit | Residential | New | Issued | Temporary Power - Residential - To provide temporary power. | NRG Electric Ltd
EP-2023-10696 | 2023-12-01 | 2892 E 10TH AVENUE, Vancouver, BC V5M 2B3 | Electrical Permit | Residential | New | Issued | Installation / Repair - Residential - To provide a Low Voltage DAS system.. >BP: To construct an 8-storey high-rise mixed-use building consisting of: 1st storey - 5 CRU units (Retail shell, Group E) 1st to 7th storeys - 81 rental dwelling units 8th storey - Amenity space, all over two levels of underground parkade. Building is TIPs eligible as at the time of construction This Permit has been issued under the VBBL 2019. 27-Aug-2021 - Stage 1 (Excavation and Shoring) issued. 04-Feb-2022 - Stage 2 (Foundation to Grade, Structural only) issued. 08-Apr-2022 - Stage 2 REV 1 (Foundation to Grade, Structural only) issued. 28-Jul-2022 - Stage 3 (Full Permit) issued. 27-Oct-2023 - Revision #1 issued. Sprinkler protection openings on L1, L2 and L3 due to exit exposure conditions. >>>>>Amend: January 17th -changed parcel address to: 2892 E. 10th -changed BP to BP-2020-02039 -updated the specific locations | Cana Systems Ltd
GP-2023-02666 | NULL | 2892 E 10TH AVENUE, Vancouver, BC V5M 2B3 | Gas Permit | Commercial | New | Cancelled | Commercial - Run gas line for MUA/ BBQ box and shut off for a potential T.I | Atmosphere AC Systems Ltd
EP-2023-07889 | 2023-08-31 | 2892 E 10TH AVENUE, Vancouver, BC V5M 2B3 | Electrical Permit | Commercial | New | Issued | Installation / Repair - Commercial - Install extra low voltage wire from ERV machine to its timer switch and from AC unit to its thermostat within each unit. >BP: To construct an 8-storey high-rise mixed-use building consisting of: 1st storey - 5 CRU units (Retail shell, Group E) 1st to 7th storeys - 81 rental dwelling units 8th storey - Amenity space, all over two levels of underground parkade. Building is TIPs eligible as at the time of construction This Permit has been issued under the VBBL 2019. 27-Aug-2021 - Stage 1 (Excavation and Shoring) issued. 04-Feb-2022 - Stage 2 (Foundation to Grade, Structural only) issued. 08-Apr-2022 - Stage 2 REV 1 (Foundation to Grade, Structural only) issued. 28-Jul-2022 - Stage 3 (Full Permit) issued. | Zuoyuan Liu
NULL | NULL | 3053 E 22ND AVENUE #3, Vancouver, BC V5M 2Y5 | Gas Permit | Residential | Renovation | Draft | Residential - new high efficient boiler install | NULL
EP-2022-02244 | 2022-03-21 | 6770 OAK STREET, Vancouver, BC V6P 3Z2 | Electrical Permit | Commercial | New | Expired | Temporary Power - Commercial - To provide temporary power. | Alpine Electric Ltd
EP-2022-05046 | 2022-07-19 | 6778 OAK STREET, Vancouver, BC V6P 3Z2 | Electrical Permit | Commercial | New | Issued | Installation / Repair - Commercial - New 23 townhome complex on common parkade >BP: To construct a new building including 23 townhouses on top of a single level parkade. Stage I (excavation/ shoring) issued April 8/22. Stage II (full construction) issued June 1/ 22 | Alpine Electric Ltd
EP-2022-04740 | 2022-06-23 | 6778 OAK STREET, Vancouver, BC V6P 3Z2 | Electrical Permit | Commercial | New | Completed | Interim - Commercial - grounding, slab conduits, underground conduits -Interim permit for EP-2022-05046 >BP: To construct a new building including 23 townhouses on top of a single level parkade. Stage I (excavation/ shoring) issued April 8/22. Stage II (full construction) issued June 1/ 22 | Alpine Electric Ltd
PP-2022-02359 | 2022-08-02 | 6778 OAK STREET, Vancouver, BC V6P 3Z2 | Plumbing Permit | Commercial | New | Issued | Commercial - *****UNDERGROUND PERMIT**** Underground drainage and sumps >To construct a new building including 23 townhouses on top of a single level parkade. Stage I (excavation/ shoring) issued April 8/22. Stage II (full construction) issued June 1/ 22 | Jensen's Plumbing & Heating Ltd
PP-2022-03120 | NULL | 6778 OAK STREET, Vancouver, BC V6P 3Z2 | Plumbing Permit | Residential | New | Withdrawn | Residential - Plumbing Building 2 | Jensen's Plumbing & Heating Ltd
NULL | NULL | 6778 OAK STREET, Vancouver, BC V6P 3Z2 | Plumbing Permit | Residential | New | Withdrawn | Residential - Area Drains. | Jensen's Plumbing & Heating Ltd
PP-2022-04203 | NULL | 6778 OAK STREET, Vancouver, BC V6P 3Z2 | Plumbing Permit | Residential | New | Withdrawn | Residential - Plumbing building 3 | Jensen's Plumbing & Heating Ltd
PP-2022-03119 | 2022-12-20 | 6778 OAK STREET, Vancouver, BC V6P 3Z2 | Plumbing Permit | Commercial | New | Issued | Commercial - Building 1 (North) = 6768 Oak St (Units #1 - #8) Building 2 (East) = 6778 Oak St (Units #9 - #17)(Site Primary Address) Building 3 (South) = 6788 Oak St (Units #18 - #23) >To construct a new building including 23 townhouses on top of a single level parkade. Stage I (excavation/ shoring) issued April 8/22. Stage II (full construction) issued June 1/ 22 Amend: May 3rd, 2023 to change specific address to reflect entire site Building 1 (North) = 6768 Oak St (Units #1 - #8) Building 2 (East) = 6778 Oak St (Units #9 - #17)(Site Primary Address) Building 3 (South) = 6788 Oak St (Units #18 - #23) | Jensen's Plumbing & Heating Ltd
EP-2022-00125 | 2022-01-27 | 287 E 18TH AVENUE, Vancouver, BC V5V 1E5 | Electrical Permit | Residential | New | Completed | Installation / Repair - Residential - Low voltage including Security alarm, Structured Wiring, Doorbell, Central Vacuum, and Media Distribution -CF-2019-005733 > BP: Building Permit for DP-2020-00549 Interior and exterior alterations, relocation and addition to convert this two-storey character house one family dwelling to a two-storey MCD containing 2 dwelling units ($1,350,000) and to stratify the lot. ******THIS PERMIT HAS BEEN ISSUED UNDER THE REQUIREMENTS OF VBBL 2019******** Schedule A, Carolos Chiu, P.Eng. Struct Eng. (604.737.9830) Schedule B, Structural; Carolos Chiu, P.Eng. Struct Eng. (604.737.9830) and Schedule B, Geotechnical; Ward Phillips, P.Eng. (604.716.8881) submitted for this project. Building Review Branch Notes: 1. Reviewed during the 2020 pandemic crisis 2. Bike Storage room only serving the front unit 3. Entire building to be sprinklered to NFPA 13D 4. See BP-2021-00384 for Building 2 on this site (1 unit dwelling) | Moda Smart Home Inc
GP-2022-00107 | 2022-01-14 | 287 E 18TH AVENUE, Vancouver, BC V5V 1E5 | Gas Permit | Residential | New | Completed | Residential - Gas piping for Duplex 2 Stoves Complete 2 Boiler Complete 2 BBQ Complete 1 Fire Place Piping Only Interior and exterior alterations, relocation and addition to convert this two-storey character house one family dwelling to a two-storey MCD containing 2 dwelling units ($1,350,000) and to stratify the lot. >>AMEND: Oct. 24th -Range should be PIPING ONLY -also to ADD TWO Dryers at 30,000 - PIPING ONLY >Amend: Oct. 24th -note: the 2 DRYERS were already on this permit. 2 Dryers are PIPING ONLY | G & D Hayer Plumbing Ltd
GP-2022-00178 | 2022-01-21 | 287 E 18TH AVENUE, Vancouver, BC V5V 1E5 | Gas Permit | Residential | New | Completed | Residential - New gas fireplace with vent & hook up 285 E 18th Av - One Dwelling Unit (north portion of 1st & 2nd floor) | Fastgo System 2011 Inc DBA Fireplaces Unlimited
GP-2022-03041 | 2022-10-11 | 287 E 18TH AVENUE, Vancouver, BC V5V 1E5 | Gas Permit | Residential | Addition | Completed | Residential - 2x F&P 36" Gas Range 2x Samsung Gas Dryer >BP: Building Permit for DP-2020-00549 Interior and exterior alterations, relocation and addition to convert this two-storey character house one family dwelling to a two-storey MCD containing 2 dwelling units ($1,350,000) and to stratify the lot. ******THIS PERMIT HAS BEEN ISSUED UNDER THE REQUIREMENTS OF VBBL 2019******** Schedule A, Carolos Chiu, P.Eng. Struct Eng. (604.737.9830) Schedule B, Structural; Carolos Chiu, P.Eng. Struct Eng. (604.737.9830) and Schedule B, Geotechnical; Ward Phillips, P.Eng. (604.716.8881) submitted for this project. Building Review Branch Notes: 1. Reviewed during the 2020 pandemic crisis 2. Bike Storage room only serving the front unit 3. Entire building to be sprinklered to NFPA 13D 4. See BP-2021-00384 for Building 2 on this site (1 unit dwelling) REV #1: MCD: 1. Added sidelite window to unit 285 front entry 2. Added 2 windows on north wall of roof deck stairs, below skylights 3. Added AC Unit to 287 flat roof. | Han Appliances & Refrigeration Ltd
GP-2022-03151 | 2022-10-14 | 283 E 18TH AVENUE, Vancouver, BC V5V 1E5 | Gas Permit | Residential | New | Completed | Residential - F&P 30" Gas Range , Samsung Gas Dryer >BP: To construct a new two-storey dwelling infill building containing 1 dwelling unit ($650,000) and an attached 2 car garage and 1 surface parking space providing vehicular access from the lane. | Han Appliances & Refrigeration Ltd
NULL | NULL | 283 E 18TH AVENUE, Vancouver, BC V5V 1E5 | Gas Permit | Residential | New | Withdrawn | Residential - 36" Fisher & Paykel Gas Range | Han Appliances & Refrigeration Ltd
EP-2022-00603 | 2022-01-27 | 283 E 18TH AVENUE, Vancouver, BC V5V 1E5 | Electrical Permit | Residential | New | Completed | Installation / Repair - Residential - Low voltage including security >BP: Building Permit for DP-2020-00549 To construct a new two-storey dwelling infill building containing 1 dwelling unit ($650,000) and an attached 2 car garage and 1 surface parking space providing vehicular access from the lane. See BP-2021-00382 for Drawings, Application Documents and Time Log. ******THIS PERMIT HAS BEEN ISSUED UNDER THE REQUIREMENTS OF VBBL 2019******** Schedule A, Carolos Chiu, P.Eng. Struct Eng. (604.737.9830) Schedule B, Structural; Carolos Chiu, P.Eng. Struct Eng. (604.737.9830) and Schedule B, Geotechnical; Ward Phillips, P.Eng. (604.716.8881) submitted for this project. Building Review Branch Notes: 1. Reviewed during the 2020 pandemic crisis 2. Bike Storage room only serving the front unit 3. Entire building to be sprinklered to NFPA 13R 4. Swing door in garage roll-up door to comply with article 9.9.6.7 of VBBL 2019. 4. See BP-2021-00382 for Building 1 on this site (2 unit MCD) | Moda Smart Home Inc
GP-2022-01031 | 2022-04-04 | 283 E 18TH AVENUE, Vancouver, BC V5V 1E5 | Gas Permit | Residential | New | Completed | Residential - 1 Range (complete) 1 BBQ (complete) 1 Boiler (complete) 1 Fireplace (piping only) 1 Dryer (complete) >>>Amend: Oct. 24th - -Change stove and dryer to pipping only | G & D Hayer Plumbing Ltd
GP-2022-01222 | 2022-04-22 | 283 E 18TH AVENUE, Vancouver, BC V5V 1E5 | Gas Permit | Residential | New | Completed | Residential - INSTALL ONE GAS BURNING FIREPLACE WITH VENT AND HOOK UP. ** Amend 04/29/2022** Please correct address from 287 E 18th to 283 E 18th | Fastgo System 2011 Inc DBA Fireplaces Unlimited
PP-2022-01546 | 2022-05-05 | 92 MALTA PLACE #3, Vancouver, BC V5M 4C4 | Plumbing Permit | Residential | New | Completed | Residential - Laneway home >BP: To construct a 2 storey laneway house building ($225,000) with an attached garage and a separate garage, providing a total of 3 parking spaces, having vehicular access from the lane. Note: This is a 1 ½ storey building pursuant to the Zoning & Development By-law 1. Covenant registered at the Land Title Office under CA8759667 2. No Strata Titling permitted 3. No A/C unit proposed 4. Schedule B: K.T.C. Nguyen P.Eng (604.326.2701) Structural & Geotechnical 5. HPO: Residential Builder - Seraglio Homes Ltd. Address has been assigned per the approved plans as the fire/emergency access to the laneway house is from the South East side. This access must be provided & maintained at all times in accordance with the Building By-law. *NEW HOUSE* Note: See DB-2021-00400 for Bldg 1 on site (principal bldg) addressed #1- 92 malta Place and secondary suite addressed #2 - 92 Malta Place. ******THIS PERMIT HAS BEEN ISSUED UNDER THE REQUIREMENTS OF VBBL #12511 (2019)***** | Above and Beyond Mechanical Inc
SP-2022-01430 | 2022-09-06 | 92 MALTA PLACE #3, Vancouver, BC V5M 4C4 | Sprinkler Permit | Residential | New | Completed | Residential - LWH - #3 - New sprinkler system >DB: To construct a 2 storey laneway house building with an attached garage and a separate garage, providing a total of 3 parking spaces, having vehicular access from the lane. Note: This is a 1 ½ storey building pursuant to the Zoning & Development By-law 1. Covenant registered at the Land Title Office under CA8759667 2. No Strata Titling permitted 3. Rev#1: A/C unit proposed in rear yard | Haven Fire Protection Ltd
EP-2022-06899 | 2022-09-02 | 92 MALTA PLACE #3, Vancouver, BC V5M 4C4 | Electrical Permit | Residential | New | Completed | Installation / Repair - Residential - New construction laneway 400A Main consumer's service. 200A LWH service. 200A Main house service. AC EVSE Underground low voltage rough-wire >BP: To construct a 2 storey laneway house building ($225,000) with an attached garage and a separate garage, providing a total of 3 parking spaces, having vehicular access from the lane. Note: This is a 1 ½ storey building pursuant to the Zoning & Development By-law 1. Covenant registered at the Land Title Office under CA8759667 2. No Strata Titling permitted 3. Rev#1: A/C unit proposed in rear yard 4. Schedule B: K.T.C. Nguyen P.Eng (604.326.2701) Structural & Geotechnical 5. HPO: Residential Builder - Seraglio Homes Ltd. Address has been assigned per the approved plans as the fire/emergency access to the laneway house is from the South East side. This access must be provided & maintained at all times in accordance with the Building By-law. *NEW HOUSE* Note: See DB-2021-00400 for Bldg 1 on site (principal bldg) addressed #1- 92 malta Place and secondary suite addressed #2 - 92 Malta Place. ******THIS PERMIT HAS BEEN ISSUED UNDER THE REQUIREMENTS OF VBBL #12511 (2019)****** | AMTEK Electric Ltd
GP-2022-02923 | 2022-09-28 | 92 MALTA PLACE #3, Vancouver, BC V5M 4C4 | Gas Permit | Residential | New | Completed | Residential - One complete boiler and piping only for one stove and one BBQ >BP: To construct a 2 storey laneway house building ($225,000) with an attached garage and a separate garage, providing a total of 3 parking spaces, having vehicular access from the lane. | Ultra Mechanical Ltd
EP-2023-04191 | 2023-05-12 | 92 MALTA PLACE #3, Vancouver, BC V5M 4C4 | Electrical Permit | Residential | New | Completed | Installation / Repair - Residential - Security alarm completion only. >BP: To construct a 2 storey laneway house building ($225,000) with an attached garage and a separate garage, providing a total of 3 parking spaces, having vehicular access from the lane. Note: This is a 1 ½ storey building pursuant to the Zoning & Development By-law 1. Covenant registered at the Land Title Office under CA8759667 2. No Strata Titling permitted 3. Rev#1: A/C unit proposed in rear yard 4. Schedule B: K.T.C. Nguyen P.Eng (604.326.2701) Structural & Geotechnical 5. HPO: Residential Builder - Seraglio Homes Ltd. Address has been assigned per the approved plans as the fire/emergency access to the laneway house is from the South East side. This access must be provided & maintained at all times in accordance with the Building By-law. *NEW HOUSE* Note: See DB-2021-00400 for Bldg 1 on site (principal bldg) addressed #1- 92 malta Place and secondary suite addressed #2 - 92 Malta Place. ******THIS PERMIT HAS BEEN ISSUED UNDER THE REQUIREMENTS OF VBBL #12511 (2019)****** | Xon Automation Ltd
EP-2022-00248 | 2022-01-14 | 2531 E 46TH AVENUE #3, Vancouver, BC V5S 1A1 | Electrical Permit | Residential | New | Completed | Installation / Repair - Residential - Tv, data, doorbell, alarm -security PREWIRE >BP: To construct a 2 storey laneway house building ($214,500) with an attached garage and 1 open parking pad, providing a total of 2 parking spaces, having vehicular access from the lane. | Deallight Security Ltd
EP-2022-00039 | 2022-01-07 | 2531 E 46TH AVENUE #3, Vancouver, BC V5S 1A1 | Electrical Permit | Residential | New | Completed | Installation / Repair - Residential - LANE WAY HOUSE WITH A SEPRATE SERVICE **Amendment Apr 11, 2022** we are going to do the service size as listed below . we have on lane way house 400a 120/240V coming in and - - 100A 120/240 v feed to the lane way house . - 200A 120/240v feed to main house . >BP: To construct a 2 storey laneway house building ($214,500) with an attached garage and 1 open parking pad, providing a total of 2 parking spaces, having vehicular access from the lane. Note: This is a 1 ½ storey building pursuant to the Zoning & Development By-law Note: The entire building, INCLUDING THE ATTACHED GARAGE to be sprinklered to NFPA 13R. 1. Covenant registered at the Land Title Office under CA8810690 2. No Strata Titling permitted 3. A/C unit proposed between principle dwelling and laneway house 4. Schedule B: M.S. Dhillon P.Eng (604.537.4933) Structural & Geotechnical 5. HPO: Residential Builder - 1051957 B.C. Ltd. Address assigned per approved plans. Fire and Emergency street access (walkway) to the laneway house is from the east side. Street access must be provided and maintained at all times. The building addresses are to be posted and to be visible from the street in accordance with the Building By-law prior to final inspection. ******THIS PERMIT HAS BEEN ISSUED UNDER THE REQUIREMENTS OF VBBL #12511 (2019)****** | Orbit Electric Ltd
SP-2022-00225 | 2022-02-17 | 2531 E 46TH AVENUE #3, Vancouver, BC V5S 1A1 | Sprinkler Permit | Residential | New | Completed | Residential - To Install 17 sprinkler heads >BP: To construct a 2 storey laneway house building ($214,500) with an attached garage and 1 open parking pad, providing a total of 2 parking spaces, having vehicular access from the lane. Note: This is a 1 ½ storey building pursuant to the Zoning & Development By-law Note: The entire building, INCLUDING THE ATTACHED GARAGE to be sprinklered to NFPA 13R. 1. Covenant registered at the Land Title Office under CA8810690 2. No Strata Titling permitted 3. A/C unit proposed between principle dwelling and laneway house 4. Schedule B: M.S. Dhillon P.Eng (604.537.4933) Structural & Geotechnical 5. HPO: Residential Builder - 1051957 B.C. Ltd. Address assigned per approved plans. Fire and Emergency street access (walkway) to the laneway house is from the east side. Street access must be provided and maintained at all times. The building addresses are to be posted and to be visible from the street in accordance with the Building By-law prior to final inspection. ******THIS PERMIT HAS BEEN ISSUED UNDER THE REQUIREMENTS OF VBBL #12511 (2019)****** | General Sprinkler Systems Ltd
EP-2022-03308 | 2022-09-08 | 349 E 6TH AVENUE, Vancouver, BC V5T 1J9 | Electrical Permit | Commercial | New | Issued | Installation / Repair - Commercial - 12 story residential highrise, 2 levels parkade complete with electrical room generator, fire alarm. >BP: To construct a 12-storey (13 storeys under VBBL, Level 0 is 1st storey with dwelling units and storage facilities) social housing rental apartment building with 82 dwelling units all over 1 level of underground parking having vehicular access from the lane. An existing 24 unit residential building is located on this site, so it will be demolished prior to construction of this new building. This permit has been reviewed under the 2019 Vancouver Building By-law (#12511). Building to be sprinklered to NFPA 13 requirements. STAGED CONSTRUCTION Stage 1 - Excavation and Shoring - issued April 21, 2022 | Nightingale Electric Ltd
SP-2022-00645 | 2022-12-07 | 349 E 6TH AVENUE, Vancouver, BC V5T 1J9 | Sprinkler Permit | Commercial | New | Issued | Commercial - To install sprinklers to NFPA 13 2013 and standpipes to NFPA 14 2013 throughout this 13 storey building with Level 0 is 1st storey with dwelling units and storage facilities) social housing rental apartment building with 82 dwelling units all over 1 level of underground parking having vehicular access from the lane. An existing 24 unit residential building is located on this site, so it will be demolished prior to construction of this new building. | Martex Sprinkler Installations Ltd
EP-2022-04773 | 2022-06-07 | 349 E 6TH AVENUE, Vancouver, BC V5T 1J9 | Electrical Permit | Commercial | New | Expired | Temporary Power - Commercial - To provide temporary power. NOTE: Work authorized by this permit is for placement of a temporary power pole only and does not authorize any site construction and/or excavation. A separate Building Permit will be required prior to commencement of any other work on this site. | Nightingale Electric Ltd
PP-2022-02045 | 2022-11-25 | 349 E 6TH AVENUE, Vancouver, BC V5T 1J9 | Plumbing Permit | Commercial | New | Issued | Commercial - Plumbing for a new building P1, Basement, Levels 1 to 11 and the roof >To construct a 12-storey (13 storeys under VBBL, Level 0 is 1st storey with dwelling units and storage facilities) social housing rental apartment building with 82 dwelling units all over 1 level of underground parking having vehicular access from the lane. An existing 24 unit residential building is located on this site, so it will be demolished prior to construction of this new building. This permit has been reviewed under the 2019 Vancouver Building By-law (#12511). Building to be sprinklered to NFPA 13 requirements. STAGED CONSTRUCTION Stage 1 - Excavation and Shoring - issued April 21, 2022 Stage 2 - Full Construction - in review | Dan Jen Mechanical Ltd
EP-2023-05221 | 2023-06-12 | 349 E 6TH AVENUE, Vancouver, BC V5T 1J9 | Electrical Permit | Commercial | New | Issued | Temporary Power - Commercial - To provide temporary power. -renewal of EP-2022-04773 -valid: June 7, 2023 - June 6, 2024 | Nightingale Electric Ltd
EP-2023-05372 | 2023-06-16 | 349 E 6TH AVENUE, Vancouver, BC V5T 1J9 | Electrical Permit | Residential | New | Issued | Installation / Repair - Residential - Install In-Suite Voice, Data, Television Cabling, Telephone Entry, Access Control, Video Surveillance. >BP: To construct a 12-storey (13 storeys under VBBL, Level 0 is 1st storey with dwelling units and storage facilities) social housing rental apartment building with 82 dwelling units all over 1 level of underground parking having vehicular access from the lane. This permit has been reviewed under the 2019 Vancouver Building By-law (#12511). Building to be sprinklered to NFPA 13 requirements. STAGED CONSTRUCTION Stage 1 - Excavation and Shoring - issued April 21, 2022 Stage 2 - Full Structure - issued October 28, 2022 Stage 3 - Full Construction - issued November 18, 2022 Revision 1 - Changes include: 1. Level 1 - remove gas meter 2. Level 13 - increase the size of the rooftop mechanical room to accommodate electrical domestic hot water boilers 3. Level 14 - increase roof over expanded mechanical room, and move access door to the south side - issued June 14, 2023 | Cascade Communications & Security Inc
NULL | NULL | 349 E 6TH AVENUE, Vancouver, BC V5T 1J9 | Mechanical Permit | NULL | NULL | Draft | NULL | Enersolv Design & Build
MP-2023-01351 | 2023-07-25 | 349 E 6TH AVENUE, Vancouver, BC V5T 1J9 | Mechanical Permit | NULL | NULL | Issued | NULL | Enersolv Design & Build
PP-2022-02254 | 2022-08-30 | 349 E 6TH AVENUE, Vancouver, BC V5T 1J9 | Plumbing Permit | Commercial | New | Issued | Commercial - ***UNDERGROUND PERMIT*** plumbing for P1 and Basement - Below Grade Permit >>To construct a 12-storey (13 storeys under VBBL, Level 0 is 1st storey with dwelling units and storage facilities) social housing rental apartment building with 82 dwelling units all over 1 level of underground parking having vehicular access from the lane. An existing 24 unit residential building is located on this site, so it will be demolished prior to construction of this new building. This permit has been reviewed under the 2019 Vancouver Building By-law (#12511). Building to be sprinklered to NFPA 13 requirements. STAGED CONSTRUCTION Stage 1 - Excavation and Shoring - issued April 21, 2022 Stage 2 - Full Construction - in review | Dan Jen Mechanical Ltd
EP-2022-08912 | 2022-10-19 | 349 E 6TH AVENUE, Vancouver, BC V5T 1J9 | Electrical Permit | Commercial | New | Expired | Temporary Power - Commercial - To provide temporary power. >NOTE: Work authorized by this permit is for placement of a temporary power pole only and does not authorize any site construction and/or excavation. A separate Building Permit will be required prior to commencement of any other work on this site. | Nightingale Electric Ltd
EP-2021-09065 | 2022-02-08 | 6465 NANAIMO STREET #3, Vancouver, BC V5P 4K9 | Electrical Permit | Residential | New | Completed | Installation / Repair - Residential - rough wiring, finishing and service of new LWH Main Service 200 amps LWH 100 amps Main House 150 amps >BP: To construct a 1.5 storey laneway house building ($213,735) with 1 open parking pad, providing a total of 1 parking spaces, having vehicular access from the 20' Lane. Note: This is a 1 ½ storey building pursuant to the Zoning & Development By-law. 1. Covenant registered at the Land Title Office under CA8771594 2. No A/C Unit proposed 3. Schedule B: (Md. Shahidul Alam) P.Eng (604.653.7475) Structural 4. Schedule B: (Md. Shahidul Alam) P.Eng (604.653.7475) Geotechnical 5. HPO: Residential Builder- (Star Home Plans Inc) NOTE: To achieve the required FSR. A floor space exclusion of 3% has been applied to this application as per section 11.24.18 of the district schedule, to accommodate improved building performance. Address Information: Principle Dwelling: #1 – 6465 NANAIMO ST Secondary Suite: #2 – 6465 NANAIMO ST Laneway home: #3 – 6465 NANAIMO ST Address has been assigned per the approved plans as the fire/emergency access to the laneway house is from the south side. This access must be provided & maintained at 20' Lane at all times in accordance with the Building By-law. NOTE: Information regarding the principal building on the survey and site plan is for reference only. Any discrepancy between information regarding the principal building on the survey and/or site plan and approved permit drawings for the principal building are neither approved nor authorized under this laneway house permit. *NEW HOUSE* Note: See DB-2021-00712 for Bldg 1 on site (principal bldg) addressed #1 – 6465 NANAIMO ST **THIS PERMIT HAS BEEN ISSUED UNDER THE REQUIREMENTS OF VBBL #12511 (2019) ** | OPTIMUM ELECTRICAL LTD
SP-2022-00051 | 2022-02-02 | 6465 NANAIMO STREET #3, Vancouver, BC V5P 4K9 | Sprinkler Permit | Residential | New | Completed | Residential - LWH WITH NEW SPRINKLERS >BP: To construct a 1.5 storey laneway house building ($213,735) with 1 open parking pad, providing a total of 1 parking spaces, having vehicular access from the 20' Lane. Note: This is a 1 ½ storey building pursuant to the Zoning & Development By-law. 1. Covenant registered at the Land Title Office under CA8771594 2. No A/C Unit proposed 3. Schedule B: (Md. Shahidul Alam) P.Eng (604.653.7475) Structural 4. Schedule B: (Md. Shahidul Alam) P.Eng (604.653.7475) Geotechnical 5. HPO: Residential Builder- (Star Home Plans Inc) NOTE: To achieve the required FSR. A floor space exclusion of 3% has been applied to this application as per section 11.24.18 of the district schedule, to accommodate improved building performance. Address Information: Principle Dwelling: #1 – 6465 NANAIMO ST Secondary Suite: #2 – 6465 NANAIMO ST Laneway home: #3 – 6465 NANAIMO ST Address has been assigned per the approved plans as the fire/emergency access to the laneway house is from the south side. This access must be provided & maintained at 20' Lane at all times in accordance with the Building By-law. NOTE: Information regarding the principal building on the survey and site plan is for reference only. Any discrepancy between information regarding the principal building on the survey and/or site plan and approved permit drawings for the principal building are neither approved nor authorized under this laneway house permit. *NEW HOUSE* Note: See DB-2021-00712 for Bldg 1 on site (principal bldg) addressed #1 – 6465 NANAIMO ST **THIS PERMIT HAS BEEN ISSUED UNDER THE REQUIREMENTS OF VBBL #12511 (2019) ** | BC Fire Sprinklers Ltd
SP-2022-00798 | NULL | 195 E 26TH AVENUE, Vancouver, BC | Sprinkler Permit | Commercial | New | Applicant Revisions | Commercial - Fire Suppression Sprinkler System for the project. To construct a new 4 storey + basement mixed-use commercial/residential building consisting of two 2-level retail units (shell only) with interconnecting stairs between main floor and basement level within the units and multiple dwelling on Levels 2 thru 4 containing total 10 Secured Market Rental Dwelling Units, providing a total of three parking spaces having vehicular access from lane. | NULL
EP-2022-07002 | 2022-08-18 | 195 E 26TH AVENUE, Vancouver, BC | Electrical Permit | Residential | New | Expired | Temporary Power - Residential - To provide temporary power. | Elixir Electric Ltd
EP-2023-07059 | 2023-09-29 | 195 E 26TH AVENUE, Vancouver, BC | Electrical Permit | Commercial | New | Issued | Installation / Repair - Commercial - Complete wiring installation for a new 4 storey building. BP: To construct a new 4 storey + basement mixed-use commercial/residential building consisting of two 2-level retail units (shell only) with interconnecting stairs between main floor and basement level within the units and multiple dwelling on Levels 2 thru 4 containing total 10 Secured Market Rental Dwelling Units, providing a total of three parking spaces having vehicular access from lane. | Elixir Electric Ltd
EP-2023-07063 | 2023-08-04 | 195 E 26TH AVENUE, Vancouver, BC | Electrical Permit | Commercial | New | Completed | Interim - Commercial - Scope of work: slab, underground, raceways, grounding, branch circuits. Service connection to BC Hydro is not permitted under this permit. >BP: To construct a new 4 storey + basement mixed-use commercial/residential building consisting of two 2-level retail units (shell only) with interconnecting stairs between main floor and basement level within the units and multiple dwelling on Levels 2 thru 4 containing total 10 Secured Market Rental Dwelling Units, providing a total of three parking spaces having vehicular access from lane. The building is to be sprinklered to NFPA 13. | Elixir Electric Ltd
SP-2023-02320 | NULL | 195 E 26TH AVENUE, Vancouver, BC | Sprinkler Permit | Commercial | New | Application Incomplete | Commercial - New fire sprinkler installation >BP: To construct a new 4 storey + basement mixed-use commercial/residential building consisting of two 2-level retail units (shell only) with interconnecting stairs between main floor and basement level within the units and multiple dwelling on Levels 2 thru 4 containing total 10 Secured Market Rental Dwelling Units, providing a total of three parking spaces having vehicular access from lane. The building is to be sprinklered to NFPA 13. Sch A, Arch B, Stru B, Mech B, Plmb B, Elec B, & Sch D are submitted. ******THIS PERMIT HAS BEEN REVIEWED UNDER THE REQUIREMENTS OF VBBL 2019******** | Spectrum Fire Protection Ltd
PP-2023-03582 | 2023-11-09 | 195 E 26TH AVENUE, Vancouver, BC | Plumbing Permit | Commercial | New | Issued | Commercial - Plumbing and Draintile for complete project >BP: To construct a new 4 storey + basement mixed-use commercial/residential building consisting of two 2-level retail units (shell only) with interconnecting stairs between main floor and basement level within the units and multiple dwelling on Levels 2 thru 4 containing total 10 Secured Market Rental Dwelling Units, providing a total of three parking spaces having vehicular access from lane. The building is to be sprinklered to NFPA 13. Sch A, Arch B, Stru B, Mech B, Plmb B, Elec B, & Sch D are submitted. ******THIS PERMIT HAS BEEN REVIEWED UNDER THE REQUIREMENTS OF VBBL 2019******** | Cartier Mechanical Ltd
EP-2023-08502 | 2023-09-19 | 195 E 26TH AVENUE, Vancouver, BC | Electrical Permit | Commercial | New | Issued | Temporary Power - Commercial - To provide temporary power. | Elixir Electric Ltd
PP-2022-01773 | NULL | 6750 OAK STREET, Vancouver, BC V6P 3Z2 | Plumbing Permit | Commercial | New | Withdrawn | Commercial - Under slab parkade drainage at new townhouse development >BP: To construct a new building including 23 townhouses on top of a single level parkade. Stage I (excavation/ shoring) issued April 8/22. | NULL
NULL | NULL | 6750 OAK STREET, Vancouver, BC V6P 3Z2 | Plumbing Permit | Residential | New | Withdrawn | Residential - 23 townhomes on parkade | NULL
EP-2022-00620 | 2022-10-04 | 2895 E 10TH AVENUE, Vancouver, BC V5M 2B2 | Electrical Permit | Commercial | New | Issued | Installation / Repair - Commercial - New construction of a multi-use 8 story building. >BP: To construct a 9-storey mixed-use high-rise building (8 storey per Development and Zoning Bylaw) consisting of: 1 st storey - 7 retail units shell (Group E) 1 st to 8th storey - 103 rental residential units 9 th storey - Amenity space, all over two levels underground parkade. This Permit was reviewed under the VBBL 2019 and during COVID 19. Building is TIPs eligible as at the time of construction 31-Aug-2021 - Stage 1 (excavation and shoring) issued. 06-July-2022 - Stage 2 (foundation to grade, str. only ) issued. | NRG Electric Ltd
EP-2022-00587 | 2022-01-31 | 2895 E 10TH AVENUE, Vancouver, BC V5M 2B2 | Electrical Permit | Commercial | New | Expired | Temporary Power - Commercial - To provide temporary power. NOTE: Work authorized by this permit is for placement of a temporary power pole only and does not authorize any site construction and/or excavation. A separate Building Permit will be required prior to commencement of any other work on this site. | 0777792 BC Ltd
SP-2023-01644 | NULL | 2895 E 10TH AVENUE, Vancouver, BC V5M 2B2 | Sprinkler Permit | Commercial | New | Applicant Revisions | Commercial - Above Grade - New Construction >BP: To construct a 9-storey mixed-use high-rise building (8 storey per Development and Zoning Bylaw) consisting of: 1 st storey - 7 retail units shell (Group E) 1 st to 8th storey - 103 rental residential units 9 th storey - Amenity space, all over two levels underground parkade. | WS Fire Protection Ltd
EP-2023-08345 | 2023-09-14 | 2895 E 10TH AVENUE, Vancouver, BC V5M 2B2 | Electrical Permit | Residential | New | Issued | Temporary Power - Residential - To provide temporary power. | NRG Electric Ltd
NULL | NULL | 2895 E 10TH AVENUE, Vancouver, BC V5M 2B2 | Plumbing Permit | Residential | New | Draft | Residential - Supply & Install Plumbing Fixtures | Skyview Mechanical Ltd
PP-2023-04382 | 2023-12-20 | 2895 E 10TH AVENUE, Vancouver, BC V5M 2B2 | Plumbing Permit | Commercial | New | Issued | Commercial - Supply & Install Plumbing Fixtures >BP: To construct a 9-storey mixed-use high-rise building (8 storey per Development and Zoning Bylaw) consisting of: 1 st storey - 7 retail units shell (Group E) 1 st to 8th storey - 103 rental residential units 9 th storey - Amenity space, all over two levels underground parkade. This Permit was reviewed under the VBBL 2019 and during COVID 19. 31-Aug-2021 - Stage 1 (excavation and shoring) issued. 06-July-2022 - Stage 2 (foundation to grade, str. only ) issued. 30-Nov-2022 - Stage 3 (full permit) issued. Revisions: 28-Nov-2023 - Revision#1 - issued. Sprinkler protected openings on Levels 1, Level 1 mezzanine, and 2 due to exit exposure conditions as shown on CC.L1, CC.L1. MEZZ & CC.L2 12-Dec-2023 - Revision#2 - In Review Missing documents | Skyview Mechanical Ltd
EP-2023-00926 | 2023-02-03 | 2895 E 10TH AVENUE, Vancouver, BC V5M 2B2 | Electrical Permit | Residential | New | Expired | Temporary Power - Residential - To provide temporary power. NOTE: Work authorized by this permit is for placement of a temporary power pole only and does not authorize any site construction and/or excavation. A separate Building Permit will be required prior to commencement of any other work on this site. | 0777792 BC Ltd
EP-2022-07479 | 2022-09-07 | 2895 E 10TH AVENUE, Vancouver, BC V5M 2B2 | Electrical Permit | Residential | New | Expired | Temporary Power - Residential - To provide temporary power. | NRG Electric Ltd
EP-2022-07380 | 2022-09-08 | 2895 E 10TH AVENUE, Vancouver, BC V5M 2B2 | Electrical Permit | Commercial | New | Completed | Interim - Commercial - >>Interim Grounding, bonding, underground electrical installations - Interim permit for EP-2022-00620 >BP: To construct a 9-storey mixed-use high-rise building (8 storey per Development and Zoning Bylaw) consisting of: 1 st storey - 7 retail units shell (Group E) 1 st to 8th storey - 103 rental residential units 9 th storey - Amenity space, all over two levels underground parkade. This Permit was reviewed under the VBBL 2019 and during COVID 19. Building is TIPs eligible as at the time of construction 31-Aug-2021 - Stage 1 (excavation and shoring) issued. 06-July-2022 - Stage 2 (foundation to grade, str. only ) issued. | NRG Electric Ltd
PP-2022-02972 | 2022-08-30 | 2895 E 10TH AVENUE, Vancouver, BC V5M 2B2 | Plumbing Permit | Residential | New | Issued | Residential - UNDERGROUND/FOUNDATION Plumbing >BP: To construct a 9-storey mixed-use high-rise building (8 storey per Development and Zoning Bylaw) consisting of: 1 st storey - 7 retail units shell (Group E) 1 st to 8th storey - 103 rental residential units 9 th storey - Amenity space, all over two levels underground parkade. | Skyview Mechanical Ltd
EP-2022-10637 | 2022-12-16 | 2895 E 10TH AVENUE, Vancouver, BC V5M 2B2 | Electrical Permit | Residential | New | Expired | Temporary Power - Residential - To provide temporary power. | NRG Electric Ltd
MP-2022-00686 | 2022-12-14 | 5260 LARCH STREET, Vancouver, BC V6N 2T2 | Mechanical Permit | NULL | NULL | Issued | NULL | Highline Plumbing & Heating Ltd
GP-2023-02028 | 2023-07-12 | 5260 LARCH STREET, Vancouver, BC V6N 2T2 | Gas Permit | Residential | New | Issued | Residential - 1 Range & 1 Boiler gas piping rough in >BP: To construct a new two-storey infill building containing 1 dwelling unit | Newton AC Ltd
EP-2023-07882 | 2023-08-31 | 5260 LARCH STREET, Vancouver, BC V6N 2T2 | Electrical Permit | Residential | New | Issued | Installation / Repair - Residential - Electrical and low voltage work: data, cable wiring, security alarm pre-wire. >BP: To construct a new two-storey infill building containing 1 dwelling unit ($400,000) and an attached 2 car garage and 1 surface parking space providing vehicular access from the lane. | Luxman Electricals Ltd
SP-2022-00464 | 2022-07-05 | 5260 LARCH STREET, Vancouver, BC V6N 2T2 | Sprinkler Permit | Commercial | New | Issued | Commercial - To install sprinkler to NFPA 13R in this new two-storey infill building containing 1 dwelling unit ($400,000) and an attached 2 car garage and 1 surface parking space providing vehicular access from the lane. See SP -2022-00463 for main house. FPER Shoab Khan - 778-968-1945 A prited copy of the approved drawings are required to be on site | NewTech Fire Protection Ltd
GP-2022-00984 | NULL | 5260 LARCH STREET, Vancouver, BC V6N 2T2 | Gas Permit | Residential | New | Withdrawn | Residential - 1 Range, 1 Boiler & 1 BBQ One complete boiler and piping only for one stove and a bbq. >To construct a new two-storey infill building containing 1 dwelling unit ($400,000) and an attached 2 car garage and 1 surface parking space providing vehicular access from the lane. | Ultra Mechanical Ltd
PP-2022-01061 | 2022-10-17 | 5260 LARCH STREET, Vancouver, BC V6N 2T2 | Plumbing Permit | Residential | New | Issued | Residential - plumbing underground, above slab roughin and finishing >BP: Building Permit for DP-2020-00042 To construct a new two-storey infill building containing 1 dwelling unit ($400,000) and an attached 2 car garage and 1 surface parking space providing vehicular access from the lane. See BP-2021-00489 for Drawings, Application Documents and Time Log. ******THIS PERMIT HAS BEEN ISSUED UNDER THE REQUIREMENTS OF VBBL 2019******** Building envelope and environmental separation as per Part 5 design: Schedule A, Jason Skladan, Architect, AIBC (604.928.5301) Schedule B (Architectural), Jason Skladan, Architect, AIBC (604.928.5301) Schedule B, Structural; Jeff Allester, P.Eng. (604.228.0518) Schedule B, Geotechnical; Ward Phillips, P.Eng. (604.716.8881) and Schedule D, Building Envelope Review; Frits A. Huckriede submitted for this project. Building Review Branch Notes: 1. Reviewed during the 2020 pandemic crisis 2. Entire building to be sprinklered to NFPA 13R 3. Sprinkler room in MCD to service both building. 4. No A/C Unit proposed for the Infill Building. 5. See BP-2021-00489 for Building 1 on this site (4 unit MCD) | Highline Plumbing & Heating Ltd
EP-2023-00523 | 2023-01-24 | 4426 ANGUS DRIVE, Vancouver, BC V6J 4J3 | Electrical Permit | Residential | New | Completed | Installation / Repair - Residential - TV/Data/TEL, Alarm,Intercom >Building Permit for DP-2020-00277 to construct a 2-storey one-family infill dwelling (Building 2) at the rear of the site, with 2 shared built-in parking spaces contained in the proposed infill building, having vehicular access from the lane (the parking stalls are to be used by the principal building only. Revision #1: Relocate 381 trees. Add heat pumps and backup gas generator to site plan. Add front gate, stone wall, and posts (approved by arborist) Changes to walkways. Remove stairs in patio well. Add, remove, and change window sizes on all elevations. Add 3-piece guest ensuite. Adjust interior wall locations. Adjust some plumbing fixture locations. (pending approval ...) | Anmi Technology Corp.
GP-2022-02058 | 2022-07-13 | 4426 ANGUS DRIVE, Vancouver, BC V6J 4J3 | Gas Permit | Residential | Renovation | Completed | Residential - UNDERGROUND GAS TO SERVICE GENERATOR Building Permit for DP-2020-00277 to construct a 2-storey one-family infill dwelling (Building 2) at the rear of the site, with 2 shared built-in parking spaces contained in the proposed infill building, having vehicular access from the lane (the parking stalls are to be used by the principal building only. | Hearthstone Ventures Ltd
PP-2022-02381 | 2022-07-11 | 4426 ANGUS DRIVE, Vancouver, BC V6J 4J3 | Plumbing Permit | Residential | New | Completed | Residential - INFILL - 1FD - supply and install all plumbing in laneway house Building Permit for DP-2020-00277 to construct a 2-storey one-family infill dwelling (Building 2) at the rear of the site, with 2 shared built-in parking spaces contained in the proposed infill building, having vehicular access from the lane (the parking stalls are to be used by the principal building only. | J&L Enterprises Ltd.
EP-2022-05873 | 2022-07-15 | 4426 ANGUS DRIVE, Vancouver, BC V6J 4J3 | Electrical Permit | Residential | New | Completed | Installation / Repair - Residential - Electrical for new Infill house >BP: Building Permit for DP-2020-00277 to construct a 2-storey one-family infill dwelling (Building 2) at the rear of the site, with 2 shared built-in parking spaces contained in the proposed infill building, having vehicular access from the lane (the parking stalls are to be used by the principal building only. | Lakeview Power Systems Inc
SP-2022-00045 | 2022-01-17 | 2046 E 7TH AVENUE, Vancouver, BC V5N 1S6 | Sprinkler Permit | Residential | New | Completed | Residential - Sprinkler Heads >To construct a 2 storey two-family dwelling with a detached accessory building (garage), at the rear providing 2 parking spaces, having vehicular access from the lane. The entire building to be sprinklered to NFPA 13D. 1. A/C Unit proposed in rear yard 2. Schedule B: (Alan Prahalad) P.Eng (604.831.1431) Structural & Geotechnical 3. BC Housing (Four Corners Homes Ltd) This is a 2 and half storey building pursuant to the Zoning and Development By-Law FRONT UNIT 2046 E 7th Av - One Family Dwelling (north portion of 1st -3rd storey) BACK UNIT 2044 E 7th Av - One Family Dwelling (south portion of 1st - 3rd storey) Note: Primary has been changed from 2038 to 2046 E 37th Av to allow address options for possible future developments. Address numbers assigned as per approved plans for Fire and Emergency response. The address numbers are to be posted to the building and to be visible from the street in accordance with the Building By-law prior to final inspection. ******THIS PERMIT HAS BEEN ISSUED UNDER THE REQUIREMENTS OF VBBL 2019****** All rooms adjacent to East and West exposing building face shall be sprinklered. "Combustible projections or roof soffits on an exposing building face shall not project to less than .45m from the property line and shall be in compliance with VBBL 2019 9.10.15.5.(11) Any alterations or conversions to the attached garage (if applicable) to habitable living space shall not be permitted without first obtaining the approval of the Director of Planning and the Chief Building Official. Thermal protection measures and Laneway house design guidelines shall be required to be met prior to the approval of the conversion. Amend: Aug 17, 2022 Sealed Drawings and calculations & Schedule B | RAHELU PLUMBING & HEATING LTD.
EP-2022-00739 | 2022-02-03 | 2046 E 7TH AVENUE, Vancouver, BC V5N 1S6 | Electrical Permit | Residential | New | Completed | Installation / Repair - Residential - Wiring and service for new duplex. >BP: To construct a 2 storey two-family dwelling ($754,447.50) with a detached accessory building (garage) ($10,000), at the rear providing 2 parking spaces, having vehicular access from the lane. The entire building to be sprinklered to NFPA 13D. 1. A/C Unit proposed in rear yard 2. Schedule B: (Alan Prahalad) P.Eng (604.831.1431) Structural & Geotechnical 3. BC Housing (Four Corners Homes Ltd) This is a 2 and half storey building pursuant to the Zoning and Development By-Law ******THIS PERMIT HAS BEEN ISSUED UNDER THE REQUIREMENTS OF VBBL 2019****** All rooms adjacent to East and West exposing building face shall be sprinklered. "Combustible projections or roof soffits on an exposing building face shall not project to less than .45m from the property line and shall be in compliance with VBBL 2019 9.10.15.5.(11) Any alterations or conversions to the attached garage (if applicable) to habitable living space shall not be permitted without first obtaining the approval of the Director of Planning and the Chief Building Official. Thermal protection measures and Laneway house design guidelines shall be required to be met prior to the approval of the conversion. | G.S.G. Electric Ltd.
GP-2022-00391 | 2022-02-08 | 2046 E 7TH AVENUE, Vancouver, BC V5N 1S6 | Gas Permit | Residential | New | Completed | Residential - Gas | Lally Plumbing & Heating Ltd
EP-2022-00912 | 2022-02-07 | 2046 E 7TH AVENUE, Vancouver, BC V5N 1S6 | Electrical Permit | Residential | New | Completed | Installation / Repair - Residential - Low voltage & security system installation >BP: To construct a 2 storey two-family dwelling ($754,447.50) with a detached accessory building (garage) ($10,000), at the rear providing 2 parking spaces, having vehicular access from the lane. The entire building to be sprinklered to NFPA 13D. 1. A/C Unit proposed in rear yard 2. Schedule B: (Alan Prahalad) P.Eng (604.831.1431) Structural & Geotechnical 3. BC Housing (Four Corners Homes Ltd) This is a 2 and half storey building pursuant to the Zoning and Development By-Law | Xon Automation Ltd
PP-2022-00504 | 2022-02-24 | 2238 YUKON STREET #210, Vancouver, BC V5Y 3P2 | Plumbing Permit | Commercial | Tenant Improvement | Completed | Commercial - UNIT# 210 add 1 x sink, 1 x hot water tank, 1 x dishwasher #210 - 2nd floor Interior alterations and improvements to change this Office Shell to a General Office in this existing commercial building on this site. Scope of Work: Construct interior partition walls to create office spaces, millwork, finishes, lighting, electrical, mechanical and plumbing work. | Anion Contracting Group Inc
SP-2022-00738 | 2022-09-14 | 388 W 6TH AVENUE, Vancouver, BC | Sprinkler Permit | Commercial | Tenant Improvement | Completed | Commercial - For sprinkler system alterations to the 2019 VBBL and NFPA 13, 2013 for the tenant improvements to provide interior alterations to existing shell and change of use from Clothing Manufacturing (F2) to Bakery Products Manufacturing (F2). Scope of work includes new partition walls, washrooms, installation of a flour mill, commercial kitchen, subsidiary restaurant, subsidiary retail, and seating (30) for restaurant. Occupant load of tenant space to be limited to 70 as per code report and operational letter provided. THIS IS A CERTIFIED PROFESSIONAL PROJECT and the CP is Michael Ferber of Celerity Engineering Ltd. This application does not include any of the following: • Warehouse storage arrangements, or mobile compact storage arrangements. • Changes to the sprinkler system supply piping (e.g. valves, mains, cross-mains, etc.). • New alternative solutions and/or modifications to existing alternative solutions. • Change in occupancy and/or hazard classification. Notes: 1. Fire protection engineer of record Yadim Castillo of NWSC T: 778 707 6797. E: yadim@nwsprinkler.com 2. One set of approved drawings and permit to be available for viewing at the jobsite. Flexible Sprinkler Pipe (Tenant Improvement Area) - Automatic sprinkler system has been designed for the use of Victaulic AH2 flexible sprinkler drops with 1/2" outlets, up to 48" with a maximum of 8 - 90 degree bends at a 2" bend radius for use with standard coverage pendent sprinklers as noted on the sprinkler system shop drawings. | Creekside Fire Protection Ltd
EP-2022-07528 | 2022-09-09 | 388 W 6TH AVENUE, Vancouver, BC | Electrical Permit | Commercial | Tenant Improvement | Completed | Installation / Repair - Commercial - Tenant Improvement for coffee shop. Adding Plugs, Lights, Hvac connections, Mechanic equipment connections, Adding 2 Panels. -AC unit is an existing base building. No modifications to this unit >BP: Interior alterations to existing shell and change of use from Clothing Manufacturing (F2) to Bakery Products Manufacturing (F2). Scope of work includes new partition walls, washrooms, installation of a flour mill, commercial kitchen, subsidiary restaurant, subsidiary retail, and seating (30) for restaurant. Occupant load of tenant space to be limited to 70 as per code report and operational letter provided. To be reviewed under the 2019 VBBL. No DP required per J Greer. Stage 1 - full construction - accepted Feb.4/22 | West Harbour Electric ltd
PP-2023-00267 | 2023-01-27 | 388 W 6TH AVENUE, Vancouver, BC | Plumbing Permit | Commercial | Tenant Improvement | Completed | Commercial - New plumbing , drainage, venting and domestic waterlines as per mechanical drawings > Interior alterations to existing shell and change of use from Clothing Manufacturing (F2) to Bakery Products Manufacturing (F2). Scope of work includes new partition walls, washrooms, installation of a flour mill, commercial kitchen, subsidiary restaurant, subsidiary retail, and seating (30) for restaurant. Occupant load of tenant space to be limited to 70 as per code report and operational letter provided. To be reviewed under the 2019 VBBL. No DP required per J Greer. Stage 1 - full construction - accepted Feb.4/22 Revision #1 - Miscellaneous revisions per attached revision lists accompanying architectural, mechanical and electrical drawings. Revisions include items such as added sink in staff area, removal of door D01, equipment and layout revisions, revisions made to washrooms, door D09 added, mechanical piping revisions, kitchen now using a Class 1 hood system changed from previous recirculation hood system, sub panels added, etc. - Accepted Jan.17/23 | VANMECH PLUMBING & HEATING LTD.
SP-2023-01188 | 2023-08-11 | 2230 YUKON STREET, Vancouver, BC | Sprinkler Permit | Commercial | Tenant Improvement | Completed | Commercial - For sprinkler system alterations to the 2019 VBBL and NFPA 13, 2013 for the tenant improvements to change the use from Clothing Manufacturing (group F2) to Production Studio (group F2) and to provide improvements for the new tenant. Engineer of Record: Liang Xin Peng 604-324-7122 lpeng@vikingfire.ca | Viking Fire Protection Inc
PP-2023-02075 | 2023-06-20 | 2230 YUKON STREET, Vancouver, BC | Plumbing Permit | Commercial | Tenant Improvement | Completed | Commercial - add 4 WC, 4 basins,1 shower,1 floor drain,1 kitchen sink,1 dishwasher, 1back flow preventer, 2 hot water tanks >BP: 2230 Yukon St To change the use from Clothing Manufacturing (group F2) to Production Studio (group F2) and to provide improvements for the new tenant. Schedule A provided by Birinder Walla Electrical Schedule B provided by Birinder Walia Mechanical/ Plumbing Schedule B provided by Eric Cresswell OK for BP only, outright use, Aemelia P, April 3, 2023 | Aquarius Mechanical Services Inc
EP-2023-04922 | 2023-06-05 | 2230 YUKON STREET, Vancouver, BC | Electrical Permit | Commercial | Tenant Improvement | Completed | Installation / Repair - Commercial - Install new lights, lighting controls, emergency lighting, receptacles, fire alarm and low voltage. >BP: To change the use from Clothing Manufacturing (group F2) to Production Studio (group F2) and to provide improvements for the new tenant. | Blueline Electrical Services Ltd
SP-2023-00318 | 2023-02-24 | 2238 YUKON STREET #410, Vancouver, BC | Sprinkler Permit | Commercial | Tenant Improvement | Completed | Commercial - UNIT #410 - Add and relocate sprinkler heads for tenant improvement. >BP: #410 Interior alterations and improvements to change the Office shell to Office for a new office tenant in unit 410 in the existing commercial building on this site. *****This application does not include any of the following: 1. Not more than 20 sprinklers (add, relocate, or remove), 2. hydraulic calculations, 3. change in occupancy and /or hazard classification, 4. warehouse storage arrangements, 5. mobile compact storage arrangements, 6. alternative solutions, 7. changes to the sprinkler system supply piping (e.g. valves, mains, cross-mains, branch-lines, etc.), or 8. flexible sprinkler pipe. | Priority Fire Systems Ltd
EP-2023-01656 | 2023-02-28 | 2238 YUKON STREET #410, Vancouver, BC | Electrical Permit | Commercial | Tenant Improvement | Completed | Installation / Repair - Commercial - Relocation of Power Panel, General Power, Mechanical Power Only, Lighting, Emergency Lighting, Branch Wiring, LV Data/Com. >BP: #410 Interior alterations and improvements to change the Office shell to Office for a new office tenant in unit 410 in the existing commercial building on this site. Tenant: Vancouver Elementary and Adults Education Society. OK for Field Review D. Langevin Dec 23, 2022 E2 Upgrade - Lighting - Upgrade to Incorporate automatic Full Off. DBI To Determine onsite if a Sprinkler Permit is Required. Schedule B - Architect - Arnold Chan - 604.616.8088 | Kato Electrical Inc
PP-2023-00914 | 2023-03-17 | 2238 YUKON STREET #410, Vancouver, BC | Plumbing Permit | Commercial | Tenant Improvement | Completed | Commercial - UNIT #410 - New sink and bathroom >BP: #410 Interior alterations and improvements to change the Office shell to Office for a new office tenant in unit 410 in the existing commercial building on this site. | PACIFIC FLO MECHANICAL
PP-2023-01905 | 2023-05-29 | 3808 W 19TH AVENUE #3, Vancouver, BC V6S 1C8 | Plumbing Permit | Residential | New | Issued | Residential - LWH - #3 - Laneway >DB: To construct a 2 storey laneway house building with an attached garage and 1 open parking pad, providing a total of 2 parking spaces, having vehicular access from the 20' Lane. The entire building, INCLUDING THE ATTACHED GARAGE (if applicable), to be sprinklered to NFPA 13R. Note: This is a 1 ½ storey building pursuant to the Zoning & Development By-law. 1. Covenant registered at the Land Title Office under CA9470204 2. No Strata Titling permitted 3. No A/C Unit proposed | CRK Plumbing and Heating Ltd
NULL | NULL | 3808 W 19TH AVENUE #3, Vancouver, BC V6S 1C8 | Mechanical Permit | NULL | NULL | Draft | NULL | NULL
MP-2023-01314 | 2023-07-19 | 3808 W 19TH AVENUE #3, Vancouver, BC V6S 1C8 | Mechanical Permit | NULL | NULL | Issued | NULL | CRK Plumbing and Heating Ltd
EP-2022-08121 | 2022-10-12 | 3808 W 19TH AVENUE #3, Vancouver, BC V6S 1C8 | Electrical Permit | Residential | New | Issued | Installation / Repair - Residential - Wire for new laneway house: >BP: To construct a 2 storey laneway house building ($160,250.00) with an attached garage and 1 open parking pad, providing a total of 2 parking spaces, having vehicular access from the 20' Lane. The entire building, INCLUDING THE ATTACHED GARAGE (if applicable), to be sprinklered to NFPA 13R. Note: This is a 1 ½ storey building pursuant to the Zoning & Development By-law. 1. Covenant registered at the Land Title Office under CA9470204 2. No Strata Titling permitted 3. No A/C Unit proposed 4. Schedule B: George Beck P.Eng (604.535.1507) Structural 5. Schedule B: Paullus K.F. Young, P.Eng (604-841-7748) Geotechnical 6. HPO: Residential Builder- Vanwest Enterprises Ltd. | Fairley Electric Ltd
SP-2023-02209 | 2023-12-07 | 3808 W 19TH AVENUE #3, Vancouver, BC V6S 1C8 | Sprinkler Permit | Residential | New | Issued | Residential - New laneway >BP: To construct a 2 storey laneway house building with an attached garage and 1 open parking pad, providing a total of 2 parking spaces, having vehicular access from the 20' Lane. The entire building, INCLUDING THE ATTACHED GARAGE (if applicable), to be sprinklered to NFPA 13R. Note: This is a 1 ½ storey building pursuant to the Zoning & Development By-law. 1. Covenant registered at the Land Title Office under CA9470204 2. No Strata Titling permitted 3. No A/C Unit proposed 4. Schedule B: George Beck P.Eng (604.535.1507) Structural 5. Schedule B: Paullus K.F. Young, P.Eng (604-841-7748) Geotechnical 6. HPO: Residential Builder- Vanwest Enterprises Ltd. | CRK Plumbing and Heating Ltd
EP-2023-11329 | NULL | 3808 W 19TH AVENUE #3, Vancouver, BC V6S 1C8 | Electrical Permit | Residential | New | Application Incomplete | Installation / Repair - Residential - Rough in and complete Security alarm and structured wiring laneway house | Total Security & Automation Inc.
EP-2022-02996 | 2022-04-13 | 809 W 23RD AVENUE, Vancouver, BC | Electrical Permit | Residential | Renovation | Completed | Installation / Repair - Residential - Install U.L.C fire alarm system | Arpel Security & Monitoring Ltd
NULL | NULL | 885 CAMBIE STREET, Vancouver, BC V6B 2P4 | Electrical Permit | Commercial | NULL | Draft | Annual / Operating - Annual permit | CoV Annual Electrical Permits
NULL | NULL | 885 CAMBIE STREET, Vancouver, BC V6B 2P4 | Electrical Permit | Commercial | NULL | Withdrawn | Annual / Operating - Annual permit | CoV Annual Electrical Permits
EP-2022-03128 | 2022-04-19 | 885 CAMBIE STREET, Vancouver, BC V6B 2P4 | Electrical Permit | Commercial | NULL | Expired | Annual / Operating - Maintain existing Electrical systems | High Volt Electrical Service Corp
EP-2023-05534 | 2023-06-21 | 885 CAMBIE STREET, Vancouver, BC V6B 2P4 | Electrical Permit | Commercial | NULL | Issued | Annual / Operating - Annual Operating Permit Maintain existing Electrical systems -renewal of ANNUAL EP-2022-03128 -valid: June 19, 2023 - June 18, 2024 | High Volt Electrical Service Corp
PP-2024-00132 | 2024-01-24 | 225 SMITHE STREET, Vancouver, BC V6B 4X7 | Plumbing Permit | Commercial | Renovation | Issued | Commercial - Converting existing office space into residential suites on levels 3 to 5 >BP: First TI for Interior alterations and change of use(major occupancy) from office to hotel on levels 3,4 and 5 at this mixed-use high rise building on this site built per VBBL 2014. | Enersolv Design & Build
EP-2024-00415 | 2024-01-22 | 225 SMITHE STREET, Vancouver, BC V6B 4X7 | Electrical Permit | Commercial | Tenant Improvement | Issued | Installation / Repair - Commercial - Full Rough Wiring and Finishing of 36 Units Levels 3, 4 & 5. >BP: First TI for Interior alterations and change of use(major occupancy) from office to hotel on levels 3,4 and 5 at this mixed-use high rise building on this site built per VBBL 2014. Note: 1.0. Application is reviewed under VBBL 2019. 2.0. Upgrade triggers per Part 11 are F4, S4, N4 and A4. | Azzad Electrical Corp
NULL | NULL | 205 SMITHE STREET, Vancouver, BC V6B 2P4 | Plumbing Permit | Commercial | Tenant Improvement | Withdrawn | Commercial - Install new dwv & water pipe to new fixtures | Pine Mechanical Ltd.
PP-2023-04011 | 2023-11-22 | 205 SMITHE STREET, Vancouver, BC V6B 2P4 | Plumbing Permit | Commercial | Renovation | Issued | Commercial - Install new water lines and DWV to new fixtures & backflows >BP: 205 Smithe Street Interior alterations to this existing retail shell space to change the occupancy of the unit from a retail shell (E) to a health care office (Dental office). (D) Scope of work includes: 1) Install new interior finishes. 2) New plumbing work. 3) New electrical work. 4) Sprinkler alterations as required. This building is sprinklered | Pine Mechanical Ltd.
SP-2023-02099 | 2023-11-17 | 205 SMITHE STREET, Vancouver, BC V6B 2P4 | Sprinkler Permit | Commercial | Tenant Improvement | Issued | Commercial - add new heads into new ceilings >BP: 205 Smithe Street Interior alterations to this existing retail shell space to change the occupancy of the unit from a retail shell (E) to a health care office (Dental office). (D) Scope of work includes: 1) Install new interior finishes. 2) New plumbing work. 3) New electrical work. 4) Sprinkler alterations as required. | Five Star Fire Protection Ltd
EP-2023-10207 | 2023-11-27 | 205 SMITHE STREET, Vancouver, BC V6B 2P4 | Electrical Permit | Commercial | Renovation | Issued | Installation / Repair - Commercial - New Panel, Lights, receptacles, telephone, data, speakers, relocation of fire alarm devices. We will be following Sec 24 of the CEC and will be installing hospital grade wiring and receptacles and bonding as required. >BP: 205 Smithe Street Interior alterations to this existing retail shell space to change the occupancy of the unit from a retail shell (E) to a health care office (Dental office). (D) Scope of work includes: 1) Install new interior finishes. 2) New plumbing work. 3) New electrical work. 4) Sprinkler alterations as required. This building is sprinklered Schedule B - Mechanical - Yoko Matsuyama 778-970-1779 | ECE Electric Ltd
EP-2023-10965 | 2023-12-19 | 6019 SHERBROOKE STREET #3, Vancouver, BC V5W 3N3 | Electrical Permit | Residential | Renovation | Completed | Installation / Repair - Residential - Exisitng laneway service relocation from permanent pole to laneway due to parking problems with BP. Its existing overhead service relocated on private pole for laneway house in the back alley. To be relocated to laneway house. main house will be disconnected and demo'd Per DB-2023-00181. -Owner wants to remove the exisitng Duplex meter service from permanent pole and install at laneway wall because he want remove that pole from there main issue for parking problem. | Moon Star Electrical Ltd
PP-2022-00252 | 2022-01-28 | 6019 SHERBROOKE STREET #3, Vancouver, BC V5W 3N3 | Plumbing Permit | Residential | New | Completed | Residential - LWH - #3 - Installing new Storm Sump Pump To construct a 2 storey laneway house building with an attached garage and 1 open parking pad, providing a total of 2 parking spaces, having vehicular access from the lane Note: Site investigation indicated that there was no peat present and is subject to final verification on site during construction. Note: This is a 1 ½ storey building pursuant to the Zoning & Development By-law Note: Bldg 1 (principal bldg) addressed #1 - 6019 Sherbrooke Street retained on site. 1. No A/C unit proposed | GSP Services Ltd
EP-2022-03379 | 2022-04-27 | 6019 SHERBROOKE STREET #3, Vancouver, BC V5W 3N3 | Electrical Permit | Residential | New | Completed | Installation / Repair - Residential - New Wiring for Laneway. Main Consumer's Service: 200A. 2 Electric Meters. LWH Service: 125A. Principal House Service: 150A. >BP: To construct a 2 storey laneway house building ($166,000) with an attached garage and 1 open parking pad, providing a total of 2 parking spaces, having vehicular access from the lane Note: Site investigation indicated that there was no peat present and is subject to final verification on site during construction. Note: This is a 1 ½ storey building pursuant to the Zoning & Development By-law Note: Bldg 1 (principal bldg) addressed #1 - 6019 Sherbrooke Street retained on site. 1. No A/C unit proposed 2. Schedule B: ZhanChao Zhao P.Eng (604.526.1305) Structural & Geotechnical 3. HPO: Residential Builder - Christopher Brian Hiroshi Nakatsu Address has been assigned per the approved plans as the fire/emergency access to the laneway house is from the East side. This access must be provided & maintained at all times in accordance with the Building By-law. Note: As a result of the addition of a laneway house, the main house / principal dwelling will be assigned a suite number and the site will be as follows: #1-6019 Sherbrooke St - Principal Dwelling #3-6019 Sherbrooke St - Laneway House Address and suite number assigned as per approved plans for Fire and Emergency response. The address number is to be posted to the building to be visible from the street and the suite number is to be posted at the suite entry in accordance with the Building By-law prior to final inspection. ******THIS PERMIT HAS BEEN ISSUED UNDER THE REQUIREMENTS OF VBBL #12511 (2019)****** | C M & Sons Electrical Inc
SP-2022-00692 | 2022-05-10 | 6019 SHERBROOKE STREET #3, Vancouver, BC V5W 3N3 | Sprinkler Permit | Residential | New | Completed | Residential - laneway home To construct a 2 storey laneway house building with an attached garage and 1 open parking pad, providing a total of 2 parking spaces, having vehicular access from the lane Note: Site investigation indicated that there was no peat present and is subject to final verification on site during construction. Note: This is a 1 ½ storey building pursuant to the Zoning & Development By-law Note: Bldg 1 (principal bldg) addressed #1 - 6019 Sherbrooke Street retained on site. 1. No A/C unit proposed 2. Schedule B: ZhanChao Zhao P.Eng (604.526.1305) Structural & Geotechnical 3. HPO: Residential Builder - Christopher Brian Hiroshi Nakatsu | Sprinkl-Tech Installations Inc
PP-2022-00105 | 2022-01-17 | 552 W 64TH AVENUE, Vancouver, BC V6P 2K9 | Plumbing Permit | Residential | New | Issued | Residential - 2FD+2SS - install storm sump To construct a two-storey two-family dwelling with two secondary suites located in the basement, with a 2 car detached accessory building (garage) with 2 surface parking spaces at the rear providing a total of 4 parking spaces, having vehicular access from the lane. Note: This is a 2 storey building pursuant to the Zoning and Development By-Law 1. Covenant registered at the Land Title Office under CA9130767 2. No A/C units proposed 3. Bar sinks proposed in the cellar AMEND: APR 21/2022 UPLOADED: Engineer letter & drawing for sump pump | Ajac Construction & Excavation Inc
MP-2023-01486 | 2023-08-14 | 3750 W 23RD AVENUE, Vancouver, BC V6S 1K7 | Mechanical Permit | NULL | NULL | Issued | NULL | Next Level Plumbing Ltd
NULL | NULL | 3750 W 23RD AVENUE, Vancouver, BC V6S 1K7 | Electrical Permit | Residential | Renovation | Draft | Installation / Repair - Residential - Change meter base from duplex to triplex to accommodate laneway house, main house 100 amp, laneway house 100 amp, suite 100 amp, 200 amp main | NULL
EP-2022-10275 | 2022-12-06 | 3750 W 23RD AVENUE, Vancouver, BC V6S 1K7 | Electrical Permit | Residential | Renovation | Issued | Installation / Repair - Residential - Change meter base from duplex to triplex to accommodate laneway house, main house 100 amp, laneway house 100 amp, suite 100 amp, 200 amp main | O J ELECTRIC LTD
EP-2022-10277 | 2022-12-09 | 3752 W 23RD AVENUE, Vancouver, BC V6S 1K7 | Electrical Permit | Residential | New | Issued | Installation / Repair - Residential - INFILL - 1FD - New laneway house wiring, new service 200 amp main, 100 amp main house, 100 laneway >BP: To construct a two-storey one-Family Infill Dwelling at the rear of the existing 1-Family Dwelling with secondary suite and providing two parking spaces having vehicular access from the lane. - Attached garage serves infill and carport serves main character building. Building to be sprinklered to NFPA 13R. | O J ELECTRIC LTD
PP-2022-04305 | 2022-11-30 | 3752 W 23RD AVENUE, Vancouver, BC V6S 1K7 | Plumbing Permit | Residential | New | Issued | Residential - Install one outside sump without pump | Octiscapes Site Services Ltd
PP-2022-04534 | 2022-12-23 | 3752 W 23RD AVENUE, Vancouver, BC V6S 1K7 | Plumbing Permit | Residential | New | Issued | Residential - New Laneway House Building #2, To construct a two-storey one-Family Infill Dwelling at the rear of the existing 1-Family Dwelling with secondary suite and providing two parking spaces having vehicular access from the lane. | Next Level Plumbing Ltd
GP-2022-04125 | 2022-12-23 | 3752 W 23RD AVENUE, Vancouver, BC V6S 1K7 | Gas Permit | Residential | New | Issued | Residential - New Laneway House | Next Level Plumbing Ltd
SP-2023-00023 | 2023-04-04 | 3752 W 23RD AVENUE, Vancouver, BC V6S 1K7 | Sprinkler Permit | Residential | New | Issued | Residential - Sprinkler system for NEW INFILL Building to be sprinklered to NFPA 13R. >BP: Building #2, To construct a two-storey one-Family Infill Dwelling at the rear of the existing 1-Family Dwelling with secondary suite and providing two parking spaces having vehicular access from the lane. Building Review Branch Notes: - Building Permit for DP-2020-00198 - Part 5 of VBBL is applicable. Schedule A, B and D submitted. - No work proposed to existing character house . - Attached garage serves infill and carport serves main character building. Building to be sprinklered to NFPA 13R. - Building proposed to be stratified. Full upgrade as per 11.4.7 confirmed done under DB-2017-05798 * Reviewed as per VBBL 2019. | Alco Fire Protection Ltd
MP-2023-02263 | 2023-12-19 | 3752 W 23RD AVENUE, Vancouver, BC V6S 1K7 | Mechanical Permit | NULL | NULL | Issued | NULL | Heritage Mountain Heating and Cooling (2015) Inc
NULL | NULL | 3256 W 22ND AVENUE, Vancouver, BC V6L 1N2 | Sprinkler Permit | Residential | New | Withdrawn | Residential - Install sprinklers in sfd | Gold Key Fire Protection Ltd
SP-2022-00058 | 2022-01-21 | 3256 W 22ND AVENUE, Vancouver, BC V6L 1N2 | Sprinkler Permit | Residential | New | Completed | Residential - Install sprinklers in sfd >BP: To construct a 2 storey + basement one-family dwelling ($938,000) with a secondary suite located in the basement with a detached accessory building (garage), at the rear providing 1 parking space and an open parking pad, having vehicular access from the lane. Note: This is a 2 storey building pursuant to the Zoning and Development By-Law 1- Non-Stratification Covenant registered at the Land Title Office under CA8900051 2- No Strata Titling permitted 3- Lot Consolidation Covenant registered at the Land Title Office under CA8826899 4- A/C unit proposed in the rear (ext.) and interior in Mech. room, bsmt 5- 8’ bar sink proposed in Rec. Room, basement 6- Schedule B: Jason Hui, P.Eng (778.319.3403) Structural & Geotechnical (incl. glass railing) 7- HPO: Residential Builder, Classic European Construction Inc. "Combustible projections or roof soffits on an exposing building face shall not project to less than .45m from the property line and shall be in compliance with VBBL 2014 9.10.15.5.(9)" The entire building, INCLUDING THE ATTACHED GARAGE (if applicable), to be sprinklered to NFPA 13D. ******THIS PERMIT HAS BEEN ISSUED UNDER THE REQUIREMENTS OF VBBL 2019 AND THE GREEN HOMES PROGRAM****** | Gold Key Fire Protection Ltd
PP-2022-01253 | 2022-04-12 | 3256 W 22ND AVENUE, Vancouver, BC V6L 1N2 | Plumbing Permit | Residential | New | Completed | Residential - 1FD+SS - #1 & #2 - install 1" double check To construct a 2 storey + basement one-family dwelling with a secondary suite located in the basement with a detached accessory building (garage), at the rear providing 1 parking space and an open parking pad, having vehicular access from the lane. Note: This is a 2 storey building pursuant to the Zoning and Development By-Law 1- Non-Stratification Covenant registered at the Land Title Office under CA8900051 2- No Strata Titling permitted 3- Lot Consolidation Covenant registered at the Land Title Office under CA8826899 4- A/C unit proposed in the rear (ext.) and interior in Mech. room, bsmt 5- 8’ bar sink proposed in Rec. Room, basement | Permanent Irrigation DBA: SUPREME SPRINKLERS INC.
PP-2022-00409 | 2022-03-18 | 2715 KITSILANO DIVERSION, Vancouver, BC V6K 4S4 | Plumbing Permit | Commercial | New | Issued | Commercial - **UNDERGROUND ONLY*** Building #2 To construct two - four-storey multiple dwellings, containing a total of 14 for Profit Affordable Rental Housing' dwelling units, providing 3 parking spaces having vehicular access from the lane. Building 2 - consist of 10 dwelling units facing Kitsilano Diversion. | Blue Sea Plumbing & Heating Ltd
EP-2022-00705 | 2022-03-24 | 2715 KITSILANO DIVERSION, Vancouver, BC V6K 4S4 | Electrical Permit | Residential | New | Issued | Installation / Repair - Residential - Supply and install a fully functioning and complete electrical system to 14 units in two wood frame townhomes. To construct two - four-storey multiple dwellings, containing a total of 14 for Profit Affordable Rental Housing' dwelling units, providing 3 parking spaces having vehicular access from the lane. Building 2 - consist of 10 dwelling units facing Kitsilano Diversion. Relate to BP-2020-02716 for Building 1. | Lo-Cost Electrical Ltd
SP-2021-01502 | 2022-01-14 | 2715 KITSILANO DIVERSION, Vancouver, BC V6K 4S4 | Sprinkler Permit | Commercial | New | Issued | Commercial - To install sprinkler in this four-storey multiple dwellings, containing a total of 14 for Profit Affordable Rental Housing' dwelling units, providing 3 parking spaces having vehicular access from the lane. Building 2 - consist of 10 dwelling units facing Kitsilano Diversion. Relate to SP-2021-01503 for Building 1. VBBL 2019 - Reviewed during 2020 pandemic crisis. | NewTech Fire Protection Ltd
EP-2023-10299 | 2023-11-16 | 2715 KITSILANO DIVERSION, Vancouver, BC V6K 4S4 | Electrical Permit | Commercial | New | Issued | Temporary Power - Commercial - To provide temporary power. -renewal of: EP-2022-09020 -valid: Oct. 29, 2023 - Oct. 28, 2024 | Lo-Cost Electrical Ltd
EP-2022-09020 | 2022-10-28 | 2715 KITSILANO DIVERSION, Vancouver, BC V6K 4S4 | Electrical Permit | Commercial | New | Expired | Temporary Power - Commercial - To provide temporary power. | Lo-Cost Electrical Ltd
EP-2023-07169 | 2023-08-08 | 2715 KITSILANO DIVERSION, Vancouver, BC V6K 4S4 | Electrical Permit | Residential | New | Issued | Installation / Repair - Residential - Rough wiring of security alarm, tv, data and completion of security alarm. | Supersonic Security System Inc.
EP-2023-05581 | 2023-06-22 | 2777 STEPHENS STREET, Vancouver, BC | Electrical Permit | Commercial | New | Issued | Installation / Repair - Commercial - Rough wiring of security alarm, tv, data and completion of security alarm. >BP: To construct 4 Dwelling Units (Building 1) facing Stephen's St. Refer to BP-2020-02428 for site work and Building 2. VBBL 2019 - Reviewed during 2020 Pandemic Crisis. | Supersonic Security System Inc.
SP-2021-01503 | 2022-01-14 | 2777 STEPHENS STREET, Vancouver, BC | Sprinkler Permit | Commercial | New | Issued | Commercial - To install sprinkler throughout this construct 4 Dwelling Units (Building 1) facing Stephen's St. Refer to SP-2021-01502 for site work and Building 2. VBBL 2019 - Reviewed during 2020 Pandemic Crisis. | NewTech Fire Protection Ltd
EP-2022-01265 | 2022-03-24 | 2777 STEPHENS STREET, Vancouver, BC | Electrical Permit | Commercial | New | Issued | Installation / Repair - Commercial - Supply and install a fully functioning and complete electrical system to wood frame townhouse. >BP: To construct 4 Dwelling Units (Building 1) facing Stephen's St. Refer to BP-2020-02428 for site work and Building 2. VBBL 2019 - Reviewed during 2020 Pandemic Crisis. | Lo-Cost Electrical Ltd
PP-2022-00976 | 2022-05-10 | 2777 STEPHENS STREET, Vancouver, BC | Plumbing Permit | Commercial | New | Issued | Commercial - BUILDING A 2777 Stephens street To construct 4 Dwelling Units (Building 1) facing Stephen's St. Refer to BP-2020-02428 for site work and Building 2. | Blue Sea Plumbing & Heating Ltd
EP-2022-02401 | 2022-06-14 | 2425 W 7TH AVENUE, Vancouver, BC V6K 1Y6 | Electrical Permit | Residential | New | Issued | Installation / Repair - Residential - Electrical wiring for new construction of: >BP: To construct a two storey plus basement two-family dwelling with an attached garage providing two parking spaces having vehicular access from W 7th Ave. 1. A/C proposed – Exterior component located in North & South Yard(front & rear), Interior component located in basement 2. Schedule B: (Xian Min Lily Qiu) P.Eng (778.321.5377) Structural 3. Schedule B: (Tegbir Bajwa) P.Eng (778.995.2404) Geotechnical 4. HPO: Residential Builder- Clay Construction Inc. | Wicks Electric Inc
EP-2023-02833 | NULL | 2425 W 7TH AVENUE, Vancouver, BC V6K 1Y6 | Electrical Permit | Residential | New | Withdrawn | Installation / Repair - Residential - LO | Premier Audio & Home Integration Inc
EP-2023-02832 | 2023-03-31 | 2425 W 7TH AVENUE, Vancouver, BC V6K 1Y6 | Electrical Permit | Residential | New | Issued | Installation / Repair - Residential - LO wiring >BP: To construct a two storey plus basement two-family dwelling with an attached garage providing two parking spaces having vehicular access from W 7th Ave. 1. A/C proposed – Exterior component located in North & South Yard(front & rear), Interior component located in basement 2. Schedule B: (Xian Min Lily Qiu) P.Eng (778.321.5377) Structural 3. Schedule B: (Tegbir Bajwa) P.Eng (778.995.2404) Geotechnical 4. HPO: Residential Builder- Clay Construction Inc. | Premier Audio & Home Integration Inc
PP-2022-04555 | 2023-01-03 | 2425 W 7TH AVENUE, Vancouver, BC V6K 1Y6 | Plumbing Permit | Residential | New | Issued | Residential - Plumbing Rough-In and Finishing -Plumbing will consist of 1 or 2 underground DWV systems, 2 above grade DWV systems, and 2 waterpipe systems with 1 mechanical room, 1 main water shut off, 2 secondary suite isolation valves, 1 PRV, 1 boiler, 1 indirect tank -Supply and install all SYSTEM 15 FIRE RATED DWV (drainage waste vent) -Supply and install new PEX pipe to accommodate all fixtures -Install tubs, showers, valves -Supply and install main water shut off, check valve, Caleffi PRV, fire sprinkler tee, clothes washer box and Aquor exterior hose bibs -Supply and install domestic recirculation system to ensuite and kitchen with insulation on the main hot supply branch and return -Install fixtures, trims and faucets for completion and occupancy -Test plumbing systems and coordinate inspections for DWV static test, waterpipe pressure test and final inspection >To develop a two storey plus basement two-family dwelling with an attached garage providing two parking spaces having vehicular access from W 7th Ave. 1. A/C proposed – Exterior component located in North & South Yard(front & rear), Interior component located in basement 2. Schedule B: (Xian Min Lily Qiu) P.Eng (778.321.5377) Structural 3. Schedule B: (Tegbir Bajwa) P.Eng (778.995.2404) Geotechnical 4. HPO: Residential Builder- Clay Construction Inc. Note: This is a 2 storey building pursuant to the Zoning and Development By-Law NOTE: To achieve the required FSR. A floor space exclusion of 2% has been applied to this application as per section 10.11.1 of the district schedule, to accommodate improved building performance. **THIS PERMIT HAS BEEN ISSUED UNDER THE REQUIREMENTS OF VBBL #12511 (2019) ** ****ALL PROJECT COORDINATOR NOTE HAS BEEN ACCEPTED BY THE APPLICANT**** | DISPATCH PLUMBING INC
PP-2022-03467 | 2022-09-29 | 2425 W 7TH AVENUE, Vancouver, BC V6K 1Y6 | Plumbing Permit | Residential | New | Issued | Residential - sump | Quality Draintile Ltd
EP-2022-06889 | 2022-08-16 | 2425 W 7TH AVENUE, Vancouver, BC V6K 1Y6 | Electrical Permit | Residential | Renovation - Dwelling Unit(s) only | Expired | Temporary Power - Residential - To provide temporary power. | Wicks Electric Inc
GP-2023-03552 | 2023-11-20 | 2425 W 7TH AVENUE, Vancouver, BC V6K 1Y6 | Gas Permit | Residential | New | Issued | Residential - 1 Water Heaters, 2 Boilers, 2 Ranges & 1 BBQ -Supply and install gas from each meter into each mechanical room -Supply and install gas to each appliance 1 BBQ Rough In (back deck) 2 Range rough in 2 Tankless Water Heater -Connect 2 gas and fire hydronic heating boilers -Connect meter and paint exposed gas lines -Pressure test system and pass inspections >BP: To develop a two storey plus basement two-family dwelling with an attached garage providing two parking spaces having vehicular access from W 7th Ave. 1. A/C proposed – Exterior component located in North & South Yard(front & rear), Interior component located in basement 2. Schedule B: (Xian Min Lily Qiu) P.Eng (778.321.5377) Structural 3. Schedule B: (Tegbir Bajwa) P.Eng (778.995.2404) Geotechnical 4. HPO: Residential Builder- Clay Construction Inc. | DISPATCH PLUMBING INC
EP-2023-08473 | 2023-09-19 | 2425 W 7TH AVENUE, Vancouver, BC V6K 1Y6 | Electrical Permit | Residential | New | Issued | Temporary Power - Residential - To provide temporary power. Renewal of EP-2022-06889 Valid: Aug 16, 2023 to Aug 15, 2024 | Wicks Electric Inc
EP-2024-00532 | NULL | 5005 ASH STREET, Vancouver, BC V5Z 3G3 | Electrical Permit | Commercial | Addition | In Review | Installation / Repair - Commercial - ECOMM system cabling & installation. COMM system is only being installed in common parkade. The antenna is being installed on the roof of 5007 Ash Street. | Cascade Communications & Security Inc
EP-2024-00222 | 2024-01-09 | 5005 ASH STREET, Vancouver, BC V5Z 3G3 | Electrical Permit | Commercial | NULL | Issued | Annual / Operating - 64 UNIT MULTI RESIDENTIAL BUILDING ANNUAL/OPERATING PERMIT Valid January 9th, 2024 Until January 8th, 2025 | LORE ELECTRIC INC
EP-2023-10505 | 2023-11-21 | 5005 ASH STREET, Vancouver, BC V5Z 3G3 | Electrical Permit | Commercial | New | Issued | Temporary Power - Commercial - To provide temporary power for SECURITY EQUIPMENT INSTALLATION ON A POLE Renewal of EP-2022-04213 Valid: May 20, 2023 to May 19, 2024 | 0777792 BC Ltd
PP-2023-02902 | 2023-10-12 | 5005 ASH STREET, Vancouver, BC V5Z 3G3 | Plumbing Permit | Residential | New | Issued | Residential - Onsite civil works (underground storm and sanitary connections) To clarify, we will be installing: 1 x EF3 Stormceptor manhole 1 x 1500m flow control manhole 8LM of PVC storm lead 2 x 1050mm sanitary manholes 45LM of PVC sanitary lead 2 X 150mm DI water services, completed with 45 degrees MJ (1400) restraints, thrust blocks and temporary blow off to PL. approx. 35m >BP: To construct two new 4-storey wood frame buildings over 2 levels of a new below ground storage garage. This Project Site permit is for all below grade work, including site services and the storage garage with parking for 69 vehicles having access from a lane, and which also includes Service Rooms/Amenity Rooms. NOTE: The 2019 VBBL applies to this application which has been reviewed during the Covid-19 Pandemic. This is a staged construction CP Process permit and the applicant is Susana Chui, P. Eng., CP, of Camphora Engineering ltd. Stage 1: Excavation & Shoring. (Aug. 25/21. B. Smith) Stage 2: Foundation & Full Structural to Roof. (Sept. 15/21. B. Smith) Stage 3: Full Construction issued on Oct. 11, 2022. Related: BP-2021-02113: Bldg. 1 (South) at 5007 Ash St BP-2021-02114: Bldg. 2 (North) at 5005 Ash St | Jack Cewe Construction Ltd
EP-2023-09834 | 2023-11-09 | 5005 ASH STREET, Vancouver, BC V5Z 3G3 | Electrical Permit | Commercial | New | Completed | Installation / Repair - Commercial - Heat trace cable install on sprinkler system. N Vent 465C control panel in P1 water entry room. Cable installed through corridor in parkade, through elevator lobby to standpipes feeding both buildings. All line voltage connections and supply power by others. >BP: To construct two new 4-storey wood frame buildings over 2 levels of a new below ground storage garage. This Project Site permit is for all below grade work, including site services and the storage garage with parking for 69 vehicles having access from a lane, and which also includes Service Rooms/Amenity Rooms. NOTE: The 2019 VBBL applies to this application which has been reviewed during the Covid-19 Pandemic. This is a staged construction CP Process permit and the applicant is Susana Chui, P. Eng., CP, of Camphora Engineering ltd. Stage 1: Excavation & Shoring. (Aug. 25/21. B. Smith) Stage 2: Foundation & Full Structural to Roof. (Sept. 15/21. B. Smith) Stage 3: Full Construction issued on Oct. 11, 2022. Rev #1 - (__________) - Exterior and interior changes on the following but not limited to: grade changes at the main door entries, door swings, ramp changes at the garbage room, changes to assemblies related to wall, floor. door, windows, and revised stairwell with the new location for standpipe...(please see change letter for details). Related: BP-2021-02113: Bldg. 1 (South) at 5007 Ash St BP-2021-02114: Bldg. 2 (North) at 5005 Ash St | Eastern Valley Electrical Ltd
EP-2023-09435 | 2023-10-25 | 5005 ASH STREET, Vancouver, BC V5Z 3G3 | Electrical Permit | Commercial | New | Completed | Installation / Repair - Commercial - Heat trace install on domestic cold pipes, hosebibs, and irrigation pipes in parkade. 2 ptraps as well on ramp. >BP: To construct two new 4-storey wood frame buildings over 2 levels of a new below ground storage garage. This Project Site permit is for all below grade work, including site services and the storage garage with parking for 69 vehicles having access from a lane, and which also includes Service Rooms/Amenity Rooms. NOTE: The 2019 VBBL applies to this application which has been reviewed during the Covid-19 Pandemic. This is a staged construction CP Process permit and the applicant is Susana Chui, P. Eng., CP, of Camphora Engineering ltd. Stage 1: Excavation & Shoring. (Aug. 25/21. B. Smith) Stage 2: Foundation & Full Structural to Roof. (Sept. 15/21. B. Smith) Stage 3: Full Construction issued on Oct. 11, 2022. Related: BP-2021-02113: Bldg. 1 (South) at 5007 Ash St BP-2021-02114: Bldg. 2 (North) at 5005 Ash St | Brian Wuttke
EP-2022-09198 | 2022-10-28 | 5005 ASH STREET, Vancouver, BC V5Z 3G3 | Electrical Permit | Commercial | New | Expired | Temporary Power - Commercial - To provide temporary power. | Adept Electrical Services Ltd
EP-2023-03394 | 2023-04-19 | 5005 ASH STREET, Vancouver, BC V5Z 3G3 | Electrical Permit | Commercial | New | Completed | Installation / Repair - Commercial - Telephone, data, CATV, enterphone, card access, CCTV prewire and finish. >BP: This permit is for the construction of a new 4 storey combustible construction, 31 dwelling unit residential building at the North side of this site above the below grade, storage garage with spaces for 69 vehicles and having access from a lane. NOTE: The 2019 VBBL applies to the application which has been reviewed during the Covid-19 Pandemic. NOTE: All fees have been paid under Project Site BP-2021-00055. All related documents are filed under BP-2021-00055. This is a CP Process permit and the applicant is Susana Chui, CP. Stage 1: Excavation & Shoring. Aug. 25/21. B. Smith Stage 2: Foundation & Full Structural to Roof. Amend: July 27, 2023 permit is for BP-2021-02114 (Building 1) | NexGen Technologies Inc
EP-2023-01772 | 2023-03-03 | 5005 ASH STREET, Vancouver, BC V5Z 3G3 | Electrical Permit | Commercial | New | Completed | Installation / Repair - Commercial - Low Voltage HVAC Controls (8) Parking CO/NO2/Comb. Gas Detection System (2) Temperature Controls for Elevator Shaft Ventilation (2) Aquastats for DHW Re-Circ. Pumps (1) Duct thermostat for DH (2) Duct Sensors for MAU-1, 2 (67) Thermostats for VRF Fan Coil Units, Wire VRF Communications (1) Controls for DHW Pre-Heat (VRF Hydro Kit) (65) Timer Switches for ERV (1) Remote Readout for Water Meter >BP: To construct two new 4-storey wood frame buildings over 2 levels of a new below ground storage garage. This Project Site permit is for all below grade work, including site services and the storage garage with parking for 69 vehicles having access from a lane, and which also includes Service Rooms/Amenity Rooms. NOTE: The 2019 VBBL applies to this application which has been reviewed during the Covid-19 Pandemic. This is a staged construction CP Process permit and the applicant is Susana Chui, P. Eng., CP, of Camphora Engineering ltd. Stage 1: Excavation & Shoring. (Aug. 25/21. B. Smith) Stage 2: Foundation & Full Structural to Roof. (Sept. 15/21. B. Smith) Stage 3: Full Construction issued on Oct. 11, 2022. BP-2021-02114: Bldg. 2 (North) at 5005 Ash St | Modern Systems Management Ltd
PP-2023-00513 | 2023-03-16 | 5005 ASH STREET, Vancouver, BC V5Z 3G3 | Plumbing Permit | Commercial | New | Issued | Commercial - Above Grade Plumbing for Autograph Building #1 from Level 1 to 4. ** Separate permit required for civil work** >BP: This permit is for the construction of a new 4 storey combustible construction, 31 dwelling unit residential building at the North side of this site above the below grade, storage garage with spaces for 69 vehicles and having access from a lane. NOTE: The 2019 VBBL applies to the application which has been reviewed during the Covid-19 Pandemic. NOTE: All fees have been paid under Project Site BP-2021-00055. All related documents are filed under BP-2021-00055. This is a CP Process permit and the applicant is Susana Chui, CP. Stage 1: Excavation & Shoring. Aug. 25/21. B. Smith Stage 2: Foundation & Full Structural to Roof. | True Constructible Solutions Ltd
EP-2023-07008 | 2023-08-08 | 5005 ASH STREET, Vancouver, BC V5Z 3G3 | Electrical Permit | Commercial | New | Completed | Installation / Repair - Commercial - Low voltage controls for HVAC - PARKADE >BP: To construct two new 4-storey wood frame buildings over 2 levels of a new below ground storage garage. This Project Site permit is for all below grade work, including site services and the storage garage with parking for 69 vehicles having access from a lane, and which also includes Service Rooms/Amenity Rooms. NOTE: The 2019 VBBL applies to this application which has been reviewed during the Covid-19 Pandemic. This is a staged construction CP Process permit and the applicant is Susana Chui, P. Eng., CP, of Camphora Engineering ltd. Stage 1: Excavation & Shoring. (Aug. 25/21. B. Smith) Stage 2: Foundation & Full Structural to Roof. (Sept. 15/21. B. Smith) Stage 3: Full Construction issued on Oct. 11, 2022. Related: BP-2021-02113: Bldg. 1 (South) at 5007 Ash St BP-2021-02114: Bldg. 2 (North) at 5005 Ash St | Modern Systems Management Ltd
EP-2022-04213 | 2022-05-20 | 5005 ASH STREET, Vancouver, BC V5Z 3G3 | Electrical Permit | Commercial | New | Expired | Temporary Power - Commercial - To provide temporary power for SECURITY EQUIPMENT INSTALLATION ON A POLE >BP:This permit is for the construction of a new 4 storey combustible construction, 31 dwelling unit residential building at the North side of this site above the below grade, storage garage with spaces for 69 vehicles and having access from a lane. NOTE: The 2019 VBBL applies to the application which has been reviewed during the Covid-19 Pandemic. | 0777792 BC Ltd
PP-2022-01870 | 2023-02-15 | 5005 ASH STREET, Vancouver, BC V5Z 3G3 | Plumbing Permit | Commercial | New | Issued | Commercial - Above Grade Plumbing for common area drains only. Contractor to confirm size, depth and location of storm, sanitary and water service connections with City of Vancouver Engineering Services. *Separate permit required for civil may be required >BP:To construct two new 4-storey wood frame buildings over 2 levels of a new below ground storage garage. This Project Site permit is for all below grade work, including site services and the storage garage with parking for 69 vehicles having access from a lane, and which also includes Service Rooms/Amenity Rooms. NOTE: The 2019 VBBL applies to this application which has been reviewed during the Covid-19 Pandemic. This is a staged construction CP Process permit and the applicant is Susana Chui, P. Eng., CP, of Camphora Engineering ltd. Stage 1: Excavation & Shoring. (Aug. 25/21. B. Smith) Stage 2: Foundation & Full Structural to Roof. (Sept. 15/21. B. Smith) Related: BP-2021-02113: Bldg. 1 (South) at 5007 Ash St BP-2021-02114: Bldg. 2 (North) at 5005 Ash St | Broadway Refrigeration & Air Conditioning Co
SP-2022-00132 | 2023-02-23 | 5005 ASH STREET, Vancouver, BC V5Z 3G3 | Sprinkler Permit | Commercial | New | Issued | Commercial - To install sprinklers to NFPA 13 site permit is for all below grade work, including site services and the storage garage with parking for 69 vehicles having access from a lane, and which also includes Service Rooms/Amenity Rooms. This is a staged construction CP Process permit and the applicant is Susana Chui, P. Eng., CP, of Camphora Engineering ltd. Related: SP-2022-01300: Bldg. 1 (South) at 5007 Ash St SP-2022-00131: Bldg. 2 (North) at 5005 Ash St SP-2022-00132: Site Permit | GPM FIRE PROTECTION
EP-2021-09468 | 2022-03-15 | 5005 ASH STREET, Vancouver, BC V5Z 3G3 | Electrical Permit | Commercial | New | Issued | Installation / Repair - Commercial - Spin off permit from EP-2021-09349 >BP: This permit is for the construction of a new 4 storey combustible construction, 31 dwelling unit residential building at the North side of this site above the below grade, storage garage with spaces for 69 vehicles and having access from a lane. NOTE: The 2019 VBBL applies to the application which has been reviewed during the Covid-19 Pandemic. NOTE: All fees have been paid under Project Site BP-2021-00055. All related documents are filed under BP-2021-00055. This is a CP Process permit and the applicant is Susana Chui, CP. Stage 1: Excavation & Shoring. Aug. 25/21. B. Smith Stage 2: Foundation & Full Structural to Roof. | LORE ELECTRIC INC
EP-2021-09349 | 2022-03-15 | 5005 ASH STREET, Vancouver, BC V5Z 3G3 | Electrical Permit | Commercial | New | Issued | Installation / Repair - Commercial - Complete electrical installation of 2 levels of underground parking, 2 four story residential buildings with a total of 64 condo units. >BP: To construct two new 4-storey wood frame buildings over 2 levels of a new below ground storage garage. This Project Site permit is for all below grade work, including site services and the storage garage with parking for 69 vehicles having access from a lane, and which also includes Service Rooms/Amenity Rooms. NOTE: The 2019 VBBL applies to this application which has been reviewed during the Covid-19 Pandemic. This is a staged construction CP Process permit and the applicant is Susana Chui, P. Eng., CP, of Camphora Engineering ltd. Stage 1: Excavation & Shoring. (Aug. 25/21. B. Smith) Stage 2: Foundation & Full Structural to Roof. (Sept. 15/21. B. Smith) Related: BP-2021-02113: Bldg. 1 (South) at 5007 Ash St BP-2021-02114: Bldg. 2 (North) at 5005 Ash St | LORE ELECTRIC INC
SP-2021-01300 | 2023-02-23 | 5005 ASH STREET, Vancouver, BC V5Z 3G3 | Sprinkler Permit | Commercial | New | Issued | Commercial - To install sprinklers to NFPA 13R 2013 throughout this 4-storey wood frame buildings. This Project Site permit is for all below grade work, including site services and the storage garage with parking for 69 vehicles having access from a lane, and which also includes Service Rooms/Amenity Rooms. This is a staged construction CP Process permit and the applicant is Susana Chui, P. Eng., CP, of Camphora Engineering ltd. Related: SP-2022-01300: Bldg. 1 (South) at 5007 Ash St SP-2022-00131: Bldg. 2 (North) at 5005 Ash St SP-2022-00132: Site Permit | GPM FIRE PROTECTION
PP-2023-02190 | 2023-06-21 | 3065 W 39TH AVENUE, Vancouver, BC V6N 2Z7 | Plumbing Permit | Residential | New | Issued | Residential - 1x outside gravity sump | J & R Excavation & Demolition Ltd.
SP-2023-01959 | 2023-10-24 | 3065 W 39TH AVENUE, Vancouver, BC V6N 2Z7 | Sprinkler Permit | Residential | New | Issued | Residential - NEW SPRINKLER SYSTEM >BP: ********Part 5 Design********** To construct a two-storey Infill One-Family Dwelling residential building with an attached 1-car garage (subsidiary to infill dwelling) and one surface parking space at the rear of this existing site. ******THIS PERMIT HAS BEEN REVIEWED AND ISSUED UNDER THE REQUIREMENTS OF VBBL 2019 *********** | Alco Fire Protection Ltd
GP-2023-02873 | 2023-09-29 | 3065 W 39TH AVENUE, Vancouver, BC V6N 2Z7 | Gas Permit | Residential | Renovation | Issued | Residential - Gas fireplace installation To construct a two-storey Infill One-Family Dwelling residential building with an attached 1-car garage (subsidiary to infill dwelling) and one surface parking space at the rear of this existing site. | 496302 BC Ltd
EP-2023-09733 | 2023-11-06 | 3065 W 39TH AVENUE, Vancouver, BC V6N 2Z7 | Electrical Permit | Residential | New | Issued | Installation / Repair - Residential - Security Alarm, Cameras, Cablevision, Network, Telephone, Intercom System >BP: **********************Part 5 Design********************** To construct a two-storey Infill One-Family Dwelling residential building with an attached 1-car garage (subsidiary to infill dwelling) and one surface parking space at the rear of this existing site. ******THIS PERMIT HAS BEEN REVIEWED AND ISSUED UNDER THE REQUIREMENTS OF VBBL 2019 *********** - Primary address updated from 3057 to 3065 W. 39th Avenue by Addressing. Rev.1 - C. Fong - Oct. 12, 2023 - change range to gas stove in kitchen. - dedicate south entry door as principal entrance for fire response point. Travel distance from back of curb to principal entrance is reduced to 42.06m. Entire infill building can be sprinklered to NFPA 13D. Building Review Branch Notes: 1. Sch. A, Sch. D, Arch. B, Struct. B & Geo. B are submitted. 2. Entire building is to be sprinklered to NFPA 13D requirements. 3. No alteration is proposed to the existing heritage 'A' residential building and infill dwelling is for rental only. 4. Existing heritage 'A' building is subject to full upgrade and fully sprinklered per VBBL 11.4.7. if stratification of the parcel/ buildings is contemplated in the future. 4. All new windows, doors, and skylights shall conform to AAMA/WDMA/CSA101/I.S.2/A440, NAFS. | Torrent Technologies Ltd
NULL | NULL | 3065 W 39TH AVENUE, Vancouver, BC V6N 2Z7 | Mechanical Permit | NULL | NULL | Draft | NULL | NULL
GP-2023-02839 | 2023-09-27 | 3065 W 39TH AVENUE, Vancouver, BC V6N 2Z7 | Gas Permit | Residential | New | Issued | Residential - 1 Water Heater, 1 Range, 1 Fireplace & 1 BBQ Piping only to fireplace >BP: To construct a two-storey Infill One-Family Dwelling residential building with an attached 1-car garage (subsidiary to infill dwelling) and one surface parking space at the rear of this existing site. | A & J GAS SERVICES LTD
EP-2023-08713 | 2023-10-13 | 3065 W 39TH AVENUE, Vancouver, BC V6N 2Z7 | Electrical Permit | Residential | New | Issued | Installation / Repair - Residential - ¦ INFILL ¦ 2 X 200A SERVICES/ 1-200A: INFILL/ 1-200A: 1FD ¦ New infill house wiring as per electrical code, 200 amps service installation *An approved mechanical permit is required for the installation of air conditioning or heat pump unit at the time of installation before an electrical inspection will be performed >BP: To construct a two-storey Infill One-Family Dwelling residential building with an attached 1-car garage (subsidiary to infill dwelling) and one surface parking space at the rear of this existing site. Building Review Branch Notes: 1. Sch. A, Sch. D, Arch. B, Struct. B & Geo. B are submitted. 2. Travel distance exceeds 45m, entire building is to be sprinklered to NFPA 13R requirements (no FDC requires) per VBBL 9.10.20.3.(8). 3. No alteration is proposed to the existing heritage 'A' residential building and infill dwelling is for rental only. 4. Existing heritage 'A' building is subject to full upgrade and fully sprinklered per VBBL 11.4.7. if stratification of the parcel/ buildings is contemplated in the future. 4. All new windows, doors, and skylights shall conform to AAMA/WDMA/CSA101/I.S.2/A440, NAFS. | Wirechief Electric Ltd
NULL | NULL | 3065 W 39TH AVENUE, Vancouver, BC V6N 2Z7 | Mechanical Permit | NULL | NULL | Draft | NULL | NULL
MP-2023-02067 | 2023-11-22 | 3065 W 39TH AVENUE, Vancouver, BC V6N 2Z7 | Mechanical Permit | NULL | NULL | Issued | NULL | P&K Mechanical Ltd
PP-2022-01836 | 2022-05-31 | 517 E 16TH AVENUE, Vancouver, BC V5T 2V1 | Plumbing Permit | Residential | New | Completed | Residential - New Duplex >BP: To construct a 2 1/2 storey, two family dwelling with two parking spaces having vehicular access from East 16th Avenue. Note: This is a 2 1/2 storey building pursuant to the Zoning and Development By-Law 1. No A/C unit proposed 2. No bar sink proposed 3. Schedule B: Dan Wicke, P.Eng, (604.484.2859) Structural 4. Schedule B: Matt Kokan, P.Eng, (604.439.0922) Geotechnical 5. HPO: Residential Builder, Saint Construction Management Ltd. "Combustible projections or roof soffits on an exposing building face shall not project to less than .45m from the property line and shall be in compliance with VBBL 2014 9.10.15.5.(9)" The entire building, INCLUDING THE ATTACHED GARAGE (if applicable), to be sprinklered to NFPA 13D. Any alterations or conversions to the attached garage (if applicable) to habitable living space shall not be permitted without first obtaining the approval of the Director of Planning and the Chief Building Official. Thermal protection measures and Laneway house design guidelines shall be required to be met prior to the approval of the conversion. ******THIS PERMIT HAS BEEN ISSUED UNDER THE REQUIREMENTS OF VBBL 2019 AND THE GREEN HOMES PROGRAM****** Addressing data: 517 E 16th Av *Primary Address for Fire and Emergency Response 517 E 16th Av - West One Dwelling (west portion of basement, 1st & 2nd storey) *Primary Address 519 E 16th Av - East One Dwelling (east portion of basement, 1st & 2nd storey) | EXCEL MECHANICAL LTD
EP-2022-03692 | 2022-05-13 | 517 E 16TH AVENUE, Vancouver, BC V5T 2V1 | Electrical Permit | Residential | New | Completed | Installation / Repair - Residential - Power to Private Pole [200a] Dual Meter Base, 100a to each unit Plugs, Switches, Baseboard heaters, AC Rough-in Only, EV Charger Rough in-Only, Pot Lights >BP: To construct a 2 1/2 storey, two family dwelling with two parking spaces having vehicular access from East 16th Avenue. Note: This is a 2 1/2 storey building pursuant to the Zoning and Development By-Law 1. No A/C unit proposed 2. No bar sink proposed 3. Schedule B: Dan Wicke, P.Eng, (604.484.2859) Structural 4. Schedule B: Matt Kokan, P.Eng, (604.439.0922) Geotechnical 5. HPO: Residential Builder, Saint Construction Management Ltd. "Combustible projections or roof soffits on an exposing building face shall not project to less than .45m from the property line and shall be in compliance with VBBL 2014 9.10.15.5.(9)" The entire building, INCLUDING THE ATTACHED GARAGE (if applicable), to be sprinklered to NFPA 13D. Any alterations or conversions to the attached garage (if applicable) to habitable living space shall not be permitted without first obtaining the approval of the Director of Planning and the Chief Building Official. Thermal protection measures and Laneway house design guidelines shall be required to be met prior to the approval of the conversion. ******THIS PERMIT HAS BEEN ISSUED UNDER THE REQUIREMENTS OF VBBL 2019 AND THE GREEN HOMES PROGRAM****** | Pacific Star Electric Inc
EP-2023-06488 | 2023-07-19 | 4516 HEATHER STREET, Vancouver, BC | Electrical Permit | Commercial | New | Issued | Temporary Power - Commercial - To provide temporary power. NOTE: Work authorized by this permit is for placement of a temporary power pole only and does not authorize any site construction and/or excavation. A separate Building Permit will be required prior to commencement of any other work on this site. | S & D ELECTRIC LTD
EP-2023-10653 | 2023-11-26 | 2022 E 6TH AVENUE, Vancouver, BC V5N 1P9 | Electrical Permit | Residential | New | Issued | Temporary Power - Residential - To provide temporary power. | Future Force Systems Ltd
NULL | NULL | 2022 E 6TH AVENUE, Vancouver, BC V5N 1P9 | Gas Permit | Residential | New | Draft | Residential - NEW GAS FIREPLACE WITH VENT & HOOK UPS | Fastgo System 2011 Inc DBA Fireplaces Unlimited
GP-2022-03064 | 2022-10-12 | 2022 E 6TH AVENUE, Vancouver, BC V5N 1P9 | Gas Permit | Residential | New | Issued | Residential - NEW GAS FIREPLACE WITH VENT & HOOK UP >BP: To construct an INFILL one-family dwelling at the rear of the site, with an attached parking garage (providing one parking space) and one surface parking space having vehicular access from the lane. Note: 1- Drawings and documents are all filed under BP-2021-00840. 2- All rooms, including closet and bath rooms that are adjacent to the exposing building face and that have unprotected openings shall be protected with sprinkler system, notwithstanding any exemptions in the sprinkler standards referenced in Article 3.2.5.12. 3- The parking attached to INFILL building serves Unit A in this building. 4- Building envelope shall comply with VBBL 9.27. 5- The permit is issued during the 2021 Pandemic | Fastgo System 2011 Inc DBA Fireplaces Unlimited
EP-2022-10815 | 2023-01-03 | 2022 E 6TH AVENUE, Vancouver, BC V5N 1P9 | Electrical Permit | Residential | New | Issued | Installation / Repair - Residential - Install Low Voltage wiring (networking), Alarm, Data, Tel. Rough-In and Finishing. Vacuum Rough In only. >BP: To construct an INFILL one-family dwelling at the rear of the site, with an attached parking garage (providing one parking space) and one surface parking space having vehicular access from the lane. Note: 1- Drawings and documents are all filed under BP-2021-00840. 2- All rooms, including closet and bath rooms that are adjacent to the exposing building face and that have unprotected openings shall be protected with sprinkler system, notwithstanding any exemptions in the sprinkler standards referenced in Article 3.2.5.12. 3- The parking attached to INFILL building serves Unit A in this building. 4- Building envelope shall comply with VBBL 9.27. 5- The permit is issued during the 2021 Pandemic | Magnificent Security Inc.
GP-2022-02917 | 2022-09-29 | 2022 E 6TH AVENUE, Vancouver, BC V5N 1P9 | Gas Permit | Commercial | New | Issued | Commercial - gas roughen and finish >BP: To construct an INFILL one-family dwelling at the rear of the site, with an attached parking garage (providing one parking space) and one surface parking space having vehicular access from the lane. Note: 1- Drawings and documents are all filed under BP-2021-00840. 2- All rooms, including closet and bath rooms that are adjacent to the exposing building face and that have unprotected openings shall be protected with sprinkler system, notwithstanding any exemptions in the sprinkler standards referenced in Article 3.2.5.12. 3- The parking attached to INFILL building serves Unit A in this building. 4- Building envelope shall comply with VBBL 9.27. 5- The permit is issued during the 2021 Pandemic | ARCO PLUMBING & HEATING LTD
EP-2022-03531 | 2022-05-05 | 2022 E 6TH AVENUE, Vancouver, BC V5N 1P9 | Electrical Permit | Residential | New | Issued | Installation / Repair - Residential - New house wiring fixture & fitting (infill) *An approved mechanical permit is required for the installation of air conditioning or heat pump unit at the time of installation before an electrical inspection will be performed >BP: To construct an INFILL one-family dwelling at the rear of the site, with an attached parking garage (providing one parking space) and one surface parking space having vehicular access from the lane. Note: 1- Drawings and documents are all filed under BP-2021-00840. 2- All rooms, including closet and bath rooms that are adjacent to the exposing building face and that have unprotected openings shall be protected with sprinkler system, notwithstanding any exemptions in the sprinkler standards referenced in Article 3.2.5.12. 3- The parking attached to INFILL building serves Unit A in this building. 4- Building envelope shall comply with VBBL 9.27. 5- The permit is issued during the 2021 Pandemic Amend: Oct 17, 2022 Revise load calculation Remove electric base board heat. >>>>Amend: March 6th, 2023 -value increase for air conditioning $950 | Future Force Systems Ltd
SP-2022-00722 | 2022-05-11 | 2022 E 6TH AVENUE, Vancouver, BC V5N 1P9 | Sprinkler Permit | Residential | New | Issued | Residential - new fire sprinkler system To construct an INFILL one-family dwelling at the rear of the site, with an attached parking garage (providing one parking space) and one surface parking space having vehicular access from the lane. Note: 1- Drawings and documents are all filed under BP-2021-00840. 2- All rooms, including closet and bath rooms that are adjacent to the exposing building face and that have unprotected openings shall be protected with sprinkler system, notwithstanding any exemptions in the sprinkler standards referenced in Article 3.2.5.12. 3- The parking attached to INFILL building serves Unit A in this building. 4- Building envelope shall comply with VBBL 9.27. 5- The permit is issued during the 2021 Pandemic | CENTRE LINE FIRE SPRINKLERS LTD
PP-2022-01989 | 2022-06-09 | 2022 E 6TH AVENUE, Vancouver, BC V5N 1P9 | Plumbing Permit | Residential | New | Issued | Residential - plumbing roughen and finish To construct an INFILL one-family dwelling at the rear of the site, with an attached parking garage (providing one parking space) and one surface parking space having vehicular access from the lane. | ARCO PLUMBING & HEATING LTD
PP-2022-03442 | 2022-09-29 | 5083 MOSS STREET #3, Vancouver, BC V5R 3T6 | Plumbing Permit | Residential | New | Completed | Residential - New fixtures for: >BP: To construct a 2 storey laneway house building with an open parking pad, providing 1 parking space, having vehicular access from the lane. AMEND: JAN 23/2023 Add 4 deck drains on this permit. | AKAL Plumbing & Heating Ltd
PP-2022-02902 | 2022-08-19 | 5083 MOSS STREET #3, Vancouver, BC V5R 3T6 | Plumbing Permit | Residential | New | Completed | Residential - LWH - #3 - sump to be install out side | 4way Excavating & Drain Tile Ltd
PP-2022-03975 | 2022-11-03 | 5083 MOSS STREET #3, Vancouver, BC V5R 3T6 | Plumbing Permit | Residential | New | Cancelled | Residential - sump to be installed out side | 4way Excavating & Drain Tile Ltd
SP-2023-00243 | 2023-02-09 | 5083 MOSS STREET #3, Vancouver, BC V5R 3T6 | Sprinkler Permit | Residential | New | Completed | Residential - LWH - #3 - Install sprinklers in lwh >DB: To construct a 2 storey laneway house building with an open parking pad, providing 1 parking space, having vehicular access from the lane. Note: This is a 1 ½ storey building pursuant to the Zoning & Development By-law 1. Covenant registered at the Land Title Office under CA9412257 2. No Strata Titling permitted 3. No A/C unit located | Gold Key Fire Protection Ltd
EP-2023-00562 | 2023-01-30 | 5083 MOSS STREET #3, Vancouver, BC V5R 3T6 | Electrical Permit | Residential | New | Completed | Installation / Repair - Residential - LWH - #3 - Single-phase service, all outlets, roughing and connection, lighting system, and all electrical equipment connection. Also prewire communication cables, data cables and TV Cable. Building to be sprinkled to NFPA 13R requirement. MAIN SERVICE: 200A, MAIN HOUSE: 125A, LWH: 100A, 2 Meter System. >DB: To construct a 2 storey laneway house building with an open parking pad, providing 1 parking space, having vehicular access from the lane. Note: This is a 1 ½ storey building pursuant to the Zoning & Development By-law 1. Covenant registered at the Land Title Office under CA9412257 2. No Strata Titling permitted 3. No A/C unit located | Aidea Solutions Ltd
GP-2022-02775 | 2022-11-29 | 4986 PRINCE ALBERT STREET #3, Vancouver, BC V5W 3C6 | Gas Permit | Residential | New | Completed | Residential - LWH - #3 - Install one natural gas free standing fireplace >DB: To construct a 1 storey laneway house building and 1 open parking pad, having vehicular access from the lane Note: This is a 1 storey building pursuant to the Zoning & Development By-law 1. No A/C unit proposed | Vancouver Gas Fireplaces Ltd
EP-2022-00520 | 2022-06-16 | 4986 PRINCE ALBERT STREET #3, Vancouver, BC V5W 3C6 | Electrical Permit | Residential | New | Completed | Installation / Repair - Residential - Installation of 4.88 kW photovoltaic system and EV charger. >BP: To construct a 1 storey laneway house building ($129,500.00) and 1 open parking pad, having vehicular access from the lane Note: This is a 1 storey building pursuant to the Zoning & Development By-law 1. No A/C unit proposed 2. Schedule B: Sebastian Guerrero P.Eng (604-902-1404) Structural 3. Schedule B Matt Kokan, P.Eng. (604-439-0922) Geotechnical 4. Schedule B Leon Bell P.Eng. (604-736-1779 ) Structural -Solar Panels 5. HPO: Residential Builder- Walter Jonathan Van Der Kamp Addressing Note: #3-4986 Prince Albert St - Laneway House Note: As a result of the addition of the laneway house, the existing secondary suite address, 4982 Prince Albert St, will be cancelled and the site will be as follows: #1-4986 Prince Albert St - Principal Dwelling #2-4986 Prince Albert St - Secondary Suite #3-4986 Prince Albert St - Laneway House The address number is to be posted to the building to be visible from the street and the suite numbers are to be posted at the suite entries in accordance with the Building By-law prior to final inspection. ******THIS PERMIT HAS BEEN ISSUED UNDER THE REQUIREMENTS OF VBBL #12511 (2019)****** Amend: Nov 24, 2022 EV Charger is back ordered from manufacturer and currently not available. We would like the permit for the solar energy to go ahead without the EV charger. | Vancouver Renewable Energy Cooperative
PP-2022-00916 | 2022-11-08 | 1807 LARCH STREET, Vancouver, BC V6K 3N9 | Plumbing Permit | Commercial | New | Issued | Commercial - New construction - multi family To construct a 6 storey wood-frame residential building separated by a firewall, consisting of sixty-eight (68) rental units (20% allocate to MIRHPP) all over one level of underground parkade. | Atrysten Plumbing and Heating Limited
SP-2022-00417 | 2022-11-23 | 1807 LARCH STREET, Vancouver, BC V6K 3N9 | Sprinkler Permit | Commercial | New | Issued | Commercial - **BELOW GRADE SPRINKELRS AND CONSTRUCTION STANDPIPE ONLY** For all sprinkler work to the 2019 VBBL; NFPA 13, 2013; standpipe work to NFPA 14, 2013 for the construction standpipe and below grade sprinklers (excluding the residential units) only for this new construct a 6 storey wood-frame residential building separated by a firewall, consisting of sixty-eight (68) rental units (20% allocate to MIRHPP) all over one level of underground parkade. THIS IS A CERTIFIED PROFESSIONAL PROJECT and the CP is Susana Chui, P.Eng., CP of Camphora Engineering This application does not include any of the following: • Warehouse storage arrangements, or mobile compact storage arrangements. • Flexible sprinkler pipe. • Information Technology Equipment Rooms (e.g. IT Rooms, LAN Rooms, etc.). • Alternative solutions. Notes: 1. Sprinkler Engineer of Record Mr. Rob Gregg of MCW. T: 604 687 1821 E: rgregg@mcw.com 2. One set of approved drawings and permit to be available for viewing at the jobsite. 3. Construction Standpipe to Bulletin 2017-003-BU/FI, VBBL, NFPA 14, and VFBL. 4. Separate permit and documents required for for above grade sprinklers and residential sprinklers on the Basement level. | Frontier Fire Protection Ltd
EP-2022-03055 | 2022-07-14 | 1807 LARCH STREET, Vancouver, BC V6K 3N9 | Electrical Permit | Commercial | New | Issued | Installation / Repair - Commercial - New Electrical Construction for 6 storey wood frame residential building consisting of 68 units and one Level of underground parkade >Permit Amendment Oct 06, 2023 -"Update to include low voltage" >BP: To construct a 6 storey wood-frame residential building separated by a firewall, consisting of sixty-eight (68) rental units (20% allocate to MIRHPP) all over one level of underground parkade. Note: This permit was reviewed under VBBL 2019 and during the COVID 19 pandemic. 29-Sep-2021 - Stage 1 (excavation and shoring) issued. 23-Mar- 2022 - Stage 2 ( foundation to grade, structural only) issued. | Red Seal Electric Ltd
EP-2022-03056 | 2022-04-14 | 1807 LARCH STREET, Vancouver, BC V6K 3N9 | Electrical Permit | Commercial | New | Expired | Interim - Commercial - Electrical work for underground parkade and slab - Interim permit for EP-2022-03055 >BP: To construct a 6 storey wood-frame residential building separated by a firewall, consisting of sixty-eight (68) rental units (20% allocate to MIRHPP) all over one level of underground parkade. Note: This permit was reviewed under VBBL 2019 and during the COVID 19 pandemic. 29-Sep-2021 - Stage 1 (excavation and shoring) issued. 23-Mar- 2022 - Stage 2 ( foundation to grade, structural only) issued. | Red Seal Electric Ltd
PP-2022-01383 | 2022-04-25 | 1807 LARCH STREET, Vancouver, BC V6K 3N9 | Plumbing Permit | Commercial | New | Issued | Commercial - Underground Plumbing >To construct a 6 storey wood-frame residential building separated by a firewall, consisting of sixty-eight (68) rental units (20% allocate to MIRHPP) all over one level of underground parkade. Note: This permit was reviewed under VBBL 2019 and during the COVID 19 pandemic. 29-Sep-2021 - Stage 1 (excavation and shoring) issued. 23-Mar- 2022 - Stage 2 ( foundation to grade, structural only) issued. | Atrysten Plumbing and Heating Limited
EP-2022-10283 | 2023-01-10 | 1807 LARCH STREET, Vancouver, BC V6K 3N9 | Electrical Permit | Commercial | New | Expired | Temporary Power - Commercial - To provide temporary power. Renewal of EP-2021-09029 Valid: Dec 6, 2022 to Dec 5, 2023 | Red Seal Electric Ltd
SP-2023-00396 | 2023-07-19 | 1807 LARCH STREET, Vancouver, BC V6K 3N9 | Sprinkler Permit | Commercial | New | Issued | Commercial - **ABOVE GRADE SPRINKELRS ONLY AND FINAL STANDPIPE** For all sprinkler work to the 2019 VBBL; NFPA 13, 2013; standpipe work to NFPA 14, 2013 for the construction standpipe and below grade sprinklers (excluding the residential units) only for this new construct a 6 storey wood-frame residential building separated by a firewall, consisting of sixty-eight (68) rental units (20% allocate to MIRHPP) all over one level of underground parkade. THIS IS A CERTIFIED PROFESSIONAL PROJECT and the CP is Susana Chui, P.Eng., CP of Camphora Engineering This application does not include any of the following: - Warehouse storage arrangements, or mobile compact storage arrangements. - Information Technology Equipment Rooms (e.g. IT Rooms, LAN Rooms, etc.). Related Permits: - AL-2022-00232 – Protection of Combustible Projections Across the Firewall - AL-2022-00019 – To Permit 2-h Firewall to Terminate on a 2-h Concrete Slab - SP-2022-00417 - Below Grade and Construction Standpipe Notes: 1. Sprinkler Engineer of Record Mr. Rob Gregg of MCW. T: 604 687 1821 E: rgregg@mcw.com 2. One set of approved drawings and permit to be available for viewing at the jobsite. 3. Construction Standpipe to Bulletin 2017-003-BU/FI, VBBL, NFPA 14, and VFBL. **Flexible Sprinkler Pipe - Victaulic QR Flex Dry Pendent (V3506) for protection of exterior balconies as noted on the drawings.** | Frontier Fire Protection Ltd
EP-2023-10923 | 2023-12-05 | 1807 LARCH STREET, Vancouver, BC V6K 3N9 | Electrical Permit | Commercial | New | Issued | Temporary Power - Commercial - To provide temporary power. Renewal of EP-2021-09029 Valid: Dec 6, 2022 to Dec 5, 2023 | Red Seal Electric Ltd
EP-2023-09451 | 2023-11-07 | 1807 LARCH STREET, Vancouver, BC V6K 3N9 | Electrical Permit | Residential | New | Issued | Installation / Repair - Residential - Ecomm System Installation >BP: To construct a 6 storey wood-frame residential building separated by a firewall, consisting of sixty-eight (68) rental units (20% allocate to MIRHPP) all over one level of underground parkade. Note: This permit was reviewed under VBBL 2019 and during the COVID 19 pandemic. 29-Sep-2021 - Stage 1 (excavation and shoring) issued. 23-Mar- 2022 - Stage 2 ( foundation to grade, structural only) issued. 12-Aug- 2022 - Stage 3 ( full permit ) issued. 05-Dec-2022 - BP Revision#1 TJI joists substituted for dimensional lumber joists of equivalent or greater capacity. · Revised joist framing direction at balconies from L2 and up to allow mechanical servicesto pass between joists. · Replace large cross sectional wood posts for steel posts, or wood posts with more favourable dimensions that have equal or greater capacity to improve architectural layout. · Revise rooftop over egress stairs to wood frame instead of steel constructed as originally designed. | Metro Mobile Radio Sales Inc
EP-2022-07785 | 2022-09-16 | 603 E 57TH AVENUE #3, Vancouver, BC V5X 1T1 | Electrical Permit | Residential | New | Completed | Installation / Repair - Residential - low wiring for security alarm data and tel and cable >BP: To construct a 2 storey laneway house building ($142,750) with an open parking pad providing 1 parking space having vehicular access from the lane The entire building, INCLUDING THE ATTACHED GARAGE (if applicable), to be sprinklered to NFPA 13D. Note: Parking for the site has been provided under DB-2021-00255 (construction of LWH) Note: This is a 1 1/2 storey building pursuant to the Zoning & Development By-law 1. Covenant registered at the Land Title Office under CA9152169 2. No Strata Titling permitted 3. No A/C unit proposed 4. Structural and geotechnical schedule B: Jason Hui of Vancouver Engineering & consulting Ltd. (778.319.3403) 5. HPO: Multani & Caldeira Developments Inc. "Combustible projections or roof soffits on an exposing building face shall not project to less than .45m from the property line and shall be in compliance with VBBL 2019 9.10.15.5.(11)" Any alterations or conversions to the attached garage (if applicable) to habitable living space shall not be permitted without first obtaining the approval of the Director of Planning and the Chief Building Official. Thermal protection measures and Laneway house design guidelines shall be required to be met prior to the approval of the conversion. ******THIS PERMIT HAS BEEN ISSUED UNDER THE REQUIREMENTS OF VBBL 2019****** | Premier Audio & Home Integration Inc
SP-2022-00586 | 2022-04-27 | 603 E 57TH AVENUE #3, Vancouver, BC V5X 1T1 | Sprinkler Permit | Residential | New | Issued | Residential - Provide fire sprinkler through out. >BP: To construct a 2 storey laneway house building ($142,750) with an open parking pad providing 1 parking space having vehicular access from the lane The entire building, INCLUDING THE ATTACHED GARAGE (if applicable), to be sprinklered to NFPA 13D. Note: Parking for the site has been provided under DB-2021-00255 (construction of LWH) Note: This is a 1 1/2 storey building pursuant to the Zoning & Development By-law 1. Covenant registered at the Land Title Office under CA9152169 2. No Strata Titling permitted 3. No A/C unit proposed 4. Structural and geotechnical schedule B: Jason Hui of Vancouver Engineering & consulting Ltd. (778.319.3403) 5. HPO: Multani & Caldeira Developments Inc. "Combustible projections or roof soffits on an exposing building face shall not project to less than .45m from the property line and shall be in compliance with VBBL 2019 9.10.15.5.(11)" Any alterations or conversions to the attached garage (if applicable) to habitable living space shall not be permitted without first obtaining the approval of the Director of Planning and the Chief Building Official. Thermal protection measures and Laneway house design guidelines shall be required to be met prior to the approval of the conversion. ******THIS PERMIT HAS BEEN ISSUED UNDER THE REQUIREMENTS OF VBBL 2019****** Addressing: Laneway house: #3 - 603 E 57th Ave | Rising Force Fire Sprinkler Installations and Service Inc
PP-2022-01324 | 2022-04-20 | 603 E 57TH AVENUE #3, Vancouver, BC V5X 1T1 | Plumbing Permit | Residential | New | Completed | Residential - LWH #3 - Supply and install ABS drainage, waste, and venting to accommodate all fixtures -Supply and install new PEX pipe to accommodate all fixtures Page 3 of 3 -Install tubs, showers, valves -Supply and install main water shut off, check valve, Caleffi PRV with gauge, fire sprinkler tee, clothes washer box and specialty Aquor exterior hose bib -Install fixtures, trims and faucets for completion and occupancy -Test plumbing systems and coordinate inspections for DWV static test, waterpipe pressure test and final inspection To construct a 2 storey laneway house building ($142,750) with an open parking pad providing 1 parking space having vehicular access from the lane The entire building, INCLUDING THE ATTACHED GARAGE (if applicable), to be sprinklered to NFPA 13D. Note: Parking for the site has been provided under DB-2021-00255 (construction of LWH) Note: This is a 1 1/2 storey building pursuant to the Zoning & Development By-law 1. Covenant registered at the Land Title Office under CA9152169 2. No Strata Titling permitted 3. No A/C unit proposed | DISPATCH PLUMBING INC
EP-2022-02209 | 2022-09-20 | 603 E 57TH AVENUE #3, Vancouver, BC V5X 1T1 | Electrical Permit | Residential | New | Issued | Installation / Repair - Residential - Laneway house electrical, power, lighting and data. >BP: To construct a 2 storey laneway house building ($142,750) with an open parking pad providing 1 parking space having vehicular access from the lane The entire building, INCLUDING THE ATTACHED GARAGE (if applicable), to be sprinklered to NFPA 13D. Note: Parking for the site has been provided under DB-2021-00255 (construction of LWH) Note: This is a 1 1/2 storey building pursuant to the Zoning & Development By-law 1. Covenant registered at the Land Title Office under CA9152169 2. No Strata Titling permitted 3. No A/C unit proposed 4. Structural and geotechnical schedule B: Jason Hui of Vancouver Engineering & consulting Ltd. (778.319.3403) 5. HPO: Multani & Caldeira Developments Inc. "Combustible projections or roof soffits on an exposing building face shall not project to less than .45m from the property line and shall be in compliance with VBBL 2019 9.10.15.5.(11)" Any alterations or conversions to the attached garage (if applicable) to habitable living space shall not be permitted without first obtaining the approval of the Director of Planning and the Chief Building Official. Thermal protection measures and Laneway house design guidelines shall be required to be met prior to the approval of the conversion. ******THIS PERMIT HAS BEEN ISSUED UNDER THE REQUIREMENTS OF VBBL 2019****** Addressing: Laneway house: #3 - 603 E 57th Av Amend: Nov 9, 2022 update permit to show 400 amp 120/240 3 wire single phase service | Wicks Electric Inc
GP-2022-01208 | 2022-04-19 | 5180 ABERDEEN STREET #1, Vancouver, BC V5R 4M3 | Gas Permit | Residential | New | Completed | Residential - NEW CONSTRUCTION GAS WORK To construct a two-storey two-family dwelling with two Lock-Units located in the basement, with a attached garage at the rear providing 2 parking spaces, having vehicular access from the lane. Note: This is a 2 storey building pursuant to the Zoning and Development By-Law 1. Covenant registered at the Land Title Office under CA9484490 & CA9484491 2. No strata titling permitted 3. A/C units proposed 4. Schedule B: Md. Shahidul Alam (604-653-7475) Structural & Geotechnical 5. HPO: Residential Builder - R V Homes Ltd | Nand's Plumbing & Tiles Ltd
PP-2022-00368 | 2023-07-12 | 5182 ABERDEEN STREET, Vancouver, BC V5R 4M3 | Plumbing Permit | Residential | New | Cancelled | Residential - new construction | Nand's Plumbing & Tiles Ltd
SP-2022-00551 | 2022-04-19 | 2841 E HASTINGS STREET, Vancouver, BC V5K 2A1 | Sprinkler Permit | Commercial | Renovation | Completed | Commercial - couple relocates and new heads to accommodate new tenant >BP: To change the use and major occupancy of approximately 340.8 m² (3668.3 sq. ft.) from a Retail store to a Fitness Studio - Class 2 in this existing 6-storey mixed-use building. Address Note: 388 Kaslo Street - residential lobby 1st-6th storeys see related POSSE PERMIT: BP-2016-00814 Note: Application is processed under VBBL 2019. *****This application does not include any of the following: 1. Not more than 20 sprinklers (add, relocate, or remove), 2. hydraulic calculations, 3. change in occupancy and /or hazard classification, 4. warehouse storage arrangements, 5. mobile compact storage arrangements, 6. alternative solutions, 7. changes to the sprinkler system supply piping (e.g. valves, mains, cross-mains, branch-lines, etc.), or 8. flexible sprinkler pipe. | General Sprinkler Systems Ltd
EP-2022-02133 | 2022-03-17 | 2841 E HASTINGS STREET, Vancouver, BC V5K 2A1 | Electrical Permit | Commercial | Tenant Improvement | Completed | Installation / Repair - Commercial - Tenant Improvement - Lighting & Power >BP: Building Permit for DP-2021-00591 To change the use and major occupancy of approximately 340.8 m² (3668.3 sq. ft.) from a Retail store to a Fitness Studio - Class 2 in this existing 6-storey mixed-use building. Address Note: 388 Kaslo Street - residential lobby 1st-6th storeys see related POSSE PERMIT: BP-2016-00814 Amend: July 15, 2022 Re-Re fire alarm unit horn & end resistor | Valence Electrical Inc
PP-2023-01078 | 2023-03-28 | 3445 W 30TH AVENUE #3, Vancouver, BC V6S 1W3 | Plumbing Permit | Residential | Addition | Issued | Residential - LWH - #3 - Sump permit for laneway house | Hands On Demolition & Excavating Ltd
EP-2023-04727 | 2023-06-06 | 3445 W 30TH AVENUE #3, Vancouver, BC V6S 1W3 | Electrical Permit | Residential | New | Completed | Installation / Repair - Residential - New Electrical for new - LWH No need to disconnect or reconnect single family dwelling >BP: To construct a 1 storey laneway house building ($160,500) with an open parking pad, providing 1 parking space, having vehicular access from the lane. Note: This is a 1 storey building pursuant to the Zoning & Development By-law 1. Covenant registered at the Land Title Office under CA8500406 2. No Strata Titling permitted 3. No A/C unit proposed 4. Schedule B: ShaoZhe Guo P.Eng (778-826-0525) Structural & Geotechnical 5. HPO: Residential Builder- NEST Builders Ltd. 604-562-5656 | Mr. Sparky Electric Ltd.
SP-2023-01021 | 2023-06-08 | 3445 W 30TH AVENUE #3, Vancouver, BC V6S 1W3 | Sprinkler Permit | Residential | New | Issued | Residential - LWH - #3 - New piping and sprinkler head installation in laneway >DB: To construct a 1 storey laneway house building with an open parking pad, providing 1 parking space, having vehicular access from the lane. Note: This is a 1 storey building pursuant to the Zoning & Development By-law 1. Covenant registered at the Land Title Office under CA8500406 2. No Strata Titling permitted 3. No A/C unit proposed | MP FIRE PROTECTION LTD
GP-2023-01492 | 2023-05-30 | 3445 W 30TH AVENUE #3, Vancouver, BC V6S 1W3 | Gas Permit | Residential | New | Completed | Residential - 1 Boiler 80000 btu 1 BBQ 1 Fireplace 1 Range >BP: To construct a 1 storey laneway house building with an open parking pad, providing 1 parking space, having vehicular access from the lane. | Koolmax Heating and Cooling Ltd
GP-2022-01412 | 2022-05-10 | 2180 E 13TH AVENUE, Vancouver, BC V5N 2C4 | Gas Permit | Residential | New | Completed | Residential - Gas to duplex with I boiler in each unit. | A & J GAS SERVICES LTD
SP-2022-00696 | 2022-05-08 | 5790 HUDSON STREET #3, Vancouver, BC V6M 2Z3 | Sprinkler Permit | Residential | New | Cancelled | Residential - To Install 11 sprinkler heads To construct a 1 ½ storey laneway house building with an detached garage and 1 open parking pad, providing total of 3 parking space, having vehicular access from the 20' Lane. Note: This is a 1 ½ storey building pursuant to the Zoning & Development By-law. Note: To achieve the required FSR. A floor space exclusion of 3% has been applied to this application as per section 11.17.24 of the district schedule, to accommodate improved building performance. 1. Covenant registered at the Land Title Office under CA8657748 2. No Strata Titling permitted 3. A/C Unit proposed in rear yard 4. Schedule B: (Zhanchao Zhao) P.Eng (604.526.1305) Structural & Geotechnical 5. HPO: Residential Builder-- Hengwang Construction | General Sprinkler Systems Ltd
NULL | NULL | 5790 HUDSON STREET #3, Vancouver, BC V6M 2Z3 | Electrical Permit | Residential | New | Draft | Installation / Repair - Residential - Roughing wiring and finishing | NULL
NULL | NULL | 5790 HUDSON STREET #3, Vancouver, BC V6M 2Z3 | Electrical Permit | NULL | New | Draft | Installation / Repair - - Roughing wiring and finishing | NULL
EP-2022-04587 | 2022-06-02 | 5790 HUDSON STREET #3, Vancouver, BC V6M 2Z3 | Electrical Permit | Residential | New | Issued | Installation / Repair - Residential - Roughing wiring and finishing. Main Consumer's Sevice: 400A. 3 Electric Meters. Main House Sevice: 150A. Secondary Suite Service: 100A. LWH Service: 100A. >BP: To construct a 1 ½ storey laneway house building ($168,747.50) with an detached garage and 1 open parking pad, providing total of 3 parking space, having vehicular access from the 20' Lane. Note: This is a 1 ½ storey building pursuant to the Zoning & Development By-law. Note: To achieve the required FSR. A floor space exclusion of 3% has been applied to this application as per section 11.17.24 of the district schedule, to accommodate improved building performance. 1. Covenant registered at the Land Title Office under CA8657748 2. No Strata Titling permitted 3. A/C Unit proposed in rear yard 4. Schedule B: (Zhanchao Zhao) P.Eng (604.526.1305) Structural & Geotechnical 5. HPO: Residential Builder-- Hengwang Construction Addressing Note: Building 2 #3-5790 Hudson St - Laneway House (1.5 storey) Address and suite number assigned as per approved plans for Fire and Emergency response. The address number is to be posted to the building to be visible from the street and the suite number is to be posted at the suite entry in accordance with the Building By-law prior to final inspection. ******THIS PERMIT HAS BEEN ISSUED UNDER THE REQUIREMENTS OF VBBL 2019****** | Ying Shi dba York Electrical Services
SP-2022-00839 | 2022-05-27 | 5790 HUDSON STREET #3, Vancouver, BC V6M 2Z3 | Sprinkler Permit | Residential | New | Issued | Residential - To Install 11 sprinkler heads >To construct a 1 ½ storey laneway house building ($168,747.50) with an detached garage and 1 open parking pad, providing total of 3 parking space, having vehicular access from the 20' Lane. Note: This is a 1 ½ storey building pursuant to the Zoning & Development By-law. Note: To achieve the required FSR. A floor space exclusion of 3% has been applied to this application as per section 11.17.24 of the district schedule, to accommodate improved building performance. 1. Covenant registered at the Land Title Office under CA8657748 2. No Strata Titling permitted 3. A/C Unit proposed in rear yard 4. Schedule B: (Zhanchao Zhao) P.Eng (604.526.1305) Structural & Geotechnical 5. HPO: Residential Builder-- Hengwang Construction Addressing Note: Building 2 #3-5790 Hudson St - Laneway House (1.5 storey) Address and suite number assigned as per approved plans for Fire and Emergency response. The address number is to be posted to the building to be visible from the street and the suite number is to be posted at the suite entry in accordance with the Building By-law prior to final inspection. ******THIS PERMIT HAS BEEN ISSUED UNDER THE REQUIREMENTS OF VBBL 2019****** | General Sprinkler Systems Ltd
GP-2022-00457 | 2022-02-14 | 5790 HUDSON STREET #3, Vancouver, BC V6M 2Z3 | Gas Permit | Residential | New | Issued | Residential - To construct a 1 ½ storey laneway house building with an detached garage and 1 open parking pad, providing total of 3 parking space, having vehicular access from the 20' Lane. Note: This is a 1 ½ storey building pursuant to the Zoning & Development By-law. Note: To achieve the required FSR. A floor space exclusion of 3% has been applied to this application as per section 11.17.24 of the district schedule, to accommodate improved building performance. 1. Covenant registered at the Land Title Office under CA8657748 2. No Strata Titling permitted 3. A/C Unit proposed in rear yard 4. Schedule B: (Zhanchao Zhao) P.Eng (604.526.1305) Structural & Geotechnical 5. HPO: Residential Builder-- Hengwang Construction | Hundal Brothers Plumbing & Heating Ltd
PP-2022-00492 | 2022-02-14 | 5790 HUDSON STREET #3, Vancouver, BC V6M 2Z3 | Plumbing Permit | Residential | New | Issued | Residential - LWH - #3 - Laneway House New Work To construct a 1 ½ storey laneway house building parking space, having vehicular access from the 20' Lane. Note: This is a 1 ½ storey building pursuant to the Zoning & Development By-law. Note: To achieve the required FSR. A floor space exclusion of 3% has been applied to this application as per section 11.17.24 of the district schedule, to accommodate improved building performance. 1. Covenant registered at the Land Title Office under CA8657748 2. No Strata Titling permitted 3. A/C Unit proposed in rear yard | Hundal Brothers Plumbing & Heating Ltd
PP-2022-00144 | 2022-01-18 | 5790 HUDSON STREET #3, Vancouver, BC V6M 2Z3 | Plumbing Permit | Residential | New | Issued | Residential - LWH - #3 - One outside sump To construct a 1 ½ storey laneway house building with an detached garage and 1 open parking pad, providing total of 3 parking space, having vehicular access from the 20' Lane. Note: This is a 1 ½ storey building pursuant to the Zoning & Development By-law. Note: To achieve the required FSR. A floor space exclusion of 3% has been applied to this application as per section 11.17.24 of the district schedule, to accommodate improved building performance. 1. Covenant registered at the Land Title Office under CA8657748 2. No Strata Titling permitted 3. A/C Unit proposed in rear yard | East West Excavating Ltd
EP-2022-04079 | 2022-05-26 | 1024 KEEFER STREET, Vancouver, BC V6A 1Z1 | Electrical Permit | Residential | Addition | Issued | Installation / Repair - Residential - wiring of the in fill house and main house and new electrical service to both >BP: Building Permit for DP-2019-00875 to convert the existing 1-Family Dwelling with character merit (Heritage 'C' TBC) to a 3-storey one-Family Dwelling with a secondary suite. Note: The built-in parking in the infill building is to be used by the infill dwelling unit only. | David Stein
MP-2023-01036 | 2023-06-07 | 1024 KEEFER STREET, Vancouver, BC V6A 1Z1 | Mechanical Permit | NULL | NULL | Issued | NULL | JJ&A Mechanical LTD
EP-2022-01430 | NULL | 2733 TURNER STREET, Vancouver, BC V5K 2G3 | Electrical Permit | Residential | New | Withdrawn | Installation / Repair - Residential - Extra Low Voltage Prewire & Finishing for TV, Tel, Data, Security Alarm & CCTV | Secure Worx AV & Automation Inc
PP-2022-02226 | NULL | 488 BROUGHTON STREET, Vancouver, BC V6G 2H4 | Plumbing Permit | Commercial | New | Withdrawn | Commercial - Provide Plumbing services for new 11 storey mixed use building. To construct a new 11 storey mixed-use building consisting of: 1st, 2nd & 3rd storeys - elementary school with kindergarden at the second storey, 4th storey - 65 space childcare facility with 0-to 5 & 3 to 5 age groups, 5th to 11 storey - 60 affordable non-market residential units. The residential bike storages and storage rooms will be located in the basement. The building is constructed adjacent to the existing Coal Harbour Community Centre and will complete the Phase II of the Coal Harbour Community Mixed-Use development proposed in 1997. Phase I (Coal Harbour Community Centre) and Phase II ( New 11-storey Mixed Use Building) buildings will be constructed as separate buildings from VBBL standpoint, but both buildings will interconnect at basement and first storey and will share some facilities such as parking garage and exit stair. | CLAIRMONT MECHANICAL CONTRACTING LTD
EP-2022-01743 | 2022-03-03 | 488 BROUGHTON STREET, Vancouver, BC V6G 2H4 | Electrical Permit | Commercial | New | Expired | Temporary Power - Commercial - To provide temporary power. | MDE Enterprises Ltd
EP-2022-03231 | 2022-04-21 | 488 BROUGHTON STREET, Vancouver, BC V6G 2H4 | Electrical Permit | Commercial | New | Expired | Temporary Power - Commercial - To provide temporary power. | K S Maude Electric Ltd
EP-2022-02840 | 2022-04-07 | 488 BROUGHTON STREET, Vancouver, BC V6G 2H4 | Electrical Permit | Commercial | New | Expired | Temporary Power - Commercial - To provide temporary power. Amend: Apr 21, 2022 The work description must read: "To provide temporary power for site. GW-4823621 is the reference number for the TEMP power connection under design D-0004786620 which allowed us to build two 400A 600/347V 3P 4W services for temporary construction." As per Rob Palmer, District Electrical Inspector. | K S Maude Electric Ltd
EP-2023-05412 | 2023-06-19 | 488 BROUGHTON STREET, Vancouver, BC V6G 2H4 | Electrical Permit | Commercial | New | Issued | Temporary Power - Commercial - To provide temporary power. -renewal of expired: EP-2022-01743 -Valid: March 4, 2023 - March 3, 2024 | MDE Enterprises Ltd
EP-2023-05059 | NULL | 488 BROUGHTON STREET, Vancouver, BC V6G 2H4 | Electrical Permit | Commercial | New | Withdrawn | Interim - Commercial - >>>INTERIM Grounding and branch wiring conduits to be encased in concrete >>BP: To construct a new 11-storey, mixed-use building consisting of: 1st, 2nd & 3rd storeys - Elementary School with Kindergarden at the 2nd storey; 4th storey - 65 space Childcare Facility with: 0-to 5 & 3 to 5 age groups, 5th to 11 storey - 60 Affordable non-market residential units. The residential bike storages and storage rooms will be located in the basement. The building is constructed adjacent to the existing Coal Harbour Community Centre and will complete the Phase II of the Coal Harbour Community Mixed-Use Development proposed in 1997. Phase I (Coal Harbour Community Centre) and Phase II (New 11-storey, Mixed Use Building). Buildings will be constructed as separate buildings from VBBL standpoint, but both buildings will interconnect at basement and first storey levels and will share some facilities, such as parking garage and exit stair. STAGE I - Excavation, Shoring & Soil Mix Panels - Issued: Feb. 16, 2022. STAGE I - Rev. #1 - Revised Ground Improvement approach. Issued: May 5, 2022. STAGE II - Foundation to Grade, Structural only Issued: Sept. 2, 2022. STAGE III - Full Structure Issued: Jan. 13, 2023. STAGE IV - Full Permit Issued: Jan. 20, 2023. NOTE: The separation between two buildings (Phase I and Phase II) and related VBBL requirements have been addressed on an Alternative Solution bases; Refer to AL-2021-00161- Revised. A survey plan - "No build" sketch issued on Nov. 29, 2022 showing exact location of the above-grade limiting distance line, and "No build" area was submitted by the Applicant and included in the Code Report and AL-2021-00161 (To be revised???). Also, see documents in POSSE. | MDE Enterprises Ltd
EP-2023-02681 | 2023-03-29 | 488 BROUGHTON STREET, Vancouver, BC V6G 2H4 | Electrical Permit | Commercial | New | Issued | Temporary Power - Commercial - To provide temporary power. Renewal of EP-2022-02840 Valid: Apr 7, 2023 to Apr 6, 2024 Amend: Apr 21, 2022 The work description must read: "To provide temporary power for site. GW-4823621 is the reference number for the TEMP power connection under design D-0004786620 which allowed us to build two 400A 600/347V 3P 4W services for temporary construction." As per Rob Palmer, District Electrical Inspector. | K S Maude Electric Ltd
EP-2023-02682 | 2023-03-29 | 488 BROUGHTON STREET, Vancouver, BC V6G 2H4 | Electrical Permit | Commercial | New | Issued | Temporary Power - Commercial - To provide temporary power. Renewal of EP-2022-03231 Valid: Apr 21, 2023 to Apr 20, 2024 | K S Maude Electric Ltd
PP-2023-00517 | 2023-03-30 | 488 BROUGHTON STREET, Vancouver, BC V6G 2H4 | Plumbing Permit | Commercial | New | Issued | Commercial - Plumbing services for a new 11 storey mixed-use building consisting of an elementary school, daycare and affordable housing. >BP: To construct a new 11-storey, mixed-use building consisting of: 1st, 2nd & 3rd storeys - Elementary School with Kindergarden at the 2nd storey; 4th storey - 65 space Childcare Facility with: 0-to 5 & 3 to 5 age groups, 5th to 11 storey - 60 Affordable non-market residential units. The residential bike storages and storage rooms will be located in the basement. The building is constructed adjacent to the existing Coal Harbour Community Centre and will complete the Phase II of the Coal Harbour Community Mixed-Use Development proposed in 1997. Phase I (Coal Harbour Community Centre) and Phase II (New 11-storey, Mixed Use Building). Buildings will be constructed as separate buildings from VBBL standpoint, but both buildings will interconnect at basement and first storey levels and will share some facilities, such as parking garage and exit stair. STAGE I - Excavation, Shoring & Soil Mix Panels - Issued: Feb. 16, 2022. STAGE I - Rev. #1 - Revised Ground Improvement approach. Issued: May 5, 2022. STAGE II - Foundation to Grade, Structural only Issued: Sept. 2, 2022. STAGE III - Full Structure Issued: Jan. 13, 2023. STAGE IV - Full Permit Issued: Jan. 20, 2023. | CLAIRMONT MECHANICAL CONTRACTING LTD
EP-2023-01210 | NULL | 488 BROUGHTON STREET, Vancouver, BC V6G 2H4 | Electrical Permit | Commercial | New | Withdrawn | Installation / Repair - Commercial - HVAC Controls for new AHU's, FCU's, EF's, VAV's for new Daycare | ESC Automation Inc
EP-2023-01207 | 2023-02-15 | 488 BROUGHTON STREET, Vancouver, BC V6G 2H4 | Electrical Permit | Commercial | New | Issued | Installation / Repair - Commercial - HVAC Controls for new school, including AHU's, VAV's, FCU's, heating/cooling plant >BP: To construct a new 11-storey, mixed-use building consisting of: 1st, 2nd & 3rd storeys - Elementary School with Kindergarden at the 2nd storey; 4th storey - 65 space Childcare Facility with: 0-to 5 & 3 to 5 age groups, 5th to 11 storey - 60 Affordable non-market residential units. The residential bike storages and storage rooms will be located in the basement. The building is constructed adjacent to the existing Coal Harbour Community Centre and will complete the Phase II of the Coal Harbour Community Mixed-Use Development proposed in 1997. Phase I (Coal Harbour Community Centre) and Phase II (New 11-storey, Mixed Use Building). Buildings will be constructed as separate buildings from VBBL standpoint, but both buildings will interconnect at basement and first storey levels and will share some facilities, such as parking garage and exit stair. STAGE I - Excavation, Shoring & Soil Mix Panels - Issued: Feb. 16, 2022. STAGE I - Rev. #1 - Revised Ground Improvement approach. Issued: May 5, 2022. STAGE II - Foundation to Grade, Structural only Issued: Sept. 2, 2022. STAGE III - Full Structure Issued: Jan. 13, 2023. STAGE IV - Full Permit Issued: Jan. 20, 2023. NOTE: The separation between two buildings (Phase I and Phase II) and related VBBL requirements have been addressed on an Alternative Solution bases; Refer to AL-2021-00161- Revised. A survey plan - "No build" sketch issued on Nov. 29, 2022 showing exact location of the above-grade limiting distance line, and "No build" area was submitted by the Applicant and included in the Code Report and AL-2021-00161 (To be revised???). Also, see documents in POSSE. | ESC Automation Inc
SP-2022-01414 | 2023-09-14 | 488 BROUGHTON STREET, Vancouver, BC V6G 2H4 | Sprinkler Permit | Commercial | New | Issued | Commercial - This permit is to install sprinklers to NFPA 13 2013 and standpipes to NFPA 14 2013 through out Phase 2 of this 11-storey, mixed-use building consisting of: 1st, 2nd & 3rd storeys - Elementary School with Kindergarden at the 2nd storey; 4th storey - 65 space Childcare Facility with: 0-to 5 & 3 to 5 age groups, 5th to 11 storey - 60 Affordable non-market residential units. Phase I (Coal Harbour Community Centre) and Phase II (New 11-storey, Mixed Use Building). Buildings will be constructed as separate buildings from VBBL standpoint, but both buildings will interconnect at basement and first storey levels and will share some facilities, such as parking garage and exit stair. Sprinkler Engineer is Scott Rattray Introba. | Frontier Fire Protection Ltd
EP-2022-05899 | 2023-05-31 | 488 BROUGHTON STREET, Vancouver, BC V6G 2H4 | Electrical Permit | Commercial | New | Issued | Installation / Repair - Commercial - New service. Mixed use New Construction, school, daycare, residential includes Distribution, Generator, Lighting, Devices & Fire alarm systems. >BP: To construct a new 11-storey, mixed-use building consisting of: 1st, 2nd & 3rd storeys - Elementary School with Kindergarden at the 2nd storey; 4th storey - 65 space Childcare Facility with: 0-to 5 & 3 to 5 age groups, 5th to 11 storey - 60 Affordable non-market residential units. The residential bike storages and storage rooms will be located in the basement. The building is constructed adjacent to the existing Coal Harbour Community Centre and will complete the Phase II of the Coal Harbour Community Mixed-Use Development proposed in 1997. Phase I (Coal Harbour Community Centre) and Phase II (New 11-storey, Mixed Use Building). Buildings will be constructed as separate buildings from VBBL standpoint, but both buildings will interconnect at basement and first storey levels and will share some facilities, such as parking garage and exit stair. STAGE I - Excavation, Shoring & Soil Mix Panels - Issued: Feb. 16, 2022. STAGE I - Rev. #1 - Revised Ground Improvement approach. Issued: May 5, 2022. STAGE II - Foundation to Grade, Structural only Issued: Sept. 2, 2022. STAGE III - Full Structure Issued: Jan. 13, 2023. STAGE IV - Full Permit Issued: Jan. 20, 2023. NOTE: The separation between two buildings (Phase I and Phase II) and related VBBL requirements have been addressed on an Alternative Solution bases; Refer to AL-2021-00161- Revised. | MDE Enterprises Ltd
PP-2022-02291 | 2022-08-24 | 488 BROUGHTON STREET, Vancouver, BC V6G 2H4 | Plumbing Permit | Commercial | New | Issued | Commercial - Underground. >BP: To construct a new 11 storey mixed-use building consisting of: 1st, 2nd & 3rd storeys - elementary school with kindergarden at the second storey, 4th storey - 65 space childcare facility with 0-to 5 & 3 to 5 age groups, 5th to 11 storey - 60 affordable non-market residential units. The residential bike storages and storage rooms will be located in the basement. The building is constructed adjacent to the existing Coal Harbour Community Centre and will complete the Phase II of the Coal Harbour Community Mixed-Use development proposed in 1997. Phase I (Coal Harbour Community Centre) and Phase II ( New 11-storey Mixed Use Building) buildings will be constructed as separate buildings from VBBL standpoint, but both buildings will interconnect at basement and first storey and will share some facilities such as parking garage and exit stair. 16 -Feb-2022 - Stage 1 (excavation, shoring& soil mix panels) issued. 05-May- Rev1 to Stage 1 ( revised ground improvement approach) issued. | CLAIRMONT MECHANICAL CONTRACTING LTD
EP-2022-08863 | 2022-11-30 | 488 BROUGHTON STREET, Vancouver, BC V6G 2H4 | Electrical Permit | Commercial | New | Completed | Interim - Commercial - >>>INTERIM Grounding and branch wiring conduits to be encased in concrete >>BP: To construct a new 11 storey mixed-use building consisting of: 1st, 2nd & 3rd storeys - elementary school with kindergarden at the second storey, 4th storey - 65 space childcare facility with 0-to 5 & 3 to 5 age groups, 5th to 11 storey - 60 affordable non-market residential units. The residential bike storages and storage rooms will be located in the basement. The building is constructed adjacent to the existing Coal Harbour Community Centre and will complete the Phase II of the Coal Harbour Community Mixed-Use development proposed in 1997. Phase I (Coal Harbour Community Centre) and Phase II ( New 11-storey Mixed Use Building) buildings will be constructed as separate buildings from VBBL standpoint, but both buildings will interconnect at basement and first storey and will share some facilities such as parking garage and exit stair. 16 -Feb-2022 - Stage 1 (excavation, shoring& soil mix panels) issued. 05-May- Rev1 to Stage 1 ( revised ground improvement approach) issued. 02-Sep-2022 - Stage 2 (foundation to grade struct. only) issued. Stage 3 - full permit in review | MDE Enterprises Ltd
PP-2023-04087 | 2023-11-21 | 3425 FRASER STREET, Vancouver, BC V5V 4C3 | Plumbing Permit | Commercial | Tenant Improvement | Completed | Commercial - Plumbing >DB: Interior alterations to change the use from Restaurant Class 1 (SHELL) to Retail store in this unit 3425 Fraser Street on the ground floor of this existing mixed-use building. Scope of work to include interior partitions, alterations to add pet wash stations, electrical, plumbing, mechanical, lighting, and finishes. AMEND: JAN 17/2024 PER DPI Please add two interior backflows at the dog wash stations as per City Inspector, | Ange's Plumbing Ltd
EP-2023-10828 | 2023-12-14 | 3425 FRASER STREET, Vancouver, BC V5V 4C3 | Electrical Permit | Commercial | Tenant Improvement | Completed | Installation / Repair - Commercial - Installation of new 100 amp panel, new lighting (owner supplied), new power and data wiring. >BP: Interior alterations to change the use from Restaurant Class 1 (SHELL) to Retail store in this unit 3425 Fraser Street on the ground floor of this existing mixed-use building. Scope of work to include interior partitions, alterations to add pet wash stations, electrical, plumbing, mechanical, lighting, and finishes. | Livewire Energy Services Ltd.
SP-2023-02102 | 2023-12-15 | 3425 FRASER STREET, Vancouver, BC V5V 4C3 | Sprinkler Permit | Commercial | Tenant Improvement | Completed | Commercial - adding 5 sprinklers >BP: Interior alterations to change the use from Restaurant Class 1 (SHELL) to Retail store in this unit 3425 Fraser Street on the ground floor of this existing mixed-use building. Scope of work to include interior partitions, alterations to add pet wash stations, electrical, plumbing, mechanical, lighting, and finishes. | Titan Fire Protection Ltd
PP-2023-00710 | 2023-03-03 | 3465 FRASER STREET, Vancouver, BC V5V 4C3 | Plumbing Permit | Commercial | New | Completed | Commercial - Commercial Vet Clinic >DB: Interior alterations to change the use from retail to Animal Clinic in this unit on the ground floor of this existing mixed-use building. | SYNC MECHANICAL LTD
EP-2023-02151 | 2023-03-14 | 3465 FRASER STREET, Vancouver, BC V5V 4C3 | Electrical Permit | Commercial | Tenant Improvement | Completed | Installation / Repair - Commercial - Veterinary clinic install, branch ccts, lighting fixtures, equipment connections, relocate electrical panel within the space, EXIT/EM lighting >BP: Interior alterations to change the use from retail to Animal Clinic in this unit on the ground floor of this existing mixed-use building. Schedule A provided by Abdul El-Haddad Electrical Schedule B provided by Abdul El-Haddad Mechanical/ Plumbing Schedule B provided by Satwik Shetty | ATOMIC ELECTRICAL SOLUTIONS LTD.
SP-2023-00605 | 2023-04-11 | 3465 FRASER STREET, Vancouver, BC V5V 4C3 | Sprinkler Permit | Commercial | Tenant Improvement | Completed | Commercial - Adjust fire sprinklers >DB: 3465 FRASER ST. Interior alterations to change the use from retail to Animal Clinic in this unit on the ground floor of this existing mixed-use building. *****This application does not include any of the following: 1. Not more than 20 sprinklers (add, relocate, or remove), 2. hydraulic calculations, 3. change in occupancy and /or hazard classification, 4. warehouse storage arrangements, 5. mobile compact storage arrangements, 6. alternative solutions, 7. changes to the sprinkler system supply piping (e.g. valves, mains, cross-mains, branch-lines, etc.), or 8. flexible sprinkler pipe. | Titan Fire Protection Ltd
EP-2022-02485 | 2022-03-28 | 488 W 58TH AVENUE, Vancouver, BC V5X 1V5 | Electrical Permit | Commercial | NULL | Expired | Annual / Operating - >>ANNUAL OPERATING PERMIT<<< -Renewal: EP-2021-02356 -Valid: March 30, 2022 - March 29, 2023 AEOP 2022-2023 Two inspections annually with reports and worklogs >>>>>>>>>> Amend: April 1st -should be 576KVA Amend: Mar 14th, 2023 update FSR Mario Fata #219985 to Jason White #252323 | Nightingale Electric Ltd
EP-2023-02722 | 2023-03-29 | 488 W 58TH AVENUE, Vancouver, BC V5X 1V5 | Electrical Permit | Commercial | NULL | Issued | Annual / Operating - Annual Operating Permit -renewal of EP-2022-02485 -valid: March 30, 2023 - March 29, 2024 Two inspections annually with reports and worklogs. Common areas interior, exterior, service rooms, parkade, amenities | Nightingale Electric Ltd
PP-2022-01985 | 2022-07-20 | 916 W 49TH AVENUE, Vancouver, BC V5Z 2S9 | Plumbing Permit | Commercial | New | Completed | Commercial - multi family >To construct a three storey residential townhouse building consisting of 8 dwelling units all above a one-level underground parking garage. This permit is for building 1 related to BP-2020-01349. See permit BP-2020-01349 for site and parkade See permit BP-2021-02057 for building 2 (6503 Fremlin) See permit BP-2021-02058 for building 3 (6521 Fremlin) Reviewed under the 2019 VBBL. | A & D Coastal Plumbing and Heating Inc
EP-2021-09198 | 2022-02-17 | 916 W 49TH AVENUE, Vancouver, BC V5Z 2S9 | Electrical Permit | Commercial | New | Completed | Installation / Repair - Commercial - (BUILDING #1) Multi Family Development - a three storey residential townhouse building consisting of 8 dwelling units all above a one-level underground parking garage. Building permit: To construct a three storey residential townhouse building consisting of 8 dwelling units all above a one-level underground parking garage. This permit is for building 1 related to BP-2020-01349. See permit BP-2020-01349 for site and parkade See permit BP-2021-02057 for building 2 (6503 Fremlin) See permit BP-2021-02058 for building 3 (6521 Fremlin) | Hall Electrical Ltd
SP-2021-01448 | 2022-01-31 | 916 W 49TH AVENUE, Vancouver, BC V5Z 2S9 | Sprinkler Permit | Commercial | New | Completed | Commercial - Building 1 - 916 W 49th Ave To install sprinklers to NFPA 13R 2013 throughout this three storey residential townhouse building consisting of 8 dwelling units all above a one-level underground parking garage. This permit is for building 1 related to SP-2021-01410. | Escape Fire Protection Ltd
SP-2021-01449 | 2022-01-31 | 6503 FREMLIN STREET, Vancouver, BC V6P 3W1 | Sprinkler Permit | Commercial | New | Completed | Commercial - Building 2 - 6503 Fremlin St To install sprinklers to NFPA 13R 2013 throughout this three storey residential townhouse building consisting of 7 dwelling units all above a one-level underground parking garage. This permit is for building 2 related to SP-2021-01410. | Escape Fire Protection Ltd
EP-2021-09199 | 2022-02-17 | 6503 FREMLIN STREET, Vancouver, BC V6P 3W1 | Electrical Permit | Commercial | New | Completed | Installation / Repair - Commercial - (BUILDING #2) Multi Family Development - a three storey residential townhouse building consisting of 7 dwelling units all above a one-level underground parking garage. Building permit: To construct a three storey residential townhouse building consisting of 7 dwelling units all above a one-level underground parking garage. This permit is for building 2 related to BP-2020-01349. See permit BP-2020-01349 for site and parkade See permit BP-2021-02056 for building 1 (916 W 49th) See permit BP-2021-02058 for building 3 (6521 Fremlin) | Hall Electrical Ltd
PP-2022-01975 | 2022-07-20 | 6503 FREMLIN STREET, Vancouver, BC V6P 3W1 | Plumbing Permit | Commercial | New | Completed | Commercial - Plumbing for multi family dwelling To construct a three storey residential townhouse building consisting of 7 dwelling units all above a one-level underground parking garage. This permit is for building 2 related to BP-2020-01349. See permit BP-2020-01349 for site and parkade See permit BP-2021-02056 for building 1 (916 W 49th) See permit BP-2021-02058 for building 3 (6521 Fremlin) Reviewed under the 2019 VBBL. | A & D Coastal Plumbing and Heating Inc
EP-2022-04455 | 2022-06-02 | 1988 WYLIE STREET, Vancouver, BC V5Y 3N6 | Electrical Permit | Commercial | Addition | Completed | Installation / Repair - Commercial - Bike Charging Station: Supply and install bike share panel with mini breakers and main breaker. Connect to 120/208V 20 amp cct provided by city or property manager. Run 16/2 cable tire from panel board to each charging dock, terminate connections. Run no.10 AWG bond from panel board to each charging doc. Verification and testing. >Location: 371 W 2nd Ave & Wylie St, Mobi/Shaw Bike Station | MJR Electric Ltd
EP-2022-02824 | 2022-04-08 | 1988 WYLIE STREET, Vancouver, BC V5Y 3N6 | Electrical Permit | Commercial | NULL | Expired | Annual / Operating - General maintenance and service for the building. Valid April 8, 2022 until April 7, 2023. | Hall Electrical Ltd
EP-2023-08665 | 2023-09-26 | 1988 WYLIE STREET, Vancouver, BC V5Y 3N6 | Electrical Permit | Commercial | NULL | Issued | Annual / Operating - Maintenance of existing operating electrical equipment in compliance with the Electrical By-law No. 5563. Misc work throughout. CF-2023-004783 | Mott Electric General Partnership
PP-2022-02305 | 2022-06-30 | 2275 ALDER STREET, Vancouver, BC V6H 1B7 | Plumbing Permit | Residential | Renovation | Completed | Residential - Move maceration toilet over 1' and hide piping in walls, run hot to the sink as well >BP: 2275 Alder St Interior alterations to provide improvements to the lower floor of this dwelling unit 2275 Alder St in this existing multiple dwelling building on this site. | Milton R P Gardner
EP-2022-05302 | 2022-07-04 | 2275 ALDER STREET, Vancouver, BC V6H 1B7 | Electrical Permit | Residential | Renovation - Dwelling Unit(s) only | Completed | Installation / Repair - Residential - Relocation of electrical for bathroom renovation. 2275 Alder St Interior alterations to provide improvements to the lower floor of this dwelling unit 2275 Alder St in this existing multiple dwelling building on this site. | Innova Electrical Contracting Ltd
SP-2022-00358 | 2023-08-24 | 5399 JOYCE STREET, Vancouver, BC V5R 4H3 | Sprinkler Permit | Commercial | New | Issued | Commercial - To install sprinklers to NFPA 13 2013 and standpipes to NFPA 14 2013 throughout this six storey multiple dwelling, containing a total of 46 dwelling units, all over 2 levels of underground parking providing a total of 51 parking spaces having vehicular access lane. Sprinkler Engineer Ryan Pavey CP - Susana Chui | Preet Plumbing Heating And Sprinkle Ltd
EP-2022-04187 | 2022-05-25 | 5399 JOYCE STREET, Vancouver, BC V5R 4H3 | Electrical Permit | Commercial | New | Expired | Temporary Power - Commercial - To provide temporary power. -Renewal of EP-2021-03513 -Valid: May 11, 2022 - May 10, 2023 DB – NOT ISSUED: Work authorized by this permit is for placement of a temporary power pole only and does not authorize any site construction and/or excavation. A separate Building Permit will be required prior to commencement of any other work on this site. >BP: To construct a six storey multiple dwelling, containing a total of 46 dwelling units, all over 2 levels of underground parking providing a total of 51 parking spaces having vehicular access lane. This permit has been reviewed under the 2019 Vancouver Building By-law (#12511). Building to be sprinklered to NFPA 13 requirements. STAGED CONSTRUCTION Stage 1 - Excavation and Shoring - issued January 28, 2022 Stage 2 - Foundation to Grade - issued March 16, 2022 | Athwal Electrical Corp
EP-2022-04470 | 2022-05-28 | 5399 JOYCE STREET, Vancouver, BC V5R 4H3 | Electrical Permit | Residential | New | Expired | Temporary Power - Residential - To provide temporary power. Amend: May 31, 2022 added service & rough-wire Inspection | Tuong Su
EP-2022-07535 | NULL | 5399 JOYCE STREET, Vancouver, BC V5R 4H3 | Electrical Permit | Residential | New | Withdrawn | Interim - Residential - Underground slab rough in | AZ ELECTRICAL SERVICES LTD
PP-2022-03858 | 2022-10-28 | 5399 JOYCE STREET, Vancouver, BC V5R 4H3 | Plumbing Permit | Commercial | New | Issued | Commercial - ***UNDERGROUND PERMIT**** Foundation work for new 6 story apartment building with 2 level underground parade structure >To construct a six storey multiple dwelling, containing a total of 46 dwelling units, all over 2 levels of underground parking providing a total of 51 parking spaces having vehicular access lane. This permit has been reviewed under the 2019 Vancouver Building By-law (#12511). Building to be sprinklered to NFPA 13 requirements. STAGED CONSTRUCTION Stage 1 - Excavation and Shoring - issued January 28, 2022 Stage 2 - Foundation to Grade - issued March 16, 2022 | GRANVILLE PLUMBING CORP
PP-2023-03604 | 2023-10-18 | 5399 JOYCE STREET, Vancouver, BC V5R 4H3 | Plumbing Permit | Commercial | New | Issued | Commercial - install of new complete plumbing system in new construction project >BP: To construct a six storey multiple dwelling, containing a total of 46 dwelling units, all over 2 levels of underground parking providing a total of 51 parking spaces having vehicular access lane. This permit has been reviewed under the 2019 Vancouver Building By-law (#12511). Building to be sprinklered to NFPA 13 requirements. Radio Antenna System to be installed in this building. | GRANVILLE PLUMBING CORP
EP-2022-08453 | 2022-11-03 | 5399 JOYCE STREET, Vancouver, BC V5R 4H3 | Electrical Permit | Residential | New | Issued | Installation / Repair - Residential - Multi-family Residencial 49 Condo wiring service and finishing >BP: To construct a six storey multiple dwelling, containing a total of 46 dwelling units, all over 2 levels of underground parking providing a total of 51 parking spaces having vehicular access lane. This permit has been reviewed under the 2019 Vancouver Building By-law (#12511). Building to be sprinklered to NFPA 13 requirements. | AZ ELECTRICAL SERVICES LTD
EP-2022-09173 | 2022-10-28 | 5399 JOYCE STREET, Vancouver, BC V5R 4H3 | Electrical Permit | Commercial | New | Completed | Interim - Commercial - Scope of work: slab, underground, raceways, grounding, branch circuits. Service connection to BC Hydro is not permitted under this permit. >BP: To construct a six storey multiple dwelling, containing a total of 46 dwelling units, all over 2 levels of underground parking providing a total of 51 parking spaces having vehicular access lane. This permit has been reviewed under the 2019 Vancouver Building By-law (#12511). Building to be sprinklered to NFPA 13 requirements. STAGED CONSTRUCTION Stage 1 - Excavation and Shoring - issued January 28, 2022 Stage 2 - Foundation to Grade - issued March 16, 2022 | AZ ELECTRICAL SERVICES LTD
EP-2023-04274 | 2023-05-15 | 5399 JOYCE STREET, Vancouver, BC V5R 4H3 | Electrical Permit | Residential | New | Issued | Temporary Power - Residential - To provide temporary power. | AZ ELECTRICAL SERVICES LTD
EP-2023-09572 | 2023-11-02 | 5399 JOYCE STREET, Vancouver, BC V5R 4H3 | Electrical Permit | Commercial | New | Issued | Installation / Repair - Commercial - access control, enterphone and cameras >BP: To construct a six storey multiple dwelling, containing a total of 46 dwelling units, all over 2 levels of underground parking providing a total of 51 parking spaces having vehicular access lane. This permit has been reviewed under the 2019 Vancouver Building By-law (#12511). Building to be sprinklered to NFPA 13 requirements. Radio Antenna System to be installed in this building. STAGED CONSTRUCTION Stage 1 - Excavation and Shoring - issued January 28, 2022 Stage 2 - Foundation to Grade - issued March 16, 2022 Stage 3 - Full Construction - issued April 12, 2023 | First Choice Security & Audio Systems (2000) Ltd
EP-2023-11167 | 2023-12-14 | 5399 JOYCE STREET, Vancouver, BC V5R 4H3 | Electrical Permit | Commercial | New | Issued | Installation / Repair - Commercial - Installation of Domestic water pipes heat trace in the parkade. >BP: To construct a six storey multiple dwelling, containing a total of 46 dwelling units, all over 2 levels of underground parking providing a total of 51 parking spaces having vehicular access lane. This permit has been reviewed under the 2019 Vancouver Building By-law (#12511). Building to be sprinklered to NFPA 13 requirements. Radio Antenna System to be installed in this building. STAGED CONSTRUCTION Stage 1 - Excavation and Shoring - issued January 28, 2022 Stage 2 - Foundation to Grade - issued March 16, 2022 Stage 3 - Full Construction - issued April 12, 2023 | Price Beat Electric Ltd.
EP-2023-01532 | 2023-04-13 | 8080 OAK STREET, Vancouver, BC V6P 4A7 | Electrical Permit | Commercial | New | Issued | Installation / Repair - Commercial - Supply and install complete electrical system for Building 2 (Middle). >BP: To construct a seven-storey (six residential levels on top of a parkade) building (Block B - In the Middle) containing 47 dwelling units. Refer to BP-2019-04181 for the site work, below-grade facilities, and common underground parking. VBBL - 2014 - Reviewed during 2020 pandemic. Rev. 1 - (Jan. 3rd, 2023) - changes to the Specific Location from Building 7 to 2 (MIDDLE) for Addressing Group. | Action Electric Ltd
SP-2022-01501 | 2023-07-21 | 8080 OAK STREET, Vancouver, BC V6P 4A7 | Sprinkler Permit | Commercial | New | Issued | Commercial - ***Building B*** For all sprinkler work to the 2014 VBBL; NFPA 13, 2013; standpipe work to NFPA 14, 2010; and alternative solutions prepared by LMDG Building Code Consultant for this newly constructed a seven-storey (six residential levels on top of a parkade) building (Block B - In the Middle) containing 47 dwelling units. Site Description: To construct 132 market residential units on a seven-storey building site consisting of three, six residential levels, non-combustible buildings on top of a common, two-level parkade. This is not a high building based on the average grade. THIS IS A CERTIFIED PROFESSIONAL PROJECT and the CP is Mr. Michael Van Blokland, P.Eng., C.P. of LMDG Building Code Consultant This application does not include any of the following: • Warehouse storage arrangements, or mobile compact storage arrangements. • Flexible sprinkler pipe. • Information Technology Equipment Rooms (e.g. IT Rooms, LAN Rooms, etc.). Related Permits: 1. BP-2019-04181 / SP-2022-01499 - Parkade / Site - 2. BP-2021-02627 / SP-2022-01501 - Bldg. A - North (7-storey) 3. BP-2021-02628 / SP-2022-01501 - Bldg. B - Middle (7-storey) 4. BP-2021-02629 / SP-2022-01502 - Bldg. C - South (6-storey) 5. AL-2022-00005 - Modification of Single-Stage Fire Alarm System Notes: 1. Fire Suppression system engineer of record Mr. Ryan Pavey, P.Eng. of Cardinal Engineering T: 604 605 0606 E:pavey@cardinalfire.ca 2. One set of approved drawings and permit to be available for viewing at the jobsite. 3. Construction Standpipe to Bulletin 2017-003-BU/FI, VBBL, NFPA 14, and VFBL. 4. Separate documents and application are required for the tenant improvement. | Community Fire Prevention Ltd
NULL | NULL | 8080 OAK STREET, Vancouver, BC V6P 4A7 | Plumbing Permit | Commercial | New | Draft | Commercial - Building 2 (B) of 3 total 47 units | Tino Mechanical Ltd
EP-2022-05848 | 2022-07-12 | 8130 OAK STREET, Vancouver, BC V6P 4A7 | Electrical Permit | Residential | Renovation | Expired | Temporary Power - Residential - To provide temporary power. | Action Electric Ltd
EP-2023-08548 | 2023-09-21 | 8130 OAK STREET, Vancouver, BC V6P 4A7 | Electrical Permit | Commercial | New | Issued | Temporary Power - Commercial - To provide temporary power. -renewal for: EP-2022-05848 -Valid: July 13, 2023 - July 12, 2024 | Action Electric Ltd
NULL | NULL | 8030 OAK STREET, Vancouver, BC V6P 4A7 | Electrical Permit | Commercial | New | Draft | Installation / Repair - Commercial - Electrical for 3 new residential Towers | Action Electric Ltd
PP-2023-00733 | 2023-04-12 | 8030 OAK STREET, Vancouver, BC V6P 4A7 | Plumbing Permit | Commercial | New | Issued | Commercial - 2 story parkade, parkade mezzanine level & foundation >BP: To construct 132 market residential units on a seven-storey building site consisting of three, six residential levels, non-combustible buildings on top of a common, two-level parkade. This is not a high building based on the average grade. VBBL2014 - NFPA 13 Bldg. A - North (7-storey) under BP-2021-02627 Bldg. B - Middle (7-storey) under BP-2021-02628 Bldg. C - South (6-storey) under BP-2021-02629 Stage I - Excavation and shoring issued on Dec.23/21 Stage I - Rev. #1 - Excavation and Shoring changes issued on Mar. 2, 2022. (subsequent change notice was required for this Revision; there is no change to the issue date.) Stage II - Full Construction Issued on Dec. 8, 2022. | Tino Mechanical Ltd
SP-2022-01500 | 2023-07-21 | 8030 OAK STREET, Vancouver, BC V6P 4A7 | Sprinkler Permit | Commercial | New | Issued | Commercial - ***Building A*** For all sprinkler work to the 2014 VBBL; NFPA 13, 2013; standpipe work to NFPA 14, 2010; and alternative solutions prepared by LMDG Building Code Consultant for this newly constructed seven-storey (six residential levels on top of a parkade) building (Block A - North) containing 47 dwelling units. Site Description: To construct 132 market residential units on a seven-storey building site consisting of three, six residential levels, non-combustible buildings on top of a common, two-level parkade. This is not a high building based on the average grade. THIS IS A CERTIFIED PROFESSIONAL PROJECT and the CP is Mr. Michael Van Blokland, P.Eng., C.P. of LMDG Building Code Consultant This application does not include any of the following: • Warehouse storage arrangements, or mobile compact storage arrangements. • Flexible sprinkler pipe. • Information Technology Equipment Rooms (e.g. IT Rooms, LAN Rooms, etc.). Related Permits: 1. BP-2019-04181 / SP-2022-01499 - Parkade / Site - 2. BP-2021-02627 / SP-2022-01501 - Bldg. A - North (7-storey) 3. BP-2021-02628 / SP-2022-01501 - Bldg. B - Middle (7-storey) 4. BP-2021-02629 / SP-2022-01502 - Bldg. C - South (6-storey) 5. AL-2022-00005 - Modification of Single-Stage Fire Alarm System Notes: 1. Fire Suppression system engineer of record Mr. Ryan Pavey, P.Eng. of Cardinal Engineering T: 604 605 0606 E:pavey@cardinalfire.ca 2. One set of approved drawings and permit to be available for viewing at the jobsite. 3. Construction Standpipe to Bulletin 2017-003-BU/FI, VBBL, NFPA 14, and VFBL. 4. Separate documents and application are required for the tenant improvement. | Community Fire Prevention Ltd
SP-2022-01499 | NULL | 8030 OAK STREET, Vancouver, BC V6P 4A7 | Sprinkler Permit | Commercial | New | Applicant Revisions | Commercial - ***Parkade Sprinklers*** For all sprinkler work to the 2014 VBBL; NFPA 13, 2013; standpipe work to NFPA 14, 2010; fire pump work to NFPA 20, 2010; and alternative solutions prepared by LMDG Building Code Consultant Site Description: To construct 132 market residential units on a seven-storey building site consisting of three, six residential levels, non-combustible buildings on top of a common, two-level parkade. This is not a high building based on the average grade. THIS IS A CERTIFIED PROFESSIONAL PROJECT and the CP is Mr. Michael Van Blokland, P.Eng., C.P. of LMDG Building Code Consultant This application does not include any of the following: • Warehouse storage arrangements, or mobile compact storage arrangements. • Flexible sprinkler pipe. • Information Technology Equipment Rooms (e.g. IT Rooms, LAN Rooms, etc.). Related Permits: 1. BP-2019-04181 / SP-2022-01499 - Parkade / Site - 2. BP-2021-02627 / SP-2022-01501 - Bldg. A - North (7-storey) 3. BP-2021-02628 / SP-2022-01501 - Bldg. B - Middle (7-storey) 4. BP-2021-02629 / SP-2022-01502 - Bldg. C - South (6-storey) 5. AL-2022-00005 - Modification of Single-Stage Fire Alarm System Notes: 1. Fire Suppression system engineer of record Mr. Ryan Pavey, P.Eng. of Cardinal Engineering T: 604 605 0606 E:pavey@cardinalfire.ca 2. One set of approved drawings and permit to be available for viewing at the jobsite. 3. Construction Standpipe to Bulletin 2017-003-BU/FI, VBBL, NFPA 14, and VFBL. 4. Separate documents and application are required for the tenant improvement. | Community Fire Prevention Ltd
NULL | NULL | 8030 OAK STREET, Vancouver, BC V6P 4A7 | Plumbing Permit | Commercial | New | Draft | Commercial - Building A (1) of 3 with 47 Units. 7 Stories including roof. | Tino Mechanical Ltd
EP-2023-01470 | 2023-04-13 | 8030 OAK STREET, Vancouver, BC V6P 4A7 | Electrical Permit | Commercial | New | Issued | Installation / Repair - Commercial - PARKADE LEVEL Supply and install complete electrical system. Scope of work: Supply and install complete electrical system including lighting, lighting controls, power, fire alarm, low-voltage rough in, distribution, emergency lighting. BP: To construct 132 market residential units on a seven-storey building site consisting of three, six residential levels, non-combustible buildings on top of a common, two-level parkade. This is not a high building based on the average grade. VBBL2014 - NFPA 13 Bldg. A - North (7-storey) under BP-2021-02627 Bldg. B - Middle (7-storey) under BP-2021-02628 Bldg. C - South (6-storey) under BP-2021-02629 Stage I - Excavation and shoring issued on Dec.23/21 Stage I - Rev. #1 - Excavation and Shoring changes issued on Mar. 2, 2022. (subsequent change notice was required for this Revision; there is no change to the issue date.) Stage II - Full Construction Issued on Dec. 8, 2022. | Action Electric Ltd
EP-2023-01530 | 2023-04-13 | 8030 OAK STREET, Vancouver, BC V6P 4A7 | Electrical Permit | Commercial | New | Issued | Installation / Repair - Commercial - Supply and install complete electrical system for Building 1 (North). >BP: To construct a seven-storey (six residential levels on top of a parkade) building (Block A - North) containing 47 dwelling units. Refer to BP-2019-04181 for the site work, below-grade facilities, and common underground parking. VBBL - 2014 - Reviewed during 2020 pandemic. Stage Construction | Action Electric Ltd
EP-2023-00684 | 2023-03-03 | 8030 OAK STREET, Vancouver, BC V6P 4A7 | Electrical Permit | Commercial | New | Completed | Interim - Commercial - Scope of work: slab, underground, raceways, grounding, branch circuits. Service connection to BC Hydro is not permitted under this permit. >BP: To construct 132 market residential units on a seven-storey building site consisting of three, six residential levels, non-combustible buildings on top of a common, two-level parkade. This is not a high building based on the average grade. VBBL2014 - NFPA 13 Bldg. A - North (7-storey) under BP-2021-02627 Bldg. B - Middle (7-storey) under BP-2021-02628 Bldg. C - South (6-storey) under BP-2021-02629 Stage I - Excavation and shoring issued on Dec.23/21 Stage I - Rev. #1 - Excavation and Shoring changes issued on Mar. 2, 2022. (subsequent change notice was required for this Revision; there is no change to the issue date.) Stage II - Full Construction Issued on Dec. 8, 2022. | Action Electric Ltd
EP-2022-04931 | 2022-06-10 | 2057 E 1ST AVENUE, Vancouver, BC V5N 1B6 | Electrical Permit | Commercial | New | Expired | Temporary Power - Commercial - To provide temporary power. | Adept Electrical Services Ltd
PP-2023-01865 | 2023-08-02 | 2075 E 1ST AVENUE, Vancouver, BC V5N 1B6 | Plumbing Permit | Commercial | New | Issued | Commercial - Building 2 (North) To construct three 4-storey multi-family townhouse blocks on top of an underground parkade. Block 1 - 7 strata units (2073 E 1st Av) - BP-2021-00911 Block 2 - 9 strata units (2075 E 1st Av) - BP-2021-00912 Block 3 - 8 strata units & one retail unit (2085 E 1st Av) - BP-2021-00913 Related to BP-2020-01550 (Site Permit) Stage I - Excavation & Shoring - Issued March 22, 2022 Stage II (Str to grade&underground plumbing works) issued 14-Sep-2022 Stage III ( Full permit) issued Apr 24, 2023 | PR Mechanical LTD.
SP-2023-00829 | 2023-09-08 | 2075 E 1ST AVENUE, Vancouver, BC V5N 1B6 | Sprinkler Permit | Commercial | New | Issued | Commercial - For all sprinkler work to the 2019 VBBL; NFPA 13, 2013; standpipe work to NFPA 14, 2013; for work to construct Building 2 (North) (4-storey residential building), containing 9 townhomes. Building 2 is part of a larger development, consisting of 3 multi-family, 4-storey residential buildings on top of an underground parkade. Related Permits: Parkade - SP-2022-01353 Block 1 - SP-2023-01430 Block 2 - SP-2023-00829 Block 3 - SP-2023-01431 Note: 1 - Engineer of Record: Macleod Grant; 604-687-1800; macleod.grant@introba.com. 2 - The complete set of drawings for all blocks and parkade will be available under SP-2023-00829. Revision #1 - 12-21-23 Change of contractor from Hydroworks Contracting to Sprinkl-Tech Installations as per email from Macleod Grant 12-21-23. | Sprinkl-Tech Installations Inc
EP-2023-05576 | 2023-06-27 | 2075 E 1ST AVENUE, Vancouver, BC V5N 1B6 | Electrical Permit | Commercial | New | Issued | Temporary Power - Commercial - To provide temporary power for SECURITY CAMERAS | ABC Home Automation Ltd
NULL | NULL | 2075 E 1ST AVENUE, Vancouver, BC V5N 1B6 | Mechanical Permit | NULL | NULL | Draft | NULL | Thompson Heating Ltd
SP-2023-01431 | 2023-09-08 | 2075 E 1ST AVENUE, Vancouver, BC V5N 1B6 | Sprinkler Permit | Commercial | New | Issued | Commercial - For all sprinkler work to the 2019 VBBL; NFPA 13, 2013; standpipe work to NFPA 14, 2013; for work to construct Building 3 (East ) (4-storey residential building), containing 8 townhomes and one retail unit. Building 3 is part of a larger development, consisting of 3 multi-family, 4-storey residential buildings on top of an underground parkade. Related Permits: Parkade - SP-2022-01353 Block 1 - SP-2023-01430 Block 2 - SP-2023-00829 Block 3 - SP-2023-01431 Note: 1 - Engineer of Record: Macleod Grant; 604-687-1800; macleod.grant@introba.com. 2 - The complete set of drawings for all blocks and parkade will be available under SP-2023-00829. Revision #1 - 12-21-23 Change of contractor from Hydroworks Contracting to Sprinkl-Tech Installations as per email from Macleod Grant 12-21-23. | Sprinkl-Tech Installations Inc
SP-2023-01430 | 2023-09-08 | 2075 E 1ST AVENUE, Vancouver, BC V5N 1B6 | Sprinkler Permit | Commercial | New | Issued | Commercial - For all sprinkler work to the 2019 VBBL; NFPA 13, 2013; standpipe work to NFPA 14, 2013; for work to construct Building 1 (South) (4-storey residential building), containing 7 townhomes. Building 1 is part of a larger development, consisting of 3 multi-family, 4-storey residential buildings on top of an underground parkade. Related Permits: Parkade - SP-2022-01353 Block 1 - SP-2023-01430 Block 2 - SP-2023-00829 Block 3 - SP-2023-01431 Note: 1 - Engineer of Record: Macleod Grant; 604-687-1800; macleod.grant@introba.com. 2 - The complete set of drawings for all blocks and parkade will be available under SP-2023-00829. Revision #1 - 12-21-23 Change of contractor from Hydroworks Contracting to Sprinkl-Tech Installations as per email from Macleod Grant 12-21-23. | Sprinkl-Tech Installations Inc
EP-2023-05580 | 2023-06-21 | 2075 E 1ST AVENUE, Vancouver, BC V5N 1B6 | Electrical Permit | Commercial | New | Issued | Temporary Power - Commercial - To provide temporary power. | Adept Electrical Services Ltd
PP-2022-04454 | 2022-12-20 | 2075 E 1ST AVENUE, Vancouver, BC V5N 1B6 | Plumbing Permit | Commercial | New | Issued | Commercial - >>>>>>UNDERGROUND ONLY<<<<<<< 3 buildings with 4 levels each including residential units and 1 level of parkade >BP: To construct three 4-storey multi-family townhouse blocks on top of an underground parkade. Block 1 - 7 strata units (2073 E 1st Av) - BP-2021-00911 Block 2 - 9 strata units (2075 E 1st Av) - BP-2021-00912 Block 3 - 8 strata units & one retail unit (2085 E 1st Av) - BP-2021-00913 Notes: This project will be designed to meet the passive house standard. The unobstructed path of travel for firefighters is not more than 65 m and complies to Sentence 3.2.5.5.(3) of the VBBL 2019. Stage I (Excavation and Shoring) issued 22-Mar-2022 Stage 2 (Str to grade&underground plumbing works) issued 13- Sep-2022 Stage 3 (Full permit) - in review >>Amend: Aug. 4th the counts for PD & AD's are below. Can you please process so we can submit payment for these additional items: PD = 20 ON GROUND LEVEL AD = 5 ON GROUND LEVEL | PR Mechanical LTD.
SP-2022-01353 | 2022-11-14 | 2075 E 1ST AVENUE, Vancouver, BC V5N 1B6 | Sprinkler Permit | Commercial | New | Issued | Commercial - Below Grade Sprinkler works for 1 level of parking valve station and sprinkler risers for upper floors for this three 4-storey multi-family townhouse blocks on top of an underground parkade. Block 1 - 7 strata units (2073 E 1st Av) - BP-2021-00911 Block 2 - 9 strata units (2075 E 1st Av) - BP-2021-00912 Block 3 - 8 strata units & one retail unit (2085 E 1st Av) - BP-2021-00913 | Hydroworks Contracting Ltd
EP-2022-09866 | 2023-01-17 | 2075 E 1ST AVENUE, Vancouver, BC V5N 1B6 | Electrical Permit | Commercial | New | Issued | Installation / Repair - Commercial - Installation of underground conduits, grounding electrodes, grounding wire, in slab conduits, sump conduits, cast in conduits in vertical walls. finishing of underground work, installation of parkade lighting, emergency lighting, electrical connections to parkade equipment such as fans, heaters, motors. Electrical room equipment installation, Incoming service conduits. Separate permit will be obtained for above level 1 work. This permit only for underground work and slab and parkade work. >BP: To construct three 4-storey multi-family townhouse blocks on top of an underground parkade. Block 1 - 7 strata units (2073 E 1st Av) - BP-2021-00911 Block 2 - 9 strata units (2075 E 1st Av) - BP-2021-00912 Block 3 - 8 strata units & one retail unit (2085 E 1st Av) - BP-2021-00913 19-Dec-2022 - Revsion#1 - issued Changes to E & S drawings to excavate deeper. To excavate deeper to allow installation of thicker insulation under the parkade slab in this Passive House. Stage I - Excavation and Shoring Issued: March 22, 2022 Stage II - Struct to Grade & Underground Plumbing Works) Issued: September 13, 2022 Stage III - Full Permit Issued April 24, 2023 Amend: Oct 11th, 2023 related BP changed to Site Permit (BP-2020-01550) Building 1 Primary Address = 2073 E 1st Av Building 2 Primary Address = 2075 E 1st Av (site primary address) Building 3 Primary Address = 2085 E 1st Av | Adept Electrical Services Ltd
EP-2023-09111 | 2023-11-20 | 2075 E 1ST AVENUE, Vancouver, BC V5N 1B6 | Electrical Permit | Commercial | New | Issued | Installation / Repair - Commercial - Rough wiring, finishing, lighting install, landscape lighting install. Electrical work scope: Rough wiring for all units in the building including the fire alarm rough wiring, Finishing for all units including installation of electrical switches, devices, lights, covers, fire alarm devices. Extra low voltage work NOT INCLUDED. Voltage: 120/208V & Amps: 1600A >BP: To construct Building 2 (North) (4-storey residential building), containing 9 townhomes. Building 2 is part of a larger development, consisting of 3 multi-family, 4-storey residential buildings on top of an underground parkade. Block 1 - 7 units (2073 E 1st Av) - BP-2021-00911 Block 2 - 9 units (2075 E 1st Av) - BP-2021-00912 Block 3 - 8 units & one retail unit (2085 E 1st Av) - BP-2021-00913 Related to BP-2020-01550 (Site Permit) Stage I - Excavation & Shoring - Issued March 22, 2022 Stage II (Str to grade&underground plumbing works) issued 14-Sep-2022 Stage III ( Full permit) issued Apr 24, 2023 | Adept Electrical Services Ltd
EP-2023-09769 | 2023-11-08 | 2075 E 1ST AVENUE, Vancouver, BC V5N 1B6 | Electrical Permit | Commercial | New | Issued | Installation / Repair - Commercial - Low voltage control for: CO/NO2 Gas detector timers for ERV's Controllers for ERV's Remote water meter read out controls for Domestic Hot water heat pumps Rough in Suites for VRF FC's >BP: To construct Building 2 (North) (4-storey residential building), containing 9 townhomes. Building 2 is part of a larger development, consisting of 3 multi-family, 4-storey residential buildings on top of an underground parkade. Block 1 - 7 units (2073 E 1st Av) - BP-2021-00911 Block 2 - 9 units (2075 E 1st Av) - BP-2021-00912 Block 3 - 8 units & one retail unit (2085 E 1st Av) - BP-2021-00913 Related to BP-2020-01550 (Site Permit) Stage I - Excavation & Shoring - Issued March 22, 2022 Stage II (Str to grade&underground plumbing works) issued 14-Sep-2022 Stage III ( Full permit) issued Apr 24, 2023 | Modern Systems Management Ltd
PP-2022-01820 | 2022-06-07 | 7030 GRANVILLE STREET #3, Vancouver, BC V6P 4X7 | Plumbing Permit | Residential | New | Issued | Residential - plumbing works for laneway house. To construct a 2 storey laneway house building with an open parking pad, providing 1 parking space, having vehicular access from the lane. Note: This is a 1 ½ storey building pursuant to the Zoning & Development By-law 1. Covenant registered at the Land Title Office under CA9235157 2. No Strata Titling permitted 3. A/C unit located 4. Schedule B: Dr Z. Zhao P.Eng (604-526-1305) Structural & Geotechnical 5. HPO: Residential Builder- BuildArt Development Ltd | Lucky Five Eight Plumbing & Heating Ltd
EP-2022-01641 | 2022-03-01 | 7030 GRANVILLE STREET #3, Vancouver, BC V6P 4X7 | Electrical Permit | Residential | New | Completed | Installation / Repair - Residential - Installation work for a new LWH >BP: To construct a 2 storey laneway house building ($224,677.50) with an open parking pad, providing 1 parking space, having vehicular access from the lane. Note: This is a 1 ½ storey building pursuant to the Zoning & Development By-law 1. Covenant registered at the Land Title Office under CA9235157 2. No Strata Titling permitted 3. A/C unit located 4. Schedule B: Dr Z. Zhao P.Eng (604-526-1305) Structural & Geotechnical 5. HPO: Residential Builder- BuildArt Development Ltd ****residential projects will now require schedule B as part of the sprinkler application**** Address Note: #3-7030 Granville St - Laneway House Suite number assigned as per approved plans for Fire and Emergency response. The suite number is to be posted at the suite entry in accordance with the Building By-law prior to final inspection. ****ALL PROJECT COORINATOR NOTES HAS BEEN ACCEPTED BY THE APPLICANT**** ******THIS PERMIT HAS BEEN ISSUED UNDER THE REQUIREMENTS OF VBBL 2019 (#12511)****** Amend: Jan 11, 2023 The smoke was installed and pictures attached Amend: Jan 12, 2023 change the main service to 200A 1 phase 3 wires 240v cable 250kcmil. | Vanstar Electric Ltd
SP-2022-01296 | 2022-08-15 | 7030 GRANVILLE STREET #3, Vancouver, BC V6P 4X7 | Sprinkler Permit | Residential | New | Issued | Residential - new sprinkler system >To construct a 2 storey laneway house building ($224,677.50) with an open parking pad, providing 1 parking space, having vehicular access from the lane. Note: This is a 1 ½ storey building pursuant to the Zoning & Development By-law 1. Covenant registered at the Land Title Office under CA9235157 2. No Strata Titling permitted 3. A/C unit located 4. Schedule B: Dr Z. Zhao P.Eng (604-526-1305) Structural & Geotechnical 5. HPO: Residential Builder- BuildArt Development Ltd ****residential projects will now require schedule B as part of the sprinkler application**** Address Note: #3-7030 Granville St - Laneway House Suite number assigned as per approved plans for Fire and Emergency response. The suite number is to be posted at the suite entry in accordance with the Building By-law prior to final inspection. ****ALL PROJECT COORINATOR NOTES HAS BEEN ACCEPTED BY THE APPLICANT**** ******THIS PERMIT HAS BEEN ISSUED UNDER THE REQUIREMENTS OF VBBL 2019 (#12511)****** | Haven Fire Protection Ltd
PP-2023-00954 | 2023-03-23 | 979 E 19TH AVENUE #PH4, Vancouver, BC | Plumbing Permit | Residential | Renovation - Dwelling Unit(s) only | Cancelled | Residential - install plumbing to accommodate hospital equipment for dialysis patient at this address. Tie in drainage to laundry standpipe 2” cast iron and tie in domestic water 1/2” Wirsbro from laundry supply. RPBA installed and tested. Records submit to BSI | AE Mechanical Ltd
EP-2023-02332 | 2023-03-24 | 979 E 19TH AVENUE #PH4, Vancouver, BC | Electrical Permit | Residential | Renovation | Cancelled | Installation / Repair - Residential - Install 2 20A circuits, protected with GFCI Receptacles, in bedroom, to provide power for in-home Dialysis Machine | Sardis Electric Ltd
EP-2022-08714 | 2022-10-21 | 979 E 19TH AVENUE #201, Vancouver, BC | Electrical Permit | Residential | Renovation | Completed | Installation / Repair - Residential - Electrical supply for Dsplit MP-2022-00405 | Milani Electric Limited
MP-2022-00405 | 2022-10-14 | 979 E 19TH AVENUE #201, Vancouver, BC | Mechanical Permit | NULL | NULL | Completed | NULL | Milani Electric Limited
GP-2023-02949 | 2023-10-06 | 6162 FLEMING STREET #1, Vancouver, BC V5P 3G8 | Gas Permit | Residential | New | Completed | Residential - 2 Ranges LG 30" Gas freestanding range >BP: To construct a two-storey two-family dwelling with one secondary suites ($726,300) located in the basement, with a detached accessory building (garage) at the rear providing 2 parking spaces and a surface parking, having vehicular access from the lane. | Han Appliances & Refrigeration Ltd
EP-2022-01717 | 2022-03-02 | 6162 FLEMING STREET #1, Vancouver, BC V5P 3G8 | Electrical Permit | Residential | New | Expired | Temporary Power - Residential - To provide temporary power. | Prabhjot Singh Battu
EP-2022-03807 | 2022-05-09 | 1037 ODLUM DRIVE, Vancouver, BC V5L 3L5 | Electrical Permit | Residential | New | Expired | Temporary Power - Residential - To provide temporary power. | Simplex Electrical Ltd
NULL | NULL | 1037 ODLUM DRIVE, Vancouver, BC V5L 3L5 | Mechanical Permit | NULL | NULL | Draft | NULL | Lower Mainland Refrigeration Systems Ltd
PP-2022-03554 | 2022-10-06 | 1037 ODLUM DRIVE, Vancouver, BC V5L 3L5 | Plumbing Permit | Residential | New | Completed | Residential - Plumbing for : >BP: To construct a two storey with basement One-family dwelling with Secondary Suite, with a detached accessory building garage at the rear providing two parking spaces having vehicular access from the lane. The entire building to be sprinklered to NFPA 13D. 1. Covenant registered at the Land Title Office under CA9915087 2. No strata titling permitted 3. A/C unit proposed in rear yard 4. No bar sink 5. Schedule B S Dulay P.Eng (604-603-7254) Structural and Geotechnical 6. BC Housing Dhinsa Ventures Corp | Saran Plumbing and Heating Ltd
MP-2022-00446 | 2022-10-21 | 1037 ODLUM DRIVE, Vancouver, BC V5L 3L5 | Mechanical Permit | NULL | NULL | Completed | NULL | Saran Plumbing and Heating Ltd
EP-2022-09754 | 2022-11-17 | 1037 ODLUM DRIVE, Vancouver, BC V5L 3L5 | Electrical Permit | Residential | New | Completed | Installation / Repair - Residential - Low voltage and security >BP: To construct a two storey with basement One-family dwelling with Secondary Suite, with a detached accessory building garage at the rear providing two parking spaces having vehicular access from the lane. The entire building to be sprinklered to NFPA 13D. 1. Covenant registered at the Land Title Office under CA9915087 2. No strata titling permitted 3. A/C unit proposed in rear yard 4. No bar sink 5. Schedule B S Dulay P.Eng (604-603-7254) Structural and Geotechnical 6. BC Housing Dhinsa Ventures Corp This is a 2 storey building pursuant to the Zoning and Development By-Law ******THIS PERMIT HAS BEEN ISSUED UNDER THE REQUIREMENTS OF VBBL 2019****** This permit is issued under the VBBL 2019, with updated energy requirements as per bylaw # 12997 effective Jan 01, 2022. All rooms adjacent to North and South exposing building face shall be sprinklered. "Combustible projections or roof soffits on an exposing building face shall not project to less than .45m from the property line and shall be in compliance with VBBL 2019 9.10.15.5.(9) | Secure Pro Systems Ltd
SP-2022-01913 | 2022-11-16 | 1037 ODLUM DRIVE, Vancouver, BC V5L 3L5 | Sprinkler Permit | Residential | New | Completed | Residential - new home >BP: To construct a two storey with basement One-family dwelling with Secondary Suite, with a detached accessory building garage at the rear providing two parking spaces having vehicular access from the lane. The entire building to be sprinklered to NFPA 13D. 1. Covenant registered at the Land Title Office under CA9915087 2. No strata titling permitted 3. A/C unit proposed in rear yard 4. No bar sink 5. Schedule B S Dulay P.Eng (604-603-7254) Structural and Geotechnical 6. BC Housing Dhinsa Ventures Corp This is a 2 storey building pursuant to the Zoning and Development By-Law ******THIS PERMIT HAS BEEN ISSUED UNDER THE REQUIREMENTS OF VBBL 2019****** This permit is issued under the VBBL 2019, with updated energy requirements as per bylaw # 12997 effective Jan 01, 2022. All rooms adjacent to North and South exposing building face shall be sprinklered. "Combustible projections or roof soffits on an exposing building face shall not project to less than .45m from the property line and shall be in compliance with VBBL 2019 9.10.15.5.(9) | SBMS Construction Ltd
NULL | NULL | 1037 ODLUM DRIVE, Vancouver, BC V5L 3L5 | Gas Permit | Residential | New | Draft | Residential - gas line for 1 stove | NULL
GP-2022-03974 | 2022-12-13 | 1037 ODLUM DRIVE, Vancouver, BC V5L 3L5 | Gas Permit | Residential | New | Completed | Residential - to install 1 range >To construct a two storey with basement One-family dwelling with Secondary Suite, with a detached accessory building garage at the rear providing two parking spaces having vehicular access from the lane. The entire building to be sprinklered to NFPA 13D. 1. Covenant registered at the Land Title Office under CA9915087 2. No strata titling permitted 3. A/C unit proposed in rear yard 4. No bar sink 5. Schedule B S Dulay P.Eng (604-603-7254) Structural and Geotechnical 6. BC Housing Dhinsa Ventures Corp This is a 2 storey building pursuant to the Zoning and Development By-Law ******THIS PERMIT HAS BEEN ISSUED UNDER THE REQUIREMENTS OF VBBL 2019****** This permit is issued under the VBBL 2019, with updated energy requirements as per bylaw # 12997 effective Jan 01, 2022. All rooms adjacent to North and South exposing building face shall be sprinklered. "Combustible projections or roof soffits on an exposing building face shall not project to less than .45m from the property line and shall be in compliance with VBBL 2019 9.10.15.5.(9) | Symbolistic Heating Ltd
PP-2022-03025 | 2022-08-30 | 1037 ODLUM DRIVE, Vancouver, BC V5L 3L5 | Plumbing Permit | Residential | New | Completed | Residential - Sumps | AKAL DEMOLITION & EXCAVATING LTD
EP-2022-06528 | 2022-08-04 | 1037 ODLUM DRIVE, Vancouver, BC V5L 3L5 | Electrical Permit | Residential | New | Completed | Installation / Repair - Residential - COMPLETE ROUGH WIRING AND FINISHING 31-750V >BP: To construct a two storey with basement One-family dwelling with Secondary Suite, with a detached accessory building garage at the rear providing two parking spaces having vehicular access from the lane. The entire building to be sprinklered to NFPA 13D. 1. Covenant registered at the Land Title Office under CA9915087 2. No strata titling permitted 3. A/C unit proposed in rear yard 4. No bar sink 5. Schedule B S Dulay P.Eng (604-603-7254) Structural and Geotechnical 6. BC Housing Dhinsa Ventures Corp | Simplex Electrical Ltd
EP-2022-05757 | 2022-07-08 | 4165 MILLER STREET, Vancouver, BC V5N 3Z9 | Electrical Permit | Residential | Addition | Completed | Installation / Repair - Residential - 2FD - NORTH - 4163 MILLER ST SOUTH - 4165 MILLER ST Extra Low Voltage Finishing To construct a 2 1/2 storey, two-family dwelling with a detached accessory building (garage), at the rear providing 2 parking spaces, having vehicular access from the lane. Note: This is a 2 storey building pursuant to the Zoning and Development By-Law 1- No A/C unit proposed 2- No bar sink proposed | Karma Communications Ltd.
EP-2022-01509 | NULL | 2666 E 8TH AVENUE, Vancouver, BC V5M 1W5 | Electrical Permit | Residential | New | Withdrawn | Installation / Repair - Residential - Extra low voltage roughing and finishing. Tv, data , security system roughing and finish. | Smarthomes Security Ltd.
EP-2022-01194 | 2022-02-17 | 2666 E 8TH AVENUE, Vancouver, BC V5M 1W5 | Electrical Permit | Residential | New | Completed | Installation / Repair - Residential - New Duplex wiring 200 amp main service 125 amp for each unit >BP: To construct a 2-storey two-family dwelling with one secondary suite and a detached accessory building (garage) at the rear providing 2 parking spaces, with a small car surface parking having vehicular access from the lane. The entire building to be sprinklered to NFPA 13D. 1. Covenant registered at the Land Title Office under CA9351715 2. No strata titling permitted 3. No A/C units proposed 4. Schedule B Md. Shahidul Alam P.Eng (604-653-7475) Structural & Geotechnical 5. BC Housing Budget Homes Ltd Note: This is a 2 storey building pursuant to the Zoning and Development By-Law All rooms adjacent to East and West exposing building face shall be sprinklered. ******THIS PERMIT HAS BEEN ISSUED UNDER THE REQUIREMENTS OF VBBL 2019****** | H.L. ELECTRICAL LTD
EP-2022-06438 | 2022-08-09 | 230 E 37TH AVENUE #3, Vancouver, BC V5W 1E6 | Electrical Permit | Residential | Renovation - Dwelling Unit(s) only | Completed | Installation / Repair - Residential - Installation of a Flo electric vehicle charger along with a DCC-12 energy management system. | Black & McDonald Limited
GP-2023-01867 | 2023-06-26 | 2426 FRASER STREET, Vancouver, BC V5T 3V2 | Gas Permit | Commercial | New | Completed | Commercial - 1 boiler & 4 ranges >BP: To construct a multiple-dwelling building containing a total of four (4) secured rental dwelling units | JOT MECHANICAL LTD
EP-2023-05510 | 2023-06-22 | 2432 FRASER STREET, Vancouver, BC V5T 3V2 | Electrical Permit | Commercial | New | Issued | Installation / Repair - Commercial - Install security, tel, tv, data, chime, camera roughin & completion. >BP: To construct a multiple-dwelling building containing a total of four (4) secured rental dwelling units and one (1) car stall parking at-grade, as per Board of Variance Appeal Decision Z35707 Dated February 23, 2021; | Repel Security Systems Ltd
NULL | NULL | 2432 FRASER STREET, Vancouver, BC V5T 3V2 | Mechanical Permit | NULL | NULL | Draft | NULL | Parm Plumbing & heating Ltd
MP-2023-00673 | 2023-04-21 | 2432 FRASER STREET, Vancouver, BC V5T 3V2 | Mechanical Permit | NULL | NULL | Completed | NULL | Parm Plumbing & heating Ltd
PP-2023-00813 | 2023-03-10 | 4588 HIGHBURY STREET, Vancouver, BC V6S 1W7 | Plumbing Permit | Residential | New | Completed | Residential - DCVA backflow preventer installed by curb stop for outdoor irrigation | MDT Backflow Ltd
SP-2022-01057 | 2022-06-29 | 4588 HIGHBURY STREET, Vancouver, BC V6S 1W7 | Sprinkler Permit | Residential | New | Completed | Residential - Installation of new sprinkler system into single family home >To construct a 2 storey with cellar one-family dwelling with a detached accessory building (garage), at the rear providing 2 parking spaces, having vehicular access from the lane. The entire building to be sprinklered to NFPA 13D. 1. No A/C unit proposed 2. No bar sink proposed 3. Schedule B Henry S.N Hsu P.Eng (604-322-7158) Structural and Geotechnical 4. Schedule B P.K.L Fongu P.Eng (604-837-3205) Geotechnical 5. BC Housing Rezcom Construction Ltd Note: This is a 2 storey building pursuant to the Zoning and Development By-Law ******THIS PERMIT HAS BEEN ISSUED UNDER THE REQUIREMENTS OF VBBL 2019****** All rooms adjacent to East exposing building face shall be sprinklered. "Combustible projections or roof soffits on an exposing building face shall not project to less than .45m from the property line and shall be in compliance with VBBL 2019 9.10.15.5.(9)" | Bernin Fire Protection Ltd
PP-2022-02273 | 2022-06-28 | 4588 HIGHBURY STREET, Vancouver, BC V6S 1W7 | Plumbing Permit | Residential | New | Completed | Residential - Plumbing To construct a 2 storey with cellar one-family dwelling with a detached accessory building (garage), at the rear providing 2 parking spaces, having vehicular access from the lane. The entire building to be sprinklered to NFPA 13D. 1. No A/C unit proposed 2. No bar sink proposed 3. Schedule B Henry S.N Hsu P.Eng (604-322-7158) Structural and Geotechnical 4. Schedule B P.K.L Fongu P.Eng (604-837-3205) Geotechnical 5. BC Housing Rezcom Construction Ltd | AMF CONTRACTING LTD
GP-2022-02951 | 2022-10-03 | 4588 HIGHBURY STREET, Vancouver, BC V6S 1W7 | Gas Permit | Residential | New | Completed | Residential - Installation of 2 gas fireplaces - venting and hook up only >BP: To construct a 2 storey with cellar one-family dwelling with a detached accessory building (garage), at the rear providing 2 parking spaces, having vehicular access from the lane. The entire building to be sprinklered to NFPA 13D. 1. No A/C unit proposed 2. No bar sink proposed 3. Schedule B Henry S.N Hsu P.Eng (604-322-7158) Structural and Geotechnical 4. Schedule B P.K.L Fongu P.Eng (604-837-3205) Geotechnical 5. BC Housing Rezcom Construction Ltd | Urban Fireplaces Ltd
GP-2022-02882 | 2022-09-27 | 4588 HIGHBURY STREET, Vancouver, BC V6S 1W7 | Gas Permit | Residential | New | Completed | Residential - 1FD - Rough in gas piping only and venting for on demand heater >BP: To construct a 2 storey with cellar one-family dwelling with a detached accessory building (garage), at the rear providing 2 parking spaces, having vehicular access from the lane. The entire building to be sprinklered to NFPA 13D. 1. No A/C unit proposed 2. No bar sink proposed | AMF CONTRACTING LTD
EP-2022-08519 | 2022-10-07 | 4588 HIGHBURY STREET, Vancouver, BC V6S 1W7 | Electrical Permit | Residential | New | Completed | Installation / Repair - Residential - low voltage security alarm, tel/data/cable, doorbell, CCTV, audio. >BP: To construct a 2 storey with cellar one-family dwelling with a detached accessory building (garage), at the rear providing 2 parking spaces, having vehicular access from the lane. | Orca Automation Corp
EP-2022-01694 | 2022-03-02 | 4588 HIGHBURY STREET, Vancouver, BC V6S 1W7 | Electrical Permit | Residential | New | Expired | Temporary Power - Residential - To provide temporary power. NOTE: Work authorized by this permit is for placement of a temporary power pole only and does not authorize any site construction and/or excavation. A separate Building Permit will be required prior to commencement of any other work on this site. | Onpoint Electric Ltd
EP-2022-02039 | 2022-03-15 | 4588 HIGHBURY STREET, Vancouver, BC V6S 1W7 | Electrical Permit | Residential | New | Completed | Installation / Repair - Residential - - New house witt all new wiring - main 200amp service overhead into garage - sub feed to mechanical room in main house - data and cable wiring throughout >BP: To construct a 2 storey with cellar one-family dwelling with a detached accessory building (garage), at the rear providing 2 parking spaces, having vehicular access from the lane. The entire building to be sprinklered to NFPA 13D. 1. No A/C unit proposed 2. No bar sink proposed 3. Schedule B Henry S.N Hsu P.Eng (604-322-7158) Structural and Geotechnical 4. Schedule B P.K.L Fongu P.Eng (604-837-3205) Geotechnical 5. BC Housing Rezcom Construction Ltd Note: This is a 2 storey building pursuant to the Zoning and Development By-Law ******THIS PERMIT HAS BEEN ISSUED UNDER THE REQUIREMENTS OF VBBL 2019****** All rooms adjacent to East exposing building face shall be sprinklered. "Combustible projections or roof soffits on an exposing building face shall not project to less than .45m from the property line and shall be in compliance with VBBL 2019 9.10.15.5.(9)" | Onpoint Electric Ltd
PP-2022-01180 | 2022-04-07 | 4588 HIGHBURY STREET, Vancouver, BC V6S 1W7 | Plumbing Permit | Residential | New | Completed | Residential - 1FD - To install 2 outside sumps To construct a 2 storey with cellar one-family dwelling with a detached accessory building (garage), at the rear providing 2 parking spaces, having vehicular access from the lane. The entire building to be sprinklered to NFPA 13D. 1. No A/C unit proposed 2. No bar sink proposed | Adam Kosel
EP-2022-10511 | 2022-12-19 | 3267 E 29TH AVENUE #3, Vancouver, BC V5R 1W4 | Electrical Permit | Residential | New | Expired | Temporary Power - Residential - To provide temporary power. Renewal of EP-2021-09169 Valid: Dec 10, 2022 to Dec 09, 2023 | Sunnen Electrical Contractor Ltd
EP-2023-00554 | 2023-01-31 | 3267 E 29TH AVENUE #3, Vancouver, BC V5R 1W4 | Electrical Permit | Residential | New | Completed | Installation / Repair - Residential - wiring for laneway house EP-2022-02368/ 1FD + 1SS >BP: To construct a 2 storey laneway house building ($137,500) with an open parking pad, providing 1 parking space, having vehicular access from the lane. Note: This is a 1 ½ storey building pursuant to the Zoning & Development By-law 1. Covenant registered at the Land Title Office under CA8922857 2. No Strata Titling permitted 3. No A/C unit proposed 4. Schedule B: Ke Jian, MA, P. Eng. (604-599-8890) Structural 5. Schedule B: Heqing Jian P. Eng. (778-987-7461) Geotechnical 6. HPO: Residential Builder - Lewis Vancouver Development Ltd. Address number assigned as per approved plans for Fire and Emergency response. The address number is to be posted and to the building and to be visible from the street in accordance with the Building By-law prior to final inspection. ******THIS PERMIT HAS BEEN ISSUED UNDER THE REQUIREMENTS OF VBBL #12511 (2019)****** | Sunnen Electrical Contractor Ltd
PP-2023-00505 | 2023-02-13 | 3267 E 29TH AVENUE #3, Vancouver, BC V5R 1W4 | Plumbing Permit | Residential | New | Completed | Residential - LWH - #3 - Plumbing for 1 Laneway house >DB: To construct a 2 storey laneway house building with an open parking pad, providing 1 parking space, having vehicular access from the lane. Note: This is a 1 ½ storey building pursuant to the Zoning & Development By-law 1. Covenant registered at the Land Title Office under CA8922857 2. No Strata Titling permitted 3. No A/C unit proposed | Apple Mechanical Ltd
SP-2023-00730 | 2023-04-27 | 3267 E 29TH AVENUE #3, Vancouver, BC V5R 1W4 | Sprinkler Permit | Residential | New | Completed | Residential - LWH - #3 - Install sprinklers in Lwh The entire building, INCLUDING THE ATTACHED GARAGE (if applicable), to be sprinklered to NFPA 13D. >DB: To construct a 2 storey laneway house building with an open parking pad, providing 1 parking space, having vehicular access from the lane. Note: This is a 1 ½ storey building pursuant to the Zoning & Development By-law 1. Covenant registered at the Land Title Office under CA8922857 2. No Strata Titling permitted 3. No A/C unit proposed | Gold Key Fire Protection Ltd
EP-2023-03142 | 2023-04-12 | 3267 E 29TH AVENUE #3, Vancouver, BC V5R 1W4 | Electrical Permit | Residential | New | Completed | Installation / Repair - Residential - Low-voltage system pre-wiring ( Networking, telephone, TV) >BP: To construct a 2 storey laneway house building ($137,500) with an open parking pad, providing 1 parking space, having vehicular access from the lane. Note: This is a 1 ½ storey building pursuant to the Zoning & Development By-law 1. Covenant registered at the Land Title Office under CA8922857 2. No Strata Titling permitted 3. No A/C unit proposed 4. Schedule B: Ke Jian, MA, P. Eng. (604-599-8890) Structural 5. Schedule B: Heqing Jian P. Eng. (778-987-7461) Geotechnical 6. HPO: Residential Builder - Lewis Vancouver Development Ltd. ******THIS PERMIT HAS BEEN ISSUED UNDER THE REQUIREMENTS OF VBBL #12511 (2019)****** | 8020 Kingkong Enterprises Ltd
PP-2022-00555 | 2022-02-17 | 2377 E 4TH AVENUE, Vancouver, BC V5N 1L2 | Plumbing Permit | Residential | New | Completed | Residential - 2FD - FRONT UNIT - 2375 E 4TH AV - SOUTH PORTION BACK UNIT - 2377 E 4TH AV - NORTH PORTION rough plumbing, shower,bath and finishing To construct a 2 and 1 half storey two-family dwelling with a detached accessory building (garage) 2 parking spaces, having vehicular access from the lane. 1. A/C proposed – Exterior component located at rear yard by covered porch, Interior component(s) located in Upper Floor Bedroom | Dynasty Developments Ltd
PP-2023-00907 | NULL | 3076 E 59TH AVENUE #3, Vancouver, BC V5S 2B3 | Plumbing Permit | Residential | New | Withdrawn | Residential - new plumbing | Killarney Mechanical Ltd
EP-2023-03157 | 2023-04-27 | 3076 E 59TH AVENUE #3, Vancouver, BC V5S 2B3 | Electrical Permit | Residential | New | Completed | Installation / Repair - Residential - new construction for laneway house >To construct a 2 storey laneway house building ($225,000.00) with 1 on grade parking space, having vehicular access from the lane. NOTE: To achieve the required FSR a floor space exclusion of 3% has been applied to this application as per section 11.17.24(d) of the district schedule, to accommodate improved building performance. 1. No A/C unit proposed 2. Schedule B: Shamsul Alam Shikder P.Eng (604-255-3740) Structural & Geotechnical 3. BC Housing: TVK Construction Ltd. Note: This is a 1 1/2 storey building pursuant to the Zoning & Development By-law Any alterations or conversions to the attached garage (if applicable) to habitable living space shall not be permitted without first obtaining the approval of the Director of Planning and the Chief Building Official. Thermal protection measures and Laneway house design guidelines shall be required to be met prior to the approval of the conversion. ******THIS PERMIT HAS BEEN ISSUED UNDER THE REQUIREMENTS OF VBBL 2019****** | CSM Electric Ltd
SP-2023-00866 | 2023-05-17 | 3076 E 59TH AVENUE #3, Vancouver, BC V5S 2B3 | Sprinkler Permit | Residential | New | Completed | Residential - Piping and fixture installation >BP: To construct a 2 storey laneway house building ($225,000.00) with 1 on grade parking space, having vehicular access from the lane. NOTE: To achieve the required FSR a floor space exclusion of 3% has been applied to this application as per section 11.17.24(d) of the district schedule, to accommodate improved building performance. 1. No A/C unit proposed 2. Schedule B: Shamsul Alam Shikder P.Eng (604-255-3740) Structural & Geotechnical 3. BC Housing: TVK Construction Ltd. | RG Plumbing Ltd
PP-2023-00223 | 2023-01-23 | 3076 E 59TH AVENUE #3, Vancouver, BC V5S 2B3 | Plumbing Permit | Residential | New | Completed | Residential - plumbing for: >BP: To construct a 2 storey laneway house building ($225,000.00) with 1 on grade parking space, having vehicular access from the lane. NOTE: To achieve the required FSR a floor space exclusion of 3% has been applied to this application as per section 11.17.24(d) of the district schedule, to accommodate improved building performance. 1. No A/C unit proposed 2. Schedule B: Shamsul Alam Shikder P.Eng (604-255-3740) Structural & Geotechnical 3. BC Housing: TVK Construction Ltd. | Killarney Mechanical Ltd
GP-2022-00063 | NULL | 2727 W 14TH AVENUE, Vancouver, BC V6X 2X1 | Gas Permit | Residential | New | Cancelled | Residential - gas fitting fireplace is piping only | R J Gas Ltd
EP-2022-00156 | 2022-06-20 | 2727 W 14TH AVENUE, Vancouver, BC V6X 2X1 | Electrical Permit | Residential | New | Completed | Installation / Repair - Residential - Complete intrusion alarm system >BP: ENTIRE BUILDING TO BE SPRINKLERED TO NFPA 13R To construct a 2 storey two-family dwelling ($556,500) with a detached accessory building (garage) providing 2 parking spaces, having vehicular access from the lane. | LRM Marketing Ltd.
PP-2022-00999 | 2022-03-24 | 4063 W 28TH AVENUE #3, Vancouver, BC V6S 1S7 | Plumbing Permit | Residential | New | Completed | Residential - LWH - #3 - Rough-in & all plumbing To construct a 2 storey laneway house building with attached 2 car garage and an open parking pad providing total of 3 parking space having vehicular access from the lane. The entire building, INCLUDING THE ATTACHED GARAGE, to be sprinklered to NFPA 13R. 1. Covenant registered at the Land Title Office under CA8722989 2. No Strata Titling permitted 3. No A/C unit proposed for LWH | Tap Roots Plumbing and Heating Ltd
EP-2022-04247 | 2022-05-25 | 4063 W 28TH AVENUE #3, Vancouver, BC V6S 1S7 | Electrical Permit | Residential | New | Completed | Installation / Repair - Residential - Laneway house wiring >BP: To construct a 2 storey laneway house building with attached 2 car garage and an open parking pad providing total of 3 parking space having vehicular access from the lane. The entire building, INCLUDING THE ATTACHED GARAGE, to be sprinklered to NFPA 13R. 1. Covenant registered at the Land Title Office under CA8722989 2. No Strata Titling permitted 3. No A/C unit proposed for LWH 4. Schedule B Antony Wang P.Eng (604-618-6236) Structural & Geotechnical 5. BC Housing Bela Construction Ltd Note: This is a 1 1/2 storey building pursuant to the Zoning & Development By-law ******THIS PERMIT HAS BEEN ISSUED UNDER THE REQUIREMENTS OF VBBL 2019****** "Combustible projections or roof soffits on an exposing building face shall not project to less than .45m from the property line and shall be in compliance with VBBL 2019 9.10.15.5.(9)" Any alterations or conversions to the attached garage to habitable living space shall not be permitted without first obtaining the approval of the Director of Planning and the Chief Building Official. Thermal protection measures and Laneway house design guidelines shall be required to be met prior to the approval of the conversion. Amend: Aug 10, 2022 Revised load calculation as per requested by Victor | G Chu Electric Ltd
EP-2022-05960 | 2022-07-15 | 4063 W 28TH AVENUE #3, Vancouver, BC V6S 1S7 | Electrical Permit | Residential | New | Completed | Installation / Repair - Residential - structured wiring security alarm system doorbell >BP: To construct a 2 storey laneway house building with attached 2 car garage and an open parking pad providing total of 3 parking space having vehicular access from the lane. The entire building, INCLUDING THE ATTACHED GARAGE, to be sprinklered to NFPA 13R. 1. Covenant registered at the Land Title Office under CA8722989 2. No Strata Titling permitted 3. No A/C unit proposed for LWH 4. Schedule B Antony Wang P.Eng (604-618-6236) Structural & Geotechnical 5. BC Housing Bela Construction Ltd Note: This is a 1 1/2 storey building pursuant to the Zoning & Development By-law ******THIS PERMIT HAS BEEN ISSUED UNDER THE REQUIREMENTS OF VBBL 2019****** "Combustible projections or roof soffits on an exposing building face shall not project to less than .45m from the property line and shall be in compliance with VBBL 2019 9.10.15.5.(9)" Any alterations or conversions to the attached garage to habitable living space shall not be permitted without first obtaining the approval of the Director of Planning and the Chief Building Official. Thermal protection measures and Laneway house design guidelines shall be required to be met prior to the approval of the conversion. | Vancouver Audiospace Home Control Ltd
EP-2022-02527 | 2022-03-31 | 477 W 59TH AVENUE, Vancouver, BC V5K 1X4 | Electrical Permit | Commercial | NULL | Expired | Annual / Operating - Annual Operating Permit -Renewal: EP-2021-02357 -Valid: March 30, 2022 - March 29, 2023 AEOP 2022-2023 Two inspections annually with reports and worklogs Amend: Mar 14th, 2023 update FSR Mario Fata #219985 to Jason White #252323 | Nightingale Electric Ltd
EP-2023-02726 | 2023-03-29 | 477 W 59TH AVENUE, Vancouver, BC V5K 1X4 | Electrical Permit | Commercial | NULL | Issued | Annual / Operating - AEOP 2023-2024 Two Inspections annually with reports and worklogs. Common areas interior, exterior, parkade, service rooms, amenities. Renewal of EP-2022-02527 Valid: March 30, 2023 - March 29, 2024 | Nightingale Electric Ltd
EP-2022-01968 | 2022-03-10 | 8437 MAIN STREET, Vancouver, BC | Electrical Permit | Commercial | Tenant Improvement | Completed | Installation / Repair - Commercial - Installation of 4 kettles, 6 pumps, 1 boiler and 1 chiller. >BP: Interior alterations and change of use from Wholesale - Class A(F2) SHELL to Chemicals or Chemical Products Manufacturing - Class B in this existing commercial building on this site. Scope of work: Construct interior walls, new mechanical and new electrical room. Warehouse racking. Plumbing and Electrical to suit. OK for field review as per Hilton Hartwell - September 3, 2021 Letters of assurance submitted: Sch A (Arch): V. Chauhan, AIBC, 604.264.1450 Sch B (Arch): V. Chauhan, AIBC, 604.264.1450 Sch B (Mech, Plumb): B. S. Al-Mahameed, 604.589.5879 Sch B (Elec): S. Nemetz, P.Eng., 604.736.6562 Sch B (Str): E. B. Vethanayagam, P.Eng., 604.940.4000 Notes: 1. Sprinkler contract: Phaser Fire Protection Ltd. 2. Energy upgrade triggers: E2 - Lighting - Upgrade to Local Control (per 9.4.1.1.(a) of ASHRAE 90.1-2016) | AM Electric Ltd
SP-2021-01843 | 2022-04-14 | 8437 MAIN STREET, Vancouver, BC | Sprinkler Permit | Commercial | Tenant Improvement | Completed | Commercial - For sprinkler system alterations to the 2019 VBBL and NFPA 13, 2013 for the tenant improvements to provide interior alterations and change of use from Wholesale - Class A(F2) SHELL to Chemicals or Chemical Products Manufacturing - Class B in this existing commercial building on this site. Scope of work: Construct interior walls, new mechanical and new electrical room. Warehouse racking. Plumbing and Electrical to suit. CONDITION OF ISSUANCE: The is permit is issued on the basis that the supporting letters/checklist regarding commodity classifications & applicable increase, storage methodology and limits either in or outside racking. These authenticated letters (signed and sealed) shall be provided and accepted prior to calling the rough-in inspection. (M.Lam-Apr 13, 2022) No reinforced plastic pallets permit within this unit. P. Eng or record Elston Johnston 604-272-0105 | Phaser Fire Protection Ltd
PP-2022-00217 | 2022-02-03 | 8437 MAIN STREET, Vancouver, BC | Plumbing Permit | Commercial | Tenant Improvement | Completed | Commercial - Addition of washroom, lunchroom, 2 sinks, trench drain etc. 150 GPM: 2-comp, DW, 1-comp, kettle drain, FD Interior alterations and change of use from Wholesale - Class A(F2) SHELL to Chemicals or Chemical Products Manufacturing - Class B in this existing commercial building on this site. Scope of work: Construct interior walls, new mechanical and new electrical room. Warehouse racking. Plumbing and Electrical to suit. >>>>Amend: May 24th -Add permit for 3 backflow preventers | Tri-City Plumbing & Heating Ltd
EP-2022-00500 | 2022-01-26 | 8437 MAIN STREET, Vancouver, BC | Electrical Permit | Commercial | Tenant Improvement | Completed | Installation / Repair - Commercial - Tenant Improvement, including: New wiring, new light fixtures and controls, receptacles, emergency lighting, low voltage data wiring and new electric heaters >BP: Interior alterations and change of use from Wholesale - Class A(F2) SHELL to Chemicals or Chemical Products Manufacturing - Class B in this existing commercial building on this site. Scope of work: Construct interior walls, new mechanical and new electrical room. Warehouse racking. Plumbing and Electrical to suit. OK for field review as per Hilton Hartwell - September 3, 2021 Letters of assurance submitted: Sch A (Arch): V. Chauhan, AIBC, 604.264.1450 Sch B (Arch): V. Chauhan, AIBC, 604.264.1450 Sch B (Mech, Plumb): B. S. Al-Mahameed, 604.589.5879 Sch B (Elec): S. Nemetz, P.Eng., 604.736.6562 Sch B (Str): E. B. Vethanayagam, P.Eng., 604.940.4000 Notes: 1. Sprinkler contract: Phaser Fire Protection Ltd. 2. Energy upgrade triggers: E2 - Lighting - Upgrade to Local Control (per 9.4.1.1.(a) of ASHRAE 90.1-2016) Amend Feb 8, 2022 adding low voltage security wiring, with a job value increase of $1,200.00 | Wespac Electrical Contractor Ltd
EP-2022-05709 | 2022-07-06 | 1494 W 32ND AVENUE, Vancouver, BC V6H 2J3 | Electrical Permit | Residential | New | Expired | Temporary Power - Residential - To provide temporary power. | Tuong Su
NULL | NULL | 1494 W 32ND AVENUE, Vancouver, BC V6H 2J3 | Electrical Permit | Residential | New | Withdrawn | Installation / Repair - Residential - Installing conduits and wiring in the slab of the parkade | Robert Clark & Karen Clark & Dean Clark
PP-2022-03138 | 2022-10-04 | 1494 W 32ND AVENUE, Vancouver, BC V6H 2J3 | Plumbing Permit | Commercial | New | Issued | Commercial - Ground work >BP: New four-storey multiple dwelling building containing eighty-six (86) secured rental dwelling units with one level of underground parking having accessed from the lane parallel to Granville Street. | Pipecraft Mechanical Systems Inc
NULL | NULL | 1494 W 32ND AVENUE, Vancouver, BC V6H 2J3 | Plumbing Permit | Commercial | New | Draft | Commercial - Ground work, underground services | Pipecraft Mechanical Systems Inc
NULL | NULL | 1494 W 32ND AVENUE, Vancouver, BC V6H 2J3 | Plumbing Permit | Commercial | New | Draft | Commercial - Ground work | Pipecraft Mechanical Systems Inc
NULL | NULL | 1494 W 32ND AVENUE, Vancouver, BC V6H 2J3 | Plumbing Permit | Commercial | New | Draft | Commercial - Ground work | Pipecraft Mechanical Systems Inc
PP-2023-01198 | 2023-04-05 | 7161 VICTORIA DRIVE, Vancouver, BC V5P 3Y9 | Plumbing Permit | Commercial | Tenant Improvement | Completed | Commercial - New bathroom and kitchen sink >BP: Interior alterations to change the use from Retail Shell to Health Care Office and provide first tenant improvements to this unit 7161 Victoria Drive on the ground floor of this existing mixed-use building. | PACIFIC FLO MECHANICAL
EP-2023-02973 | 2023-04-05 | 7161 VICTORIA DRIVE, Vancouver, BC V5P 3Y9 | Electrical Permit | Commercial | Tenant Improvement | Completed | Installation / Repair - Commercial - Install new lights, receptacles; existing panel. >BP: Interior alterations to change the use from Retail Shell to Health Care Office and provide first tenant improvements to this unit 7161 Victoria Drive on the ground floor of this existing mixed-use building. Notes: 1. Sprinkler contractor to be confirmed. | Ampac Electric Ltd
SP-2023-00707 | 2023-04-21 | 7161 VICTORIA DRIVE, Vancouver, BC V5P 3Y9 | Sprinkler Permit | Commercial | Tenant Improvement | Completed | Commercial - adding an additional 2 sprinkler heads >BP: Interior alterations to change the use from Retail Shell to Health Care Office and provide first tenant improvements to this unit 7161 Victoria Drive on the ground floor of this existing mixed-use building. Notes: 1. Sprinkler contractor to be confirmed. *****This application does not include any of the following: 1. Not more than 20 sprinklers (add, relocate, or remove), 2. hydraulic calculations, 3. change in occupancy and /or hazard classification, 4. warehouse storage arrangements, 5. mobile compact storage arrangements, 6. alternative solutions, 7. changes to the sprinkler system supply piping (e.g. valves, mains, cross-mains, branch-lines, etc.), or 8. flexible sprinkler pipe. | Escape Fire Protection Ltd
SP-2023-01953 | NULL | 885 CAMBIE STREET #603, Vancouver, BC V6B 0R6 | Sprinkler Permit | Commercial | Tenant Improvement | Applicant Revisions | Commercial - First TI for Interior alterations and change of use (major occupancy) from office to hotel on levels 3,4 and 5 at this mixed-use high rise building on this site built per VBBL 2014. Note: 1.0. Application is reviewed under VBBL 2019. 2.0. Upgrade triggers per Part 11 are F4, S4, N4 and A4. | NULL
PP-2023-00446 | 2023-02-09 | 3609 W 16TH AVENUE, Vancouver, BC V6R 3C3 | Plumbing Permit | Commercial | New | Completed | Commercial - commercial >BP: Interior alterations to provide tenant improvements for Similar to Beauty and Wellness Centre with accessory Retail Store (first TI) at 3609 W 16th Av in this existing mixed-use residential building. Note: 1. Related to DP-2022-00803 for change of use from Retail (shell) to Similar to Beauty and Wellness Centre. | WHITE HILL PLUMBING & HEATING LTD
EP-2023-01705 | 2023-03-01 | 3609 W 16TH AVENUE, Vancouver, BC V6R 3C3 | Electrical Permit | Commercial | Tenant Improvement | Completed | Installation / Repair - Commercial - A TI project for an aesthetic spa. This retail unit is currently empty, and never been occupied. New circuits for lighting, emergency lighting, receptacles, and hot water tank are to be pulled from exisiting 3 phase 100Amp panel. >BP: Interior alterations to provide tenant improvements for Similar to Beauty and Wellness Centre with accessory Retail Store (first TI) at 3609 W 16th Av in this existing mixed-use residential building. Note: 1. Related to DP-2022-00803 for change of use from Retail (shell) to Similar to Beauty and Wellness Centre. | NSK Electric Ltd
SP-2023-00779 | 2023-05-04 | 3609 W 16TH AVENUE, Vancouver, BC V6R 3C3 | Sprinkler Permit | Commercial | Tenant Improvement | Completed | Commercial - Relocate head install >BP: 3609 W 16th Avenue. Interior alterations to provide tenant improvements for Similar to Beauty and Wellness Centre with accessory Retail Store (first TI) at 3609 W 16th Av in this existing mixed-use residential building. AMEND: MAY 23/2023 Sprinkler head minimum 18 feet above the wall 1 head relocate 10 feet from the wall *****This application does not include any of the following: 1. Not more than 20 sprinklers (add, relocate, or remove), 2. hydraulic calculations, 3. change in occupancy and /or hazard classification, 4. warehouse storage arrangements, 5. mobile compact storage arrangements, 6. alternative solutions, 7. changes to the sprinkler system supply piping (e.g. valves, mains, cross-mains, branch-lines, etc.), or 8. flexible sprinkler pipe. >>Amend: May 26th, 2023 -We are amending this application. 1 new head install and 4 heads are relocated. In the previous application only 1 new head install and now we add 4 more heads that are relocated. Total heads are 5. | NewTech Fire Protection Ltd
EP-2023-05052 | 2023-06-07 | 3601 W 16TH AVENUE, Vancouver, BC V6R 3C3 | Electrical Permit | Commercial | NULL | Expired | Annual / Operating - ELECTRICAL MAINTENANCE FOR ENTIRE BUILDING RENEWAL OF EP-2022-05306 VALID JAN 12, 2023 - JAN 11, 2024 | Bridge Electric Corp
EP-2022-05306 | 2022-06-22 | 3601 W 16TH AVENUE, Vancouver, BC V6R 3C3 | Electrical Permit | Commercial | NULL | Expired | Annual / Operating - ELECTRICAL MAINTENANCE FOR ENTIRE BUILDING -Renewal of EP-2021-00173 ANNUAL OPERATING PERMIT VALID JAN 12, 2022 - JAN 11, 2023 | Bridge Electric Corp
EP-2024-00671 | 2024-01-31 | 3601 W 16TH AVENUE, Vancouver, BC V6R 3C3 | Electrical Permit | Commercial | NULL | Issued | Annual / Operating - ELECTRICAL MAINTENANCE FOR ENTIRE BUILDING RENEWAL OF EP-2023-05052 VALID: JAN 12, 2024 - JAN 11, 2025 | Bridge Electric Corp
EP-2022-05431 | 2022-06-30 | 3605 W 16TH AVENUE, Vancouver, BC V6R 3C3 | Electrical Permit | Commercial | Tenant Improvement | Completed | Installation / Repair - Commercial - TI project for a newly opening coffee shop. This retail space has never been occupied, and everything is newly installed. The circuits for new lighting, emergency lighting, and branch circuits for cafe equipment are pulled from existing electrical panel in the unit. The scope of work includes a feeder upgrade from 100A to 200A from the buildings electrical room to the unit. The existing electrical panel is rated for 200A.Existing 100A breakers and AWG 1 ACWU90 cable are to be replaced with 200A breakers and 250kcmil ACWU90 cable. **NOTE** ONLY UPGRADE WORK TO BE DONE ONCE BUILDING PERMIT IS ISSUED THEN ADDED WORK WILL BE AMENDED Building permit for this project has been submitted and in review now. The tenant and property owner want to proceed with feeder upgrade first while waiting for the permit, and then interior renovation work after the building permit is issued. **Amend 10/11/2022** The building permit for this TI project has been issued. I would like to get the electrical permit amended to include interior renovation including wiring and installation of electrical devices. The building permit number is BP-2022-03438. Change of use from Retail (Shell) to Restaurant - Class 2 and interior alterations to provide improvements for new tenant at 3605 W 16th Av in this existing mixed use building. **Amend 11/07/2022** Revised Lighting Compliance Form. The installation of a current limiter for track lights has been added. | NSK Electric Ltd
PP-2022-03638 | 2022-10-20 | 3605 W 16TH AVENUE, Vancouver, BC V6R 3C3 | Plumbing Permit | Commercial | Tenant Improvement | Completed | Commercial - installation of 2 washroom fixtures and plumbing fixtures for a Cafeteria | PM Plumbing and Heating Ltd
SP-2022-01899 | 2022-11-21 | 3605 W 16TH AVENUE, Vancouver, BC V6R 3C3 | Sprinkler Permit | Commercial | Tenant Improvement | Completed | Commercial - Addition or relocation of heads >BP: 3605 W 16th Ave Change of use from Retail (Shell) to Restaurant - Class 2 and interior alterations to provide improvements for new tenant at 3605 W 16th Av in this existing mixed use building. First TI No exterior alterations proposed. Must comply with non-combustible construction (3.2.2.24) Notes: 1. No DP is required for change of use as Restaurant - Class 2 is outright use in C-2 and no parking changes for less than 300 sq. m tenant space as per Eun Jeon, July 6, 2022. Schedule A - Joseph Park 604-771-5695 Schedule B Arch - Joseph Park 604-771-5695 Schedule B Mech/Plumbing - Jin Xing Song 778-861-1566 Separate sprinkler permit is required. | NewTech Fire Protection Ltd
GP-2022-00230 | NULL | 5509 KILLARNEY STREET, Vancouver, BC V5R 3W3 | Gas Permit | Residential | New | Cancelled | Residential - Gas piping of a duplex house | Karan Plumbing & Heating Ltd
EP-2023-05396 | 2023-06-15 | 150 ROBSON STREET, Vancouver, BC V6B 2A7 | Electrical Permit | Commercial | New | Issued | Temporary Power - Commercial - To provide temporary power. | RoyTech Electric Ltd
EP-2023-08682 | 2023-09-26 | 150 ROBSON STREET, Vancouver, BC V6B 2A7 | Electrical Permit | Commercial | New | Issued | Temporary Power - Commercial - To provide temporary power. | Charanjit Singh
PP-2023-03738 | 2023-11-10 | 2268 E BROADWAY, Vancouver, BC V5N 1W9 | Plumbing Permit | Commercial | New | Issued | Commercial - New condo building -underground only >BP: To construct a 6-storey residential building consisting of: 1st to 6th storey - 54 dwelling units; Amenity Room on Level 1 Roof - outdoor common amenity + private roof decks all over 2 levels of underground parking accessed from lane. *This permit has been reviewed under the provisions of VBBL 2019.* STAGED CONSTRUCTION STAGE I: Excavation only, to the extent of not involving shoring Issued: Feb. 8, 2023 - S. Yoo STAGE I, REVISION I: Change in Registered Professional of Record (Geotechnical); Reissuance of Erosion & Sediment Control Plan Issued: Jun. 23, 2023 - S. Yoo STAGE II: Excavation & Shoring Issued: Jun. 23, 2023 - S. Yoo STAGE III: Foundation up to Grade Issued: Sept. 22, 2023 - S. Yoo STAGE IV: Full Construction - In review | Synergy Mechanical Inc
EP-2023-09495 | 2023-10-31 | 2268 E BROADWAY, Vancouver, BC V5N 1W9 | Electrical Permit | Commercial | New | Issued | Interim - Commercial - Below grade groundwork, grounding, in slab conduits and cables. -Interim permit for EP-2023-06228 >BP: To construct a 6-storey residential building consisting of: 1st to 6th storey - 54 dwelling units; Amenity Room on Level 1 Roof - outdoor common amenity + private roof decks all over 2 levels of underground parking accessed from lane. *This permit has been reviewed under the provisions of VBBL 2019.* STAGED CONSTRUCTION Stage 1: Excavation only, to the extent of not involving shoring (S.Yoo, Feb. 8, 2023) Stage 1, Revision 1: Change in Registered Professional of Record (Geotechnical); Reissuance of Erosion & Sediment Control Plan (S.Yoo, Jun. 23, 2023) Stage 2: Excavation & Shoring (S.Yoo, Jun. 23, 2023) Stage 3: Full Construction - In review | Nightingale Electric Ltd
SP-2023-01043 | NULL | 2268 E BROADWAY, Vancouver, BC V5N 1W9 | Sprinkler Permit | Commercial | New | Applicant Revisions | Commercial - Residential Building with Parkade Below. 6 Stories Above Ground, and 2 Stories Below Ground >BP: To construct a 6-storey residential building consisting of: 1st to 6th storey - 54 dwelling units; Amenity Room on Level 1 Roof - outdoor common amenity + private roof decks all over 2 levels of underground parking accessed from lane. *This permit has been reviewed under the provisions of VBBL 2019.* STAGED CONSTRUCTION Stage 1: Excavation only, to the extent of not involving shoring (S.Yoo, Feb. 8, 2023) Stage 2: Further Excavation involving Shoring - In review | GPM FIRE PROTECTION
EP-2023-06228 | 2023-12-13 | 2268 E BROADWAY, Vancouver, BC V5N 1W9 | Electrical Permit | Commercial | New | Issued | Installation / Repair - Commercial - Electrical installation of a 54-unit 6-story multi-family, timber frame, residential development. Exterior BCH supplied PMT to 208/120V electrical room located on P1. >BP: To construct a 6-storey residential building consisting of: 1st to 6th storey - 54 dwelling units; Amenity Room on Level 1 Roof - outdoor common amenity + private roof decks all over 2 levels of underground parking accessed from lane. *This permit has been reviewed under the provisions of VBBL 2019.* STAGED CONSTRUCTION Stage 1: Excavation only, to the extent of not involving shoring (S.Yoo, Feb. 8, 2023) Stage 1, Revision 1: Change in Registered Professional of Record (Geotechnical); Reissuance of Erosion & Sediment Control Plan (S.Yoo, Jun. 23, 2023) Stage 2: Excavation & Shoring (S.Yoo, Jun. 23, 2023) Stage 3: Full Construction - In review | Nightingale Electric Ltd
EP-2023-06898 | 2023-08-01 | 2268 E BROADWAY, Vancouver, BC V5N 1W9 | Electrical Permit | Commercial | New | Issued | Temporary Power - Commercial - To provide temporary power. ***FOR GENERATOR ONLY*** NOTE: Work authorized by this permit is for placement of a temporary power pole only and does not authorize any site construction and/or excavation. A separate Building Permit will be required prior to commencement of any other work on this site | Nightingale Electric Ltd
EP-2023-03029 | 2023-04-06 | 2268 E BROADWAY, Vancouver, BC V5N 1W9 | Electrical Permit | Residential | New | Issued | Temporary Power - Residential - To provide temporary power. (CF-2023-003290) | Nightingale Electric Ltd
SP-2022-01991 | 2023-06-30 | 2204 E 1ST AVENUE, Vancouver, BC | Sprinkler Permit | Commercial | New | Issued | Commercial - Below Grade Sprinkler and standpipe only. This site consists of a multiple dwelling strata complex consisting of 4 residential blocks, containing total 60 residential units on top of a 1 level underground parkade. The buildings are designed in compliance with passive house standard. Building 1 - 4 storey residential 40 units & 10 lock-off suites BP-2021-04397 Building 2 - 4 storey residential 6 units BP-2021-04398 Building 3 - 3 storey residential 5 units BP-2021-04399 Building 4 - 3 storey residential 9 units BP-2021-04400 | Hydroworks Contracting Ltd
EP-2023-03356 | 2023-04-19 | 2250 E 1ST AVENUE, Vancouver, BC V5N 1B9 | Electrical Permit | Commercial | New | Issued | Temporary Power - Commercial - To provide temporary power. >NOTE: Work authorized by this permit is for placement of a temporary power pole only and does not authorize any site construction and/or excavation. A separate Building Permit will be required prior to commencement of any other work on this site. | Hall Electrical Ltd
SP-2023-01427 | 2023-12-19 | 2250 E 1ST AVENUE, Vancouver, BC V5N 1B9 | Sprinkler Permit | Commercial | New | Issued | Commercial - For all sprinkler work to the 2019 VBBL; NFPA 13R, 2013; standpipe work to NFPA 14, 2013; for work above grade to construct a new multifamily residential building (Building 2) containing 6 dwelling units. THIS IS A CERTIFIED PROFESSIONAL PROJECT and the CP is Lisa Fang of Pontem Group. Engineer of Record: Macleod Grant 604-687-1800 macleod.grant@introba.com Accepted Plans available under SP-2023-01426. Revision #1 - 12-21-23 Change of contractor from Hydroworks Contracting to Titan Fire Protection as per email from Macleod Grant 12-21-23. | Titan Fire Protection Ltd
SP-2023-01428 | 2023-12-19 | 2250 E 1ST AVENUE, Vancouver, BC V5N 1B9 | Sprinkler Permit | Commercial | New | Issued | Commercial - For all sprinkler work to the 2019 VBBL; NFPA 13R, 2013; standpipe work to NFPA 14, 2013; for work above grade to construct a new multifamily residential building (Building 3) containing 5 dwelling units. THIS IS A CERTIFIED PROFESSIONAL PROJECT and the CP is Lisa Fang of Pontem Group. Engineer of Record: Macleod Grant 604-687-1800 macleod.grant@introba.com Accepted Plans available under SP-2023-01426. Revision #1 - 12-21-23 Change of contractor from Hydroworks Contracting to Titan Fire Protection as per email from Macleod Grant 12-21-23. | Titan Fire Protection Ltd
SP-2023-01429 | 2023-12-19 | 2250 E 1ST AVENUE, Vancouver, BC V5N 1B9 | Sprinkler Permit | Commercial | New | Issued | Commercial - For all sprinkler work to the 2019 VBBL; NFPA 13, 2013; standpipe work to NFPA 14, 2013; for work above grade to construct a new multifamily residential building (Building 4) containing 9 dwelling units. THIS IS A CERTIFIED PROFESSIONAL PROJECT and the CP is Lisa Fang of Pontem Group. Engineer of Record: Macleod Grant 604-687-1800 macleod.grant@introba.com Accepted Plans available under SP-2023-01426. Revision #1 - 12-21-23 Change of contractor from Hydroworks Contracting to Titan Fire Protection as per email from Macleod Grant 12-21-23. | Titan Fire Protection Ltd
SP-2023-01426 | 2023-12-19 | 2250 E 1ST AVENUE, Vancouver, BC V5N 1B9 | Sprinkler Permit | Commercial | New | Issued | Commercial - For all sprinkler work to the 2019 VBBL; NFPA 13, 2013; standpipe work to NFPA 14, 2013; for work above grade to construct a new multifamily residential building (Building 1) containing 40 dwelling units and 10 lock-off suites. THIS IS A CERTIFIED PROFESSIONAL PROJECT and the CP is Lisa Fang of Pontem Group. Engineer of Record: Macleod Grant 604-687-1800 macleod.grant@introba.com Revision #1 - 12-21-23 Change of contractor from Hydroworks Contracting to Titan Fire Protection as per email from Macleod Grant 12-21-23. | Titan Fire Protection Ltd
EP-2023-05577 | 2023-06-27 | 2250 E 1ST AVENUE, Vancouver, BC V5N 1B9 | Electrical Permit | Commercial | New | Issued | Temporary Power - Commercial - To provide temporary power FOR SECURITY CAMERA BP: To construct a new multifamily residential building ( Building 1) containing 40 dwelling units and 10 lock-off suites. Related to BP-2020-01736. This permit was reviewed under the VBBL 2019. 14-June-2022 - Stage 1 (Excavation and Shoring) issued. 14-Mar-2023 - Stage 2 ( Foundation to grade, Str. only) issued. | ABC Home Automation Ltd
EP-2023-05640 | 2023-06-26 | 2250 E 1ST AVENUE, Vancouver, BC V5N 1B9 | Electrical Permit | Commercial | New | Issued | Temporary Power - Commercial - To provide temporary power. NOTE: Work authorized by this permit is for placement of a temporary power pole only and does not authorize any site construction and/or excavation. A separate Building Permit will be required prior to commencement of any other work on this site. | Hall Electrical Ltd
EP-2023-04898 | 2023-08-25 | 2250 E 1ST AVENUE, Vancouver, BC V5N 1B9 | Electrical Permit | Commercial | New | Issued | Installation / Repair - Commercial - Building #1 - (Electrical Branch, Services, Low Tension, Fire Alarm, Lighting) Multi Unit residential Building with 40 Dwelling Units and 10 Lock Off Units >BP: To construct a new multifamily residential building ( Building 1) containing 40 dwelling units and 10 lock-off suites. Related to BP-2020-01736. This permit was reviewed under the VBBL 2019. This is Passive House project. 14-June-2022 - Stage 1 (Excavation and Shoring) issued. 13-Mar-2023 - Stage 2 ( Foundation to grade, Str. only) issued. 17-Jul-2023 - Stage 3 ( Full permit) issued. | Hall Electrical Ltd
EP-2023-04349 | 2023-08-25 | 2250 E 1ST AVENUE, Vancouver, BC V5N 1B9 | Electrical Permit | Commercial | New | Issued | Installation / Repair - Commercial - Electrical installation for site work, below grade facilities, common underground parking, as per engineered drawings. >BP: This permit was issued for all site work and below grade facilities of the proposed development: To construct a multiple dwelling strata complex consisting of 4 residential blocks, containing a total of 60 residential units on top of a 1 level underground parkade. The buildings are designed in compliance with passive house standard. Building 1 - 4-storey residential, 40 units & 10 lock-off suites - BP-2021-04397 Building 2 - 4-storey residential - 6 units BP-2021-04398 Building 3 - 3-storey residential - 5 units BP-2021-04399 Building 4 - 3-storey residential - 9 units BP-2021-04400 This permit has been reviewed under the VBBL 2019. All fees for the entire development on this site applied against this permit. This is a Passive House project. 14-Jun-2022 - Stage I (excavation & shoring) issued. 13-Mar-2023 - Stage II (foundation to grade) issued. 17-Jul-2023 - Stage III (full permit) issued. Revisions: 13-Mar-2023 - Revision #1 (tn) Changes to ESC drawings. | Hall Electrical Ltd
PP-2023-01727 | 2023-05-26 | 2250 E 1ST AVENUE, Vancouver, BC V5N 1B9 | Plumbing Permit | Commercial | New | Issued | Commercial - Underslab storm and sanitary piping and CB's >BP: To construct a new multifamily residential building ( Building 1) containing 40 dwelling units and 10 lock-off suites. Related to BP-2020-01736. This permit was reviewed under the VBBL 2019. 14-June-2022 - Stage 1 (Excavation and Shoring) issued. 14-Mar-2023 - Stage 2 ( Foundation to grade, Str. only) issued. | Outpost Mechanical Ltd
EP-2023-04562 | 2023-06-01 | 2250 E 1ST AVENUE, Vancouver, BC V5N 1B9 | Electrical Permit | Residential | New | Completed | Interim - Residential - Scope of work: slab, underground, raceways, grounding, branch circuits. Service connection to BC Hydro is not permitted under this permit. >BP: This permit was issued for all site work and below grade facilities of the proposed development: To construct a multiple dwelling strata complex consisting of 4 residential blocks, containing a total of 60 residential units on top of a 1 level underground parkade. The buildings are designed in compliance with passive house standard. Building 1 - 4-storey residential, 40 units & 10 lock-off suites - BP-2021-04397 Building 2 - 4-storey residential - 6 units BP-2021-04398 Building 3 - 3-storey residential - 5 units BP-2021-04399 Building 4 - 3-storey residential - 9 units BP-2021-04400 This permit has been reviewed under the VBBL 2019. All fees for the entire development on this site applied against this permit. The project will be designed with passive house features. NOTE: This permit was reviewed under the VBBL 2019 Buildings 3 & 4 are 4-storey buildings from VBBL standpoint, but since the storage garage is considered as a separate building, they can be constructed under Article 3.2.2.54. Stage I - Excavation and Shoring Issued: June 14, 2022 Stage II - Foundation to Grade, Struct only Issued: March 13, 2023 | Hall Electrical Ltd
EP-2022-04932 | 2022-06-13 | 2250 E 1ST AVENUE, Vancouver, BC V5N 1B9 | Electrical Permit | Commercial | New | Expired | Temporary Power - Commercial - To provide temporary power. | Adept Electrical Services Ltd
PP-2022-00831 | 2022-03-10 | 5350 DUMFRIES STREET #3, Vancouver, BC V5P 3A4 | Plumbing Permit | Residential | New | Completed | Residential - LWH - #3 - Installing 2 Sumps To construct a 2 storey laneway house building with an attached garage and 1 open parking pad, providing a total of 2 parking spaces, having vehicular access from the lane. Note: This is a 1 ½ storey building pursuant to the Zoning & Development By-law 1- Covenant registered at the Land Title Office under CA9065202 2- No strata titling permitted 3- Bar sink proposed | Hans Demolition and Excavating Ltd.
EP-2023-02432 | 2023-07-24 | 5350 DUMFRIES STREET #3, Vancouver, BC V5P 3A4 | Electrical Permit | Residential | Addition | Completed | Installation / Repair - Residential - Installation of a solar PV system consist of (18) LONGI LR6-72PH-375M SOLAR PV MODULES (8 on LWH) and (9) APS DS3-S MICRO-INVERTERS (4 on LWH). >BP: 1.5 LWH Revision #1: September 27th 2022: 1) Installation of solar photovoltaic panels on roof. Note: This is a 1 ½ storey building pursuant to the Zoning & Development By-law 1- Covenant registered at the Land Title Office under CA9065202 2- No strata titling permitted 3- Bar sink proposed 4. Heat Pump unit proposed East elevation adjacent to Laneway House 5- Schedule B: Jason Hui P.Eng (778.319.3403) Structural & Geotechnical 6. Schedule B P.Eng. V. Suresh 778-885-0551 Solar Photovoltaic Panels 7- HPO: Residential Builder - Raicon Developments Inc. | Blueridge Electrical Ltd.
SP-2022-02094 | 2023-01-03 | 5350 DUMFRIES STREET #3, Vancouver, BC V5P 3A4 | Sprinkler Permit | Residential | New | Completed | Residential - Install sprinklers in lwh >BP: 1.5 LWH Note: This is a 1 ½ storey building pursuant to the Zoning & Development By-law 1- Covenant registered at the Land Title Office under CA9065202 2- No strata titling permitted 3- Bar sink proposed 4- Schedule B: Jason Hui P.Eng (778.319.3403) Structural & Geotechnical 5. Schedule B P.Eng. V. Suresh 778-885-0551 Solar Photovoltaic Panels 6- HPO: Residential Builder - Raicon Developments Inc. Entire Building included garage to have NFPA 13-R ****ALL PROJECT COORINATOR NOTES HAS BEEN ACCEPTED BY THE APPLICANT**** ******THIS PERMIT HAS BEEN ISSUED UNDER THE REQUIREMENTS OF VBBL #12511 (2019)****** >>>>>>>> | Gold Key Fire Protection Ltd
EP-2022-10415 | 2022-12-12 | 5350 DUMFRIES STREET #3, Vancouver, BC V5P 3A4 | Electrical Permit | Residential | New | Completed | Installation / Repair - Residential - Low voltage/automation/security rough in and finish >BP: To construct a 2 storey laneway house building ($249,250) with an attached garage and 1 open parking pad, providing a total of 2 parking spaces, having vehicular access from the lane. | Venture One Services Inc
EP-2023-00150 | 2023-01-27 | 5350 DUMFRIES STREET #3, Vancouver, BC V5P 3A4 | Electrical Permit | Residential | New | Completed | Installation / Repair - Residential - Electrical permit for laneway house. -2 bedroom laneway house. Rough wire for Electric range , washer / dryer. 100Amp service. Smoke detectors, lighting control. Dedicated Outside plug. -An approved mechanical permit is required for heat pump installation before an electrical inspection will be performed >BP: 1.5 LWH Note: This is a 1 ½ storey building pursuant to the Zoning & Development By-law 1- Covenant registered at the Land Title Office under CA9065202 2- No strata titling permitted 3- Bar sink proposed 4- Schedule B: Jason Hui P.Eng (778.319.3403) Structural & Geotechnical 5. Schedule B P.Eng. V. Suresh 778-885-0551 Solar Photovoltaic Panels 6- HPO: Residential Builder - Raicon Developments Inc. | Night & Day Electric Ltd
PP-2022-02341 | 2022-07-06 | 5350 DUMFRIES STREET #3, Vancouver, BC V5P 3A4 | Plumbing Permit | Residential | New | Completed | Residential - Installing new plumbing fixtures inside the laneway house 1.5 LWH To construct a 2 storey laneway house building with an attached garage and 1 open parking pad, providing a total of 2 parking spaces, having vehicular access from the lane. Note: This is a 1 ½ storey building pursuant to the Zoning & Development By-law 1- Covenant registered at the Land Title Office under CA9065202 2- No strata titling permitted 3- Bar sink proposed 4- Schedule B: Jason Hui P.Eng (778.319.3403) Structural & Geotechnical 5- HPO: Residential Builder - Raicon Developments Inc. 6- Entire Building included garage to have NFPA 13-R 7- Roof deck with prefabricated hot tub. Amend: Oct 25, 2022 add additional plumbing fixtures to this permit. Additional fixtures; -1 dishwasher on above grade 1 -1 lav on above grade 2 -1 toilet on above grade 2 -1 tub on above grade 2 | SUNSHINE PLUMBING LTD
EP-2022-05876 | 2022-07-13 | 2264 E 6TH AVENUE, Vancouver, BC V5N 1R1 | Electrical Permit | Residential | New | Completed | Installation / Repair - Residential - Alarm completion To construct a two-storey two-family dwelling with two secondary suites located in the basement, with a detached accessory building (garage) at the rear providing 2 parking spaces and 1 surface pad, having vehicular access from the lane. Note: This is a 2 storey building pursuant to the Zoning and Development By-Law 1. Covenant to be registered at the Land Title Office under CA9240131 2. No strata titling permitted 3. A/C units proposed in the rear yard near garage 4. No Bar sinks proposed 5. Schedule B: JASON HUI - 778-319-3403 Structural & Geotechnical 6. HPO: Residential Builder -ANIMARK HOLDINGS LTD | Summit Digital Systems Ltd
EP-2021-09574 | 2022-01-05 | 2264 E 6TH AVENUE, Vancouver, BC V5N 1R1 | Electrical Permit | Residential | New | Completed | Installation / Repair - Residential - low volt - security prewire tel ,tv, vac >BP: To construct a two-storey two-family dwelling with two secondary suites ($784,750) located in the basement, with a detached accessory building (garage) at the rear providing 2 parking spaces and 1 surface pad, having vehicular access from the lane. Note: This is a 2 storey building pursuant to the Zoning and Development By-Law 1. Covenant to be registered at the Land Title Office under CA9240131 2. No strata titling permitted 3. A/C units proposed in the rear yard near garage 4. No Bar sinks proposed 5. Schedule B: JASON HUI - 778-319-3403 Structural & Geotechnical 6. HPO: Residential Builder -ANIMARK HOLDINGS LTD Address Note: #1 - 2262 E 6th Ave - SOUTH /REAR - 1st & 2nd storey (1F) #2 - 2262 E 6th Ave - SOUTH /REAR- Basement (SS) #1 - 2264 E 6th Ave - NORTH /FRONT - 1st & 2nd Storey (1F) #2 - 2264 E 6th Ave - NORTH/ FRONT - Basement (SS) Addresses assigned per the approved plans, Fire and Emergency street access (walkway) to the secondary suites is from the West side. Street access must be provided & maintained at all times and the building addresses posted to be visible from the street in accordance with the Building By-law prior to Final Inspection. ******THIS PERMIT HAS BEEN ISSUED UNDER THE REQUIREMENTS OF VBBL #12511 (2019)****** | C N S Alarms Ltd
EP-2022-02435 | 2022-03-25 | 4506 RUPERT STREET, Vancouver, BC | Electrical Permit | Commercial | New | Expired | Temporary Power - Commercial - To provide temporary power. | Red Seal Electric Ltd
EP-2023-02615 | 2023-03-27 | 4506 RUPERT STREET, Vancouver, BC | Electrical Permit | Commercial | New | Issued | Temporary Power - Commercial - To provide temporary power. | Red Seal Electric Ltd
GP-2022-00877 | NULL | 480 E 20TH AVENUE, Vancouver, BC V5V 1M5 | Gas Permit | Residential | New | Cancelled | Residential - Venting & Hookup Only | REAL LIGHTING & FIREPLACES LTD
GP-2022-00428 | 2022-02-11 | 3535 E GEORGIA STREET, Vancouver, BC V5K 2L9 | Gas Permit | Residential | New | Completed | Residential - Two complete boilers and. Piping only for two stoves. To construct a two and half storey two-family dwelling with a detached accessory building (garage) , at the rear providing 2 parking spaces, having vehicular access from the lane. 1. A/C Unit proposed in rear yard 2. Schedule B: (Jason Hui) P.Eng (778.319.3403) Structural & Geotechnical 3. BC Housing (Triple Crown Homes Ltd.) | Ultra Mechanical Ltd
EP-2021-07409 | 2022-02-11 | 3535 E GEORGIA STREET, Vancouver, BC V5K 2L9 | Electrical Permit | Residential | New | Completed | Installation / Repair - Residential - 2FD - REAR UNIT - 3535 E GEORGIA ST - NORTH FRONT UNIT - 3537 E GEORGIA ST - SOUTH Complete rough wiring & finishing Main service will be 200amps House load will be 125amps each per unit each To construct a two and half storey two-family dwelling with a detached accessory building (garage), at the rear providing 2 parking spaces, having vehicular access from the lane. 1. A/C Unit proposed in rear yard | A 1 Tech Electric Ltd
EP-2021-07410 | 2022-02-11 | 3531 E GEORGIA STREET, Vancouver, BC V5K 2L9 | Electrical Permit | Residential | New | Completed | Installation / Repair - Residential - 2FD - REAR UNIT - 3531 E GEORGIA ST - NORTH FRONT UNIT - 3533 E GEORGIA ST - SOUTH Main service 200amp Per duplex unit service will be 125amps each. Duplex Meter base To construct a two and half storey two-family dwelling with a detached accessory building (garage), at the rear providing 2 parking spaces, having vehicular access from the lane. 1. A/C Unit proposed in rear yard | A 1 Tech Electric Ltd
GP-2022-00590 | 2022-02-24 | 3531 E GEORGIA STREET, Vancouver, BC V5K 2L9 | Gas Permit | Residential | New | Completed | Residential - Two complete boilers and piping only for two stoves. To construct a two and half storey two-family dwelling with a detached accessory building (garage), at the rear providing 2 parking spaces, having vehicular access from the lane. 1. A/C Unit proposed in rear yard 2. Schedule B: (Jason Hui) P.Eng (778.319.3403) Structural & Geotechnical 3. BC Housing (Triple Crown Homes Ltd.) | Ultra Mechanical Ltd
EP-2022-05756 | 2022-07-08 | 4155 MILLER STREET, Vancouver, BC V5N 3Z9 | Electrical Permit | Residential | Addition | Completed | Installation / Repair - Residential - 2FD - NORTH - 4153 MILLER ST SOUTH - 4155 MILLER ST Extra Low Voltage Finishing To construct a 2 1/2 storey, 2 family dwelling with a detached accessory building (garage) at the rear providing 2 parking spaces, having vehicular access from the lane. Note: This is a 2 storey building pursuant to the Zoning and Development By-Law 1- No Bar/Sink proposed 2- No A/C unit proposed | Karma Communications Ltd.
EP-2022-06762 | 2023-03-07 | 4908 CAMBIE STREET, Vancouver, BC V5Z 2Z5 | Electrical Permit | Commercial | Addition | Issued | Installation / Repair - Commercial - Installing 10x EV Charging stations that will be connected to existing circuits, controlled by Power sharing feature from Existing Network. | Trudel, Daniel, DBA: Electrum Charging Solutions Inc.
EP-2022-06959 | 2022-08-18 | 4908 CAMBIE STREET, Vancouver, BC V5Z 2Z5 | Electrical Permit | Commercial | NULL | Expired | Annual / Operating - Main Electrical. room on P2 level Renewal of EP-2021-05281 Valid: Jul 15, 2022 to Jul 14, 2023 | Zee Electrical Ltd
EP-2021-09220 | 2022-01-05 | 4936 CAMBIE STREET, Vancouver, BC V5Z 2Z5 | Electrical Permit | Commercial | Tenant Improvement | Completed | Installation / Repair - Commercial - tenant improvement - Relocating electical panel, adding new lights and receptacle also new appliance coffee grinder, counter top refrigerator, dishwasher, ice maker >BP: Interior alterations to the existing shell retail space to provide tenant improvements which include a new accessible washroom for this proposed new retail limited food tenant in this existing mixed use commercial building on this site. Scope of work: New layout to include accessible washroom, bar area, mud room, and sitting area. New floor, ceiling, wall finishes, lighting and millwork. Tenant name: Simple Love Coffee Home Ltd. Letter of assurance provided by: Alex Z.Q. Li, P.Eng, 778-323-1368, Schedule B (Mechanical & Plumbing) Note: Energy upgrade: E2-lighting upgrade required | CROWN ELECTRICAL CONTRACTOR LTD
EP-2023-09097 | 2023-10-12 | 4502 RUPERT STREET, Vancouver, BC | Electrical Permit | Commercial | New | Issued | Installation / Repair - Commercial - Installation of Telephone and TV, Data cabling Each unit living room and master bed room only. This cost for all units because we are doing only 2 points for each unit very little work. >Permit Amendment Oct 23, 2023 -"The whole building permit needs to be amended, and its value increased to an additional $14,000" >BP: To construct a five-storey mixed-use building consisting of 51 market rental residential units including four live-work units of combustible construction, with commercial at grade, over one level of underground parking of non-combustible construction. VBBL2019 - NFPA13 | Innova Security Systems Inc
EP-2023-07223 | 2023-08-09 | 4502 RUPERT STREET, Vancouver, BC | Electrical Permit | Commercial | New | Issued | Temporary Power - Commercial - To provide temporary power. (CF-2023-003507) | Fernando Ruiz Galvez
PP-2023-00028 | 2023-02-13 | 4502 RUPERT STREET, Vancouver, BC | Plumbing Permit | Commercial | New | Issued | Commercial - underground plumbing >To construct a five-storey mixed-use building consisting of 51 market rental residential units including four live-work units of combustible construction, with commercial at grade, over one level of underground parking of non-combustible construction. VBBL2019 - NFPA13 STAGE 1 for Excavation and Shoring issued on July 14, 2022. STAGE 2 - Foundation to Grade issued on _____________. | AAA PLUMBING & HEATING LTD
PP-2022-04525 | 2023-05-17 | 4502 RUPERT STREET, Vancouver, BC | Plumbing Permit | Commercial | New | Issued | Commercial - plumbing piping & installation >To construct a five-storey mixed-use building consisting of 51 market rental residential units including four live-work units of combustible construction, with commercial at grade, over one level of underground parking of non-combustible construction. VBBL2019 - NFPA13 STAGE 1 for Excavation and Shoring issued on July 14, 2022. STAGE 2 - Foundation to Grade issued on _____________. | AAA PLUMBING & HEATING LTD
EP-2022-08949 | 2023-04-14 | 4502 RUPERT STREET, Vancouver, BC | Electrical Permit | Commercial | New | Issued | Installation / Repair - Commercial - Electrical work for 5 story multi family wood frame with one level of parkade. Total units is 51. >BP: To construct a five-storey mixed-use building consisting of 51 market rental residential units including four live-work units of combustible construction, with commercial at grade, over one level of underground parking of non-combustible construction. VBBL2019 - NFPA13 STAGE 1 - Excavation and Shoring issued on July 14, 2022. STAGE 2 - Foundation to Grade issued on Jan. 30, 2023. STAGE 3 - Full Construction issued on April 13, 2023. Mechanical Review Notes: - A vertical shaft compartment containing three grease duct shafts for the CRUs is proposed to be located in the CRU#2 on the ground level. | Red Seal Electric Ltd
SP-2022-01699 | 2023-10-26 | 4502 RUPERT STREET, Vancouver, BC | Sprinkler Permit | Commercial | New | Issued | Commercial - installation of automatic sprinkler system >BP: To construct a five-storey mixed-use building consisting of 51 market rental residential units including four live-work units of combustible construction, with commercial at grade, over one level of underground parking of non-combustible construction. VBBL2019 - NFPA13 | Haven Fire Protection Ltd
EP-2023-00808 | 2023-01-31 | 4502 RUPERT STREET, Vancouver, BC | Electrical Permit | Commercial | New | Completed | Interim - Commercial - Scope of work: slab, underground, raceways, grounding, branch circuits. Service connection to BC Hydro is not permitted under this permit. Total units 51 - Interim for EP-2022-08949 >BP: To construct a five-storey mixed-use building consisting of 51 market rental residential units including four live-work units of combustible construction, with commercial at grade, over one level of underground parking of non-combustible construction. VBBL2019 - NFPA13 STAGE 1 - Excavation and Shoring issued on July 14, 2022. STAGE 2 - Foundation to Grade issued on Jan. 30, 2023. | Red Seal Electric Ltd
PP-2022-00044 | 2022-01-17 | 5773 BERKELEY STREET, Vancouver, BC V5R 3H1 | Plumbing Permit | Residential | New | Completed | Residential - plumbing >To construct a 2 storey two-family dwelling + Basement ($787,515.00) with a detached accessory building (garage) providing 2 parking spaces, having vehicular access from the lane. | Easyway Plumbing & Heating Ltd
PP-2022-01704 | 2022-05-19 | 4555 RUPERT STREET #3, Vancouver, BC V5R 2J4 | Plumbing Permit | Residential | New | Completed | Residential - Plumbing for: >BP: To construct a 2 storey laneway house building ($183,017.50) with 1 open parking pad having vehicular access from the 20' Lane. Note: This is a 1 ½ storey building pursuant to the Zoning & Development By-law. 1. Covenant registered at the Land Title Office under CA9341168 2. No Strata Titling permitted 3. No A/C Unit proposed 4. Schedule B: (Md. Shahidul Alam) P.Eng (604.653.7475) Structural & Geotechnical 5. HPO: Residential Builder- Namo Construction Ltd. NOTE: To achieve the required FSR. A floor space exclusion of 3% has been applied to this application as per section 11.24.18 of the district schedule, to accommodate improved building performance. Address Information: Principle Dwelling: #1 – 4555 Rupert St Secondary Suite: #2 – 4555 Rupert St Laneway home: #3 – 4555 Rupert ST Address has been assigned per the approved plans as the fire/emergency access to the laneway house is from the XXXX side. This access must be provided & maintained at 20' Lane at all times in accordance with the Building By-law. NOTE: Information regarding the principal building on the survey and site plan is for reference only. Any discrepancy between information regarding the principal building on the survey and/or site plan and approved permit drawings for the principal building are neither approved nor authorized under this laneway house permit. *NEW HOUSE* Note: See DB-2021-01426 for Bldg 1 on site (principal bldg) addressed #3-4555 Rupert St. **THIS PERMIT HAS BEEN ISSUED UNDER THE REQUIREMENTS OF VBBL #12511 (2019) ** ****ALL PROJECT COORINATOR NOTES HAS BEENA ACCEPTED BY THE APPLICANT**** | Alpine Mechanicals Ltd
EP-2022-09245 | 2022-11-08 | 4555 RUPERT STREET #3, Vancouver, BC V5R 2J4 | Electrical Permit | Residential | New | Completed | Installation / Repair - Residential - Laneway house permit >BP: To construct a 2 storey laneway house building ($183,017.50) with 1 open parking pad having vehicular access from the 20' Lane. Note: This is a 1 ½ storey building pursuant to the Zoning & Development By-law. 1. Covenant registered at the Land Title Office under CA9341168 2. No Strata Titling permitted 3. No A/C Unit proposed 4. Schedule B: (Md. Shahidul Alam) P.Eng (604.653.7475) Structural & Geotechnical 5. HPO: Residential Builder- Namo Construction Ltd. NOTE: To achieve the required FSR. A floor space exclusion of 3% has been applied to this application as per section 11.24.18 of the district schedule, to accommodate improved building performance. NOTE: Information regarding the principal building on the survey and site plan is for reference only. Any discrepancy between information regarding the principal building on the survey and/or site plan and approved permit drawings for the principal building are neither approved nor authorized under this laneway house permit. *NEW HOUSE* Note: See DB-2021-01426 for Bldg 1 on site (principal bldg) addressed #3-4555 Rupert St. **THIS PERMIT HAS BEEN ISSUED UNDER THE REQUIREMENTS OF VBBL #12511 (2019) ** ****ALL PROJECT COORINATOR NOTES HAS BEENA ACCEPTED BY THE APPLICANT**** | Eminence Electrical Ltd
SP-2022-01832 | 2022-11-04 | 4555 RUPERT STREET #3, Vancouver, BC V5R 2J4 | Sprinkler Permit | Residential | New | Completed | Residential - new home To construct a 2 storey laneway house building with 1 open parking pad having vehicular access from the 20' Lane. Note: This is a 1 ½ storey building pursuant to the Zoning & Development By-law. 1. Covenant registered at the Land Title Office under CA9341168 2. No Strata Titling permitted 3. No A/C Unit proposed 4. Schedule B: (Md. Shahidul Alam) P.Eng (604.653.7475) Structural & Geotechnical 5. HPO: Residential Builder- Namo Construction Ltd. | SBMS Construction Ltd
EP-2022-08841 | 2022-10-20 | 85 W 20TH AVENUE #3, Vancouver, BC V5Y 2C2 | Electrical Permit | Residential | New | Completed | Installation / Repair - Residential - New laneway house. 200A Main service. 2 Meters (Main house + Laneway house). 125A Main breaker for laneway house. 125A Main breaker for main house. >BP: To construct a 2 storey laneway house building ($182,600) with an open parking pad, providing 1 parking space, having vehicular access from the lane. Note: This is a 1 ½ storey building pursuant to the Zoning & Development By-law 1. Covenant registered at the Land Title Office under CA9615893 2. No Strata Titling permitted 3. No A/C unit proposed 4. Schedule B: XUE LI CHEN P.Eng (778-235-5447) Structural, Geotechnical & Architectural 5. HPO: Residential Builder – DUAL C CONSTRUCTION & MANAGEMENT INC. 39760. 6. Entire Building to have NFPA 13-D ****ALL PROJECT COORDINATOR NOTES HAS BEEN ACCEPTED BY THE APPLICANT**** ******THIS PERMIT HAS BEEN ISSUED UNDER THE REQUIREMENTS OF VBBL #12511 (2019)****** | Oscar Electric Ltd
SP-2023-00245 | 2023-02-09 | 85 W 20TH AVENUE #3, Vancouver, BC V5Y 2C2 | Sprinkler Permit | Residential | New | Completed | Residential - LWH - #3 - To install fire sprinkler system in LWH >DB: To construct a 2 storey laneway house building with an open parking pad, providing 1 parking space, having vehicular access from the lane. Note: This is a 1 ½ storey building pursuant to the Zoning & Development By-law 1. Covenant registered at the Land Title Office under CA9615893 2. No Strata Titling permitted 3. No A/C unit proposed 6. Entire Building to have NFPA 13-D | Max Fire Pro Ltd
PP-2023-00476 | 2023-02-16 | 85 W 20TH AVENUE #3, Vancouver, BC V5Y 2C2 | Plumbing Permit | Residential | New | Completed | Residential - New plumbing >BP: To construct a 2 storey laneway house building with an open parking pad, providing 1 parking space, having vehicular access from the lane. Note: This is a 1 ½ storey building pursuant to the Zoning & Development By-law 1. Covenant registered at the Land Title Office under CA9615893 2. No Strata Titling permitted 3. No A/C unit proposed 4. Schedule B: XUE LI CHEN P.Eng (778-235-5447) Structural, Geotechnical & Architectural 5. HPO: Residential Builder – DUAL C CONSTRUCTION & MANAGEMENT INC. 39760. 6. Entire Building to have NFPA 13-D | GILCO PLUMBING HEATING & GAS FITTING LTD
EP-2023-02500 | 2023-03-23 | 85 W 20TH AVENUE #3, Vancouver, BC V5Y 2C2 | Electrical Permit | Residential | New | Completed | Installation / Repair - Residential - Install Low Voltage wiring (networking), complete Security Alarm, TV, Data, Tel. Rough-In and Finishing >BP: To construct a 2 storey laneway house building ($182,600) with an open parking pad, providing 1 parking space, having vehicular access from the lane. Note: This is a 1 ½ storey building pursuant to the Zoning & Development By-law 1. Covenant registered at the Land Title Office under CA9615893 2. No Strata Titling permitted 3. No A/C unit proposed 4. Schedule B: XUE LI CHEN P.Eng (778-235-5447) Structural, Geotechnical & Architectural 5. HPO: Residential Builder – DUAL C CONSTRUCTION & MANAGEMENT INC. 39760. 6. Entire Building to have NFPA 13-D | Magnificent Security Inc.
EP-2023-02272 | 2023-04-03 | 82 E 40TH AVENUE #3, Vancouver, BC V5W 1L4 | Electrical Permit | Residential | New | Issued | Installation / Repair - Residential - 200 amp main service 150 amp for house 100 amp for lwh all rough wiring and finishing >BP: To construct a 2 storey laneway house building ($164,750) with an open parking pad, providing 1 parking space, having vehicular access from the lane. Note: This is a 1 ½ storey building pursuant to the Zoning & Development By-law 1- Covenant registered at the Land Title Office under CA8831578 2- No strata titling permitted 3- Schedule B: Alan Prahalad P.Eng (604-831-1431) Structural 4- Schedule B: Zhao Guan P.Eng (778.868.5635) Geotechnical 5- HPO: Residential Builder - Cyanic Developments Inc. #42035 ****ALL PROJECT COORINATOR NOTES HAS BEEN ACCEPTED BY THE APPLICANT**** ******THIS PERMIT HAS BEEN ISSUED UNDER THE REQUIREMENTS OF VBBL #12511 (2019)****** | H.L. ELECTRICAL LTD
PP-2022-04526 | 2022-12-22 | 82 E 40TH AVENUE #3, Vancouver, BC V5W 1L4 | Plumbing Permit | Residential | New | Issued | Residential - Abs piping roughing & water piping To construct a 2 storey laneway house building with an open parking pad, providing 1 parking space, having vehicular access from the lane. Note: This is a 1 ½ storey building pursuant to the Zoning & Development By-law 1- Covenant registered at the Land Title Office under CA8831578 2- No strata titling permitted 3- Schedule B: Alan Prahalad P.Eng (604-831-1431) Structural 4- Schedule B: Zhao Guan P.Eng (778.868.5635) Geotechnical 5- HPO: Residential Builder - Cyanic Developments Inc. #42035 | Morteza Shahrvand
SP-2023-01880 | 2023-10-13 | 82 E 40TH AVENUE #3, Vancouver, BC V5W 1L4 | Sprinkler Permit | Residential | New | Issued | Residential - LWH - #3 - To install 8 sprinkler heads >DB: To construct a 2 storey laneway house building with an open parking pad, providing 1 parking space, having vehicular access from the lane. Note: This is a 1 ½ storey building pursuant to the Zoning & Development By-law ******THIS PERMIT HAS BEEN ISSUED UNDER THE REQUIREMENTS OF VBBL #12511 (2019)****** | General Sprinkler Systems Ltd
EP-2023-09031 | 2023-10-06 | 82 E 40TH AVENUE #3, Vancouver, BC V5W 1L4 | Electrical Permit | Residential | New | Issued | Installation / Repair - Residential - Extra Low Voltage. Data, Voice, TV Cable, Alarm Prewire. Door Bell. >BP: To construct a 2 storey laneway house building ($164,750) with an open parking pad, providing 1 parking space, having vehicular access from the lane. Note: This is a 1 ½ storey building pursuant to the Zoning & Development By-law 1- Covenant registered at the Land Title Office under CA8831578 2- No strata titling permitted 3- Schedule B: Alan Prahalad P.Eng (604-831-1431) Structural 4- Schedule B: Zhao Guan P.Eng (778.868.5635) Geotechnical 5- HPO: Residential Builder - Cyanic Developments Inc. #42035 ****ALL PROJECT COORINATOR NOTES HAS BEEN ACCEPTED BY THE APPLICANT**** ******THIS PERMIT HAS BEEN ISSUED UNDER THE REQUIREMENTS OF VBBL #12511 (2019)****** | SECUTECH DEVELOPMENT LTD.
EP-2022-03418 | 2022-04-28 | 2885 ROSEMONT DRIVE #3, Vancouver, BC V5S 2C6 | Electrical Permit | Residential | Addition | Completed | Installation / Repair - Residential - To Pre-wire and install security Alarm, and TV/DATA/TEL cables >BP: To construct a 1 storey laneway house building ($200,600.00) with an attached garage and 1 open parking pad, providing a total of 2 parking spaces, having vehicular access from the 20' Lane. 1. Covenant registered at the Land Title Office under CA8670407 2. No Strata Titling permitted 3. No A/C unit proposed 4. Schedule B: Peter Yee P.Eng (604.255.3868) Structural & Geotechnical 5. HPO: Residential Builder- Unique-Style Home Ltd Addressing Note: Building 2 (LWH) #3-2885 Rosemont Dr - Laneway House (1 storey) Address and suite number assigned as per approved plans for Fire and Emergency response. The address number is to be posted to the building to be visible from the street and the suite number is to be posted at the suite entry in accordance with the Building By-law prior to final inspection. ******THIS PERMIT HAS BEEN ISSUED UNDER THE REQUIREMENTS OF VBBL #12511 (2019)****** | Yao Rong Xu
SP-2022-00473 | 2022-04-04 | 2885 ROSEMONT DRIVE #3, Vancouver, BC V5S 2C6 | Sprinkler Permit | Residential | New | Completed | Residential - To Install 10 sprinkler heads >BP: To construct a 1 storey laneway house building ($200,600.00) with an attached garage and 1 open parking pad, providing a total of 2 parking spaces, having vehicular access from the 20' Lane. 1. Covenant registered at the Land Title Office under CA8670407 2. No Strata Titling permitted 3. No A/C unit proposed 4. Schedule B: Peter Yee P.Eng (604.255.3868) Structural & Geotechnical 5. HPO: Residential Builder- Unique-Style Home Ltd Addressing Note: Building 2 (LWH) #3-2885 Rosemont Dr - Laneway House (1 storey) Address and suite number assigned as per approved plans for Fire and Emergency response. The address number is to be posted to the building to be visible from the street and the suite number is to be posted at the suite entry in accordance with the Building By-law prior to final inspection. ******THIS PERMIT HAS BEEN ISSUED UNDER THE REQUIREMENTS OF VBBL #12511 (2019)****** | General Sprinkler Systems Ltd
PP-2022-00207 | 2022-01-24 | 2885 ROSEMONT DRIVE #3, Vancouver, BC V5S 2C6 | Plumbing Permit | Residential | New | Completed | Residential - LWH - #3 - plumbing To construct a 1 storey laneway house building with an attached garage and 1 open parking pad, providing a total of 2 parking spaces, having vehicular access from the 20' Lane. 1. Covenant registered at the Land Title Office under CA8670407 2. No Strata Titling permitted 3. No A/C unit proposed | WDR CONTRACTING LTD
GP-2022-00205 | 2022-01-24 | 2885 ROSEMONT DRIVE #3, Vancouver, BC V5S 2C6 | Gas Permit | Residential | New | Completed | Residential - gas To construct a 1 storey laneway house building with an attached garage and 1 open parking pad, providing a total of 2 parking spaces, having vehicular access from the 20' Lane. 1. Covenant registered at the Land Title Office under CA8670407 2. No Strata Titling permitted 3. No A/C unit proposed 4. Schedule B: Peter Yee P.Eng (604.255.3868) Structural & Geotechnical 5. HPO: Residential Builder- Unique-Style Home Ltd | WDR CONTRACTING LTD
PP-2022-00013 | 2022-01-05 | 2662 VENABLES STREET #3, Vancouver, BC V5K 2R3 | Plumbing Permit | Residential | New | Completed | Residential - New laneway home To construct a 2 storey laneway house building with an open parking pad, providing 1 parking space, having vehicular access from the lane. Note: This is a 1 ½ storey building pursuant to the Zoning & Development By-law 1. Covenant registered at the Land Title Office under CA8943489 2. No Strata Titling permitted 3. No A/C unit proposed 4. Schedule B: Tsung-Hua Yang, P. Eng. (604-729-0585) Structural Zhao Guan, P.Eng (778-868-5635) Geotechnical 5. HPO: Residential Builder - T.A.R.F Holdings Ltd. | RISER PLUMBING & HEATING LTD
SP-2022-00238 | 2022-02-22 | 2662 VENABLES STREET #3, Vancouver, BC V5K 2R3 | Sprinkler Permit | Residential | New | Completed | Residential - new sprinkler To construct a 2 storey laneway house building with an open parking pad, providing 1 parking space, having vehicular access from the lane. Note: This is a 1 ½ storey building pursuant to the Zoning & Development By-law 1. Covenant registered at the Land Title Office under CA8943489 2. No Strata Titling permitted 3. No A/C unit proposed 4. Schedule B: Tsung-Hua Yang, P. Eng. (604-729-0585) Structural Zhao Guan, P.Eng (778-868-5635) Geotechnical 5. HPO: Residential Builder - T.A.R.F Holdings Ltd. | Real Tech Fire Protection Ltd
EP-2022-01188 | 2022-02-24 | 2662 VENABLES STREET #3, Vancouver, BC V5K 2R3 | Electrical Permit | Residential | New | Completed | Installation / Repair - Residential - rough wiring, finishing and service of new LWH Main service 200amps LWH 100 amps Main House 150 amps Amend: Mar 31, 2022 load calculation uploaded >BP: To construct a 2 storey laneway house building ($141,725) with an open parking pad, providing 1 parking space, having vehicular access from the lane. Note: This is a 1 ½ storey building pursuant to the Zoning & Development By-law 1. Covenant registered at the Land Title Office under CA8943489 2. No Strata Titling permitted 3. No A/C unit proposed 4. Schedule B: Tsung-Hua Yang, P. Eng. (604-729-0585) Structural Zhao Guan, P.Eng (778-868-5635) Geotechnical 5. HPO: Residential Builder - T.A.R.F Holdings Ltd. Addressing Note: #3-2662 Venables St - Laneway House (1.5 storey) Address and suite number assigned as per approved plans for Fire and Emergency response. The address number is to be posted to the building to be visible from the street and the suite number is to be posted at the suite entry in accordance with the Building By-law prior to final inspection. ******THIS PERMIT HAS BEEN ISSUED UNDER THE REQUIREMENTS OF VBBL #12511 (2019)****** | OPTIMUM ELECTRICAL LTD
EP-2022-02130 | 2022-03-18 | 2662 VENABLES STREET #3, Vancouver, BC V5K 2R3 | Electrical Permit | Residential | New | Completed | Installation / Repair - Residential - Cable, Tel, Data Door Bell Rough in & Finish >BP: To construct a 2 storey laneway house building ($141,725) with an open parking pad, providing 1 parking space, having vehicular access from the lane. Note: This is a 1 ½ storey building pursuant to the Zoning & Development By-law 1. Covenant registered at the Land Title Office under CA8943489 2. No Strata Titling permitted 3. No A/C unit proposed 4. Schedule B: Tsung-Hua Yang, P. Eng. (604-729-0585) Structural Zhao Guan, P.Eng (778-868-5635) Geotechnical 5. HPO: Residential Builder - T.A.R.F Holdings Ltd. Addressing Note: #3-2662 Venables St - Laneway House (1.5 storey) Address and suite number assigned as per approved plans for Fire and Emergency response. The address number is to be posted to the building to be visible from the street and the suite number is to be posted at the suite entry in accordance with the Building By-law prior to final inspection. ******THIS PERMIT HAS BEEN ISSUED UNDER THE REQUIREMENTS OF VBBL #12511 (2019)****** | Cititech Security & Sound Inc.
PP-2022-01354 | 2022-04-25 | 5577 MELBOURNE STREET #3, Vancouver, BC V5R 4M1 | Plumbing Permit | Residential | New | Completed | Residential - LWH - #3 - 2 sump no pump and 1 sump with pump To construct a 2 storey laneway house building with an open parking pad, providing 1 parking space, having vehicular access from the lane. Note: This is a 1 ½ storey building pursuant to the Zoning & Development By-law 1. Covenant to be registered at the Land Title Office prior to sheathing inspection. 2. No Strata Titling permitted 3. No A/C unit proposed | Bhullar Excavating and Demolition
EP-2022-02901 | 2022-04-12 | 5577 MELBOURNE STREET #3, Vancouver, BC V5R 4M1 | Electrical Permit | Residential | New | Completed | Installation / Repair - Residential - Laneway house wiring,finishing and new 200 amps duplex service ,125 amps for house ,60amps from house to basement suite and 100 amps to laneway >BP: To construct a 2 storey laneway house building ($147,250) with an open parking pad, providing 1 parking space, having vehicular access from the lane. Note: This is a 1 ½ storey building pursuant to the Zoning & Development By-law 1. Covenant to be registered at the Land Title Office prior to sheathing inspection. 2. No Strata Titling permitted 3. No A/C unit proposed 4. Schedule B: MD. Shahidul Alam, P.Eng (604-653-7475) Structural & Geotechnical 5. HPO: Residential Builder - Nand's Plumbing & Tiles Ltd. Address Note: #3-5577 Melbourne St - Laneway House (1.5 storey) Address and suite numbers assigned as per approved plans for Fire and Emergency response. The address number is to be posted on the building to be visible from the street and the suite numbers are to be posted at the suite entries in accordance with the Building By-law prior to final inspection. ******THIS PERMIT HAS BEEN ISSUED UNDER THE REQUIREMENTS OF VBBL #12511 (2019)****** | Blue Energy Electric Ltd.
PP-2022-01954 | 2022-06-08 | 5577 MELBOURNE STREET #3, Vancouver, BC V5R 4M1 | Plumbing Permit | Residential | New | Completed | Residential - new home plumbing main >BP: To construct a 2 storey + basement one-family dwelling with a secondary suite ($638,500) located in the basement with 1 surface parking, having vehicular access from the lane. Note: This is a 2 storey building pursuant to the Zoning and Development By-Law 1- Covenant to be registered at the Land Title Office prior to sheathing inspection. 2- No strata titling permitted 3- Bar sink proposed in basement 4- A/C unit proposed in rear yard 5- Schedule B: MD. Shahidul Alam, P.Eng (604-653-7475) Structural & Geotechnical 6- HPO: Residential Builder - Nand's Plumbing & Tiles Ltd. Address Note: #1-5577 Melbourne St - One Family Dwelling (1st & 2nd floor, north portion of basement) #2-5577 Melbourne St - Secondary Suite (south portion of basement) Address and suite numbers assigned as per approved plans for Fire and Emergency response. The address number is to be posted on the building to be visible from the street and the suite numbers are to be posted at the suite entries in accordance with the Building By-law prior to final inspection. ******THIS PERMIT HAS BEEN ISSUED UNDER THE REQUIREMENTS OF VBBL #12511 (2019)****** | Nand's Plumbing & Tiles Ltd
PP-2022-02122 | 2022-06-17 | 5577 MELBOURNE STREET #3, Vancouver, BC V5R 4M1 | Plumbing Permit | Residential | New | Completed | Residential - new construction laneway >To construct a 2 storey laneway house building ($147,250) with an open parking pad, providing 1 parking space, having vehicular access from the lane. Note: This is a 1 ½ storey building pursuant to the Zoning & Development By-law 1. Covenant to be registered at the Land Title Office prior to sheathing inspection. 2. No Strata Titling permitted 3. No A/C unit proposed 4. Schedule B: MD. Shahidul Alam, P.Eng (604-653-7475) Structural & Geotechnical 5. HPO: Residential Builder - Nand's Plumbing & Tiles Ltd. Address Note: #3-5577 Melbourne St - Laneway House (1.5 storey) Address and suite numbers assigned as per approved plans for Fire and Emergency response. The address number is to be posted on the building to be visible from the street and the suite numbers are to be posted at the suite entries in accordance with the Building By-law prior to final inspection. ******THIS PERMIT HAS BEEN ISSUED UNDER THE REQUIREMENTS OF VBBL #12511 (2019)****** | Nand's Plumbing & Tiles Ltd
EP-2022-07235 | 2022-08-29 | 5577 MELBOURNE STREET #3, Vancouver, BC V5R 4M1 | Electrical Permit | Residential | New | Completed | Installation / Repair - Residential - Rough-in and Finishing of tv, data, phone and security alarm installation >BP: To construct a 2 storey laneway house building ($147,250) with an open parking pad, providing 1 parking space, having vehicular access from the lane. Note: This is a 1 ½ storey building pursuant to the Zoning & Development By-law 1. Covenant to be registered at the Land Title Office prior to sheathing inspection. 2. No Strata Titling permitted 3. No A/C unit proposed 4. Schedule B: MD. Shahidul Alam, P.Eng (604-653-7475) Structural & Geotechnical 5. HPO: Residential Builder - Nand's Plumbing & Tiles Ltd. | Simplypro Enterprise Ltd
SP-2022-01381 | 2022-08-26 | 5577 MELBOURNE STREET #3, Vancouver, BC V5R 4M1 | Sprinkler Permit | Residential | New | Completed | Residential - Install sprinklers in lwh >BP: To construct a 2 storey laneway house building ($147,250) with an open parking pad, providing 1 parking space, having vehicular access from the lane. Note: This is a 1 ½ storey building pursuant to the Zoning & Development By-law 1. Covenant to be registered at the Land Title Office prior to sheathing inspection. 2. No Strata Titling permitted 3. No A/C unit proposed 4. Schedule B: MD. Shahidul Alam, P.Eng (604-653-7475) Structural & Geotechnical 5. HPO: Residential Builder - Nand's Plumbing & Tiles Ltd. The entire building, INCLUDING THE ATTACHED GARAGE (if applicable), to be sprinklered to NFPA 13D. | Gold Key Fire Protection Ltd
GP-2023-01372 | 2023-04-28 | 2032 W 42ND AVENUE, Vancouver, BC V6M 2B3 | Gas Permit | Residential | Addition | Completed | Residential - 1 Fire Pit | AKAL Plumbing & Heating Ltd
EP-2022-02285 | 2022-03-23 | 2278 E 38TH AVENUE, Vancouver, BC V5P 1H1 | Electrical Permit | Residential | New | Completed | Installation / Repair - Residential - New duplex Main services-200amp Main panel each side-125 Phase-single phase 3 wires Volt-120/240 BP: 2FD+ 2SS + Detached Garage To construct a 2-storey two-family dwelling ($1,002,920.00) with a detached accessory building (garage) at the rear providing 4 parking spaces, having vehicular access from the lane. Note: This is a 2 storey building pursuant to the Zoning and Development By-Law 1. Covenant registered at the Land Title Office under CA9484921 2. No strata titling permitted 3. A/C unit proposed by rear deck 4. No bar sink proposed 5. Schedule B: Alan Prahalad, P.Eng 604-831-1431 Structural & Geotechnical 6. HPO: Residential Builder, Modern Styles Home Ltd. | Samreet Electrical Services Ltd
EP-2022-02325 | 2022-03-23 | 2278 E 38TH AVENUE, Vancouver, BC V5P 1H1 | Electrical Permit | Residential | New | Completed | Installation / Repair - Residential - tv,telephone,alarm prewire and complete >BP: 2FD+ 2SS + Detached Garage To construct a 2-storey two-family dwelling ($1,002,920.00) with a detached accessory building (garage) at the rear providing 4 parking spaces, having vehicular access from the lane. Note: This is a 2 storey building pursuant to the Zoning and Development By-Law 1. Covenant registered at the Land Title Office under CA9484921 2. No strata titling permitted 3. A/C unit proposed by rear deck 4. No bar sink proposed 5. Schedule B: Alan Prahalad, P.Eng 604-831-1431 Structural & Geotechnical 6. HPO: Residential Builder, Modern Styles Home Ltd. "Combustible projections or roof soffits on an exposing building face shall not project to less than .45m from the property line and shall be in compliance with VBBL 2014 9.10.15.5.(9)" The entire building, INCLUDING THE ATTACHED GARAGE (if applicable), to be sprinklered to NFPA 2x 13D. Any alterations or conversions to the attached garage (if applicable) to habitable living space shall not be permitted without first obtaining the approval of the Director of Planning and the Chief Building Official. Thermal protection measures and Laneway house design guidelines shall be required to be met prior to the approval of the conversion. ******THIS PERMIT HAS BEEN ISSUED UNDER THE REQUIREMENTS OF VBBL 2019 | Tvisha Technologies Ltd
GP-2022-00715 | 2022-03-07 | 2278 E 38TH AVENUE, Vancouver, BC V5P 1H1 | Gas Permit | Residential | New | Completed | Residential - FIXTURE 2FD+ 2SS + Detached Garage To construct a 2-storey two-family dwelling ($1,002,920.00) with a detached accessory building (garage) at the rear providing 4 parking spaces, having vehicular access from the lane. Note: This is a 2 storey building pursuant to the Zoning and Development By-Law 1. Covenant registered at the Land Title Office under CA9484921 2. No strata titling permitted 3. A/C unit proposed by rear deck 4. No bar sink proposed 5. Schedule B: Alan Prahalad, P.Eng 604-831-1431 Structural & Geotechnical 6. HPO: Residential Builder, Modern Styles Home Ltd. | East West Plumbing (2007) Ltd
NULL | NULL | 1790 CHARLES STREET, Vancouver, BC V5L 2T5 | Electrical Permit | NULL | Renovation | Withdrawn | Installation / Repair - - Install: 2p-40A Breaker, #8cu cable, DCC12, 14-50R Receptacle for purpose of EV Charging | NULL
NULL | NULL | 3582 PRICE STREET #3, Vancouver, BC V5R 5R3 | Plumbing Permit | Residential | New | Withdrawn | Residential - Plumbing | KSS Mechanical Ltd
GP-2022-00900 | 2022-03-22 | 3582 PRICE STREET #3, Vancouver, BC V5R 5R3 | Gas Permit | Residential | New | Completed | Residential - Range gas piping only To construct a 2 storey laneway house building with an attached garage and 1 open parking pad, providing a total of 2 parking spaces, having vehicular access from the lane. | KSS Mechanical Ltd
SP-2022-00598 | 2022-04-25 | 3582 PRICE STREET #3, Vancouver, BC V5R 5R3 | Sprinkler Permit | Residential | New | Completed | Residential - Install sprinklers in lwh To construct a 2 storey laneway house building with an attached garage and 1 open parking pad, providing a total of 2 parking spaces, having vehicular access from the lane. Rev #1: The entire building including the attached garage to be sprinklered to NPFA 13D as per VBBL 3.2.5.12(3)(d). Note: This is a 1 ½ storey building pursuant to the Zoning & Development By-law 1. Covenant registered at the Land Title Office under CA9203509 2. No Strata Titling permitted 3. No A/C unit proposed 4. Schedule B: Govinder S Dhesi, P.Eng. (604-580-3275) Structural & Geotechnical 5. HPO: Residential Builder - Cypher Developments Ltd. | Gold Key Fire Protection Ltd
EP-2022-03439 | 2022-04-28 | 3582 PRICE STREET #3, Vancouver, BC V5R 5R3 | Electrical Permit | Residential | New | Completed | Installation / Repair - Residential - Extra low voltage for laneway >BP: To construct a 2 storey laneway house building with an attached garage and 1 open parking pad, providing a total of 2 parking spaces, having vehicular access from the lane. Rev #1: The entire building including the attached garage to be sprinklered to NPFA 13D as per VBBL 3.2.5.12(3)(d). Note: This is a 1 ½ storey building pursuant to the Zoning & Development By-law 1. Covenant registered at the Land Title Office under CA9203509 2. No Strata Titling permitted 3. No A/C unit proposed 4. Schedule B: Govinder S Dhesi, P.Eng. (604-580-3275) Structural & Geotechnical 5. HPO: Residential Builder - Cypher Developments Ltd. Addressing Note: Building 2 - #3 - 3582 Price St - 1st & 2nd storey (LWH) Address assigned per the approved plans, Fire and Emergency street access (walkway) to the Laneway house is from the South/East side. Street access must be provided & maintained at all times and the building address posted to be visible from the street in accordance with the Building By-law prior to Final Inspection | C G Electrical Contractors Ltd
PP-2022-00546 | 2022-02-16 | 3582 PRICE STREET #3, Vancouver, BC V5R 5R3 | Plumbing Permit | Residential | New | Completed | Residential - LWH - #3 - Plumbing To construct a 2 storey laneway house building with an attached garage and 1 open parking pad, providing a total of 2 parking spaces, having vehicular access from the lane. Rev #1: The entire building including the attached garage to be sprinklered to NPFA 13D as per VBBL 3.2.5.12(3)(d). Note: This is a 1 ½ storey building pursuant to the Zoning & Development By-law 1. Covenant registered at the Land Title Office under CA9203509 2. No Strata Titling permitted 3. No A/C unit proposed AMEND: FEB 7/2023 Add one sink rough in only for future sink | KSS Mechanical Ltd
EP-2022-01864 | 2022-04-04 | 3582 PRICE STREET #3, Vancouver, BC V5R 5R3 | Electrical Permit | Residential | New | Completed | Installation / Repair - Residential - Installation of electrical equipment into laneway home. Underground cables, rough in and finishing. 3 BC Hydro Meters Main consumer's service: 200A LWH service: 100A Main house service: 125A Secondary suite service: 60A >BP: To construct a 2 storey laneway house building ($208,160.00) with an attached garage and 1 open parking pad, providing a total of 2 parking spaces, having vehicular access from the lane. Rev #1: The entire building including the attached garage to be sprinklered to NPFA 13D as per VBBL 3.2.5.12(3)(d). Note: This is a 1 ½ storey building pursuant to the Zoning & Development By-law 1. Covenant registered at the Land Title Office under CA9203509 2. No Strata Titling permitted 3. No A/C unit proposed 4. Schedule B: Govinder S Dhesi, P.Eng. (604-580-3275) Structural & Geotechnical 5. HPO: Residential Builder - Cypher Developments Ltd. Addressing Note: Building 2 - #3 - 3582 Price St - 1st & 2nd storey (LWH) Address assigned per the approved plans, Fire and Emergency street access (walkway) to the Laneway house is from the South/East side. Street access must be provided & maintained at all times and the building address posted to be visible from the street in accordance with the Building By-law prior to Final Inspection Amend Apr 26, 2022 Changes In Laneway to remove electric range and add future rough in for AC unit located in rear of laneway Revision #2 : Floor plan layout design changes Window size changes Add interconnecting door to garage /living psace NFPA 13D sprinkler requirements proposed A/C proposed Bar sink ??? Amend: Feb 1, 2023 include installation of Ac unit | Vanline Electric Ltd
EP-2022-01767 | 2022-03-04 | 2676 W 11TH AVENUE, Vancouver, BC V6K 2L6 | Electrical Permit | Residential | New | Completed | Installation / Repair - Residential - Low voltage: Alarm system, CCTV system CATV, Telephone and Network outlets >BP: To construct a two-storey two-family dwelling ($828,500) with a detached accessory building (garage) at the rear providing 2 parking spaces, having vehicular access from the lane. | Riser Industries Inc
PP-2022-02736 | 2022-08-08 | 2676 W 11TH AVENUE, Vancouver, BC V6K 2L6 | Plumbing Permit | Residential | New | Completed | Residential - Lawn irrigation system | J F P irrigation Ltd
SP-2023-00113 | 2023-01-27 | 5407 COMMERCIAL STREET #3, Vancouver, BC V5P 3N4 | Sprinkler Permit | Residential | New | Issued | Residential - Fire Sprinkler Installation >To construct a 2 storey laneway house building ($162,412.50) with 1 open parking pad, having vehicular access from the 20' Lane. Note: This is a 1 ½ storey building pursuant to the Zoning & Development By-law. 1. Covenant registered at the Land Title Office under CA9459584 2. No Strata Titling permitted 3. No A/C Unit proposed 4. Schedule B: (Jaswinder S. Bansal) P.Eng (604.501.7788) Structural & Geotechnical 5. HPO: Residential Builder- Ultra West Estate & Development Ltd. NOTE: To achieve the required FSR. A floor space exclusion of 3% has been applied to this application as per section 11.24.18 of the district schedule, to accommodate improved building performance. NOTE: Information regarding the principal building on the survey and site plan is for reference only. Any discrepancy between information regarding the principal building on the survey and/or site plan and approved permit drawings for the principal building are neither approved nor authorized under this laneway house permit. *NEW HOUSE* Note: See DB-2021-01644 for Bldg 1 on site (principal bldg) addressed #1-5407 Commercial St. **THIS PERMIT HAS BEEN ISSUED UNDER THE REQUIREMENTS OF VBBL #12511 (2019) ** | NewTech Fire Protection Ltd
EP-2023-03630 | 2023-04-26 | 5407 COMMERCIAL STREET #3, Vancouver, BC V5P 3N4 | Electrical Permit | Residential | New | Issued | Installation / Repair - Residential - Complete Security ALARM, VAC, INTERCOM, TEL, CABLE, LOW VOLTAGE WIRING. >BP: To construct a 2 storey laneway house building ($162,412.50) with 1 open parking pad, having vehicular access from the 20' Lane. | Advanced Alarm-Tech Ltd
PP-2023-01801 | 2023-05-24 | 5407 COMMERCIAL STREET #3, Vancouver, BC V5P 3N4 | Plumbing Permit | Residential | New | Issued | Residential - New Plumbing for Laneway House >BP: To construct a 2 storey laneway house building with 1 open parking pad, having vehicular access from the 20' Lane. Note: This is a 1 ½ storey building pursuant to the Zoning & Development By-law. 1. Covenant registered at the Land Title Office under CA9459584 2. No Strata Titling permitted 3. No A/C Unit proposed 4. Schedule B: (Jaswinder S. Bansal) P.Eng (604.501.7788) Structural & Geotechnical 5. HPO: Residential Builder- Ultra West Estate & Development Ltd. | Buddies Plumbing & Heating
MP-2023-01183 | 2023-06-27 | 5407 COMMERCIAL STREET #3, Vancouver, BC V5P 3N4 | Mechanical Permit | NULL | NULL | Issued | NULL | Buddies Plumbing & Heating
EP-2023-06578 | 2023-07-27 | 5407 COMMERCIAL STREET #3, Vancouver, BC V5P 3N4 | Electrical Permit | Residential | New | Issued | Installation / Repair - Residential - rough in, rough wiring, plugs, etc >BP: To construct a 2 storey laneway house building ($162,412.50) with 1 open parking pad, having vehicular access from the 20' Lane. Note: This is a 1 ½ storey building pursuant to the Zoning & Development By-law. 1. Covenant registered at the Land Title Office under CA9459584 2. No Strata Titling permitted 3. No A/C Unit proposed 4. Schedule B: (Jaswinder S. Bansal) P.Eng (604.501.7788) Structural & Geotechnical 5. HPO: Residential Builder- Ultra West Estate & Development Ltd. NOTE: To achieve the required FSR. A floor space exclusion of 3% has been applied to this application as per section 11.24.18 of the district schedule, to accommodate improved building performance. *NEW HOUSE* Note: See DB-2021-01644 for Bldg 1 on site (principal bldg) addressed #1-5407 Commercial St. **THIS PERMIT HAS BEEN ISSUED UNDER THE REQUIREMENTS OF VBBL #12511 (2019) ** | EOS Electrical & Renovations Ltd
GP-2023-02172 | 2023-07-24 | 5407 COMMERCIAL STREET #3, Vancouver, BC V5P 3N4 | Gas Permit | Residential | New | Issued | Residential - 1 Boiler >BP: To construct a 2 storey laneway house building | Deep Gas Fitting Ltd.
NULL | NULL | 5407 COMMERCIAL STREET #3, Vancouver, BC V5P 3N4 | Plumbing Permit | Residential | New | Draft | Residential - Install one outside sump no pump | NULL
EP-2022-00230 | 2022-02-02 | 3431 ARCHIMEDES STREET #3, Vancouver, BC V5R 4W4 | Electrical Permit | Residential | New | Completed | Installation / Repair - Residential - New Laneway house wiring and finishing. >BP: To construct a 2 storey laneway house building ($129,750) with an open parking pad, providing 1 parking space, having vehicular access from the lane. Note: This is a 1 ½ storey building pursuant to the Zoning & Development By-law 1. No Strata Titling permitted 2. No A/C unit proposed 3. Schedule B: Wing Ki Leung, P.Eng. (604-543-8044) Structural & Geotechnical 4. BOV Approved site coverage relaxation to 44.47% (1444SF) 5. HPO: Residential Builder - SBPS Homes Ltd. Addressing Note: BUILDING 2 #3 - 3431 Archimedes St - 1st & 2nd storey (LWH) Address assigned per the approved plans, Fire and Emergency street access (walkway) to the Laneway house is from the West side. Street access must be provided & maintained at all times and the building address posted to be visible from the street in accordance with the Building By-law prior to Final Inspection. ******THIS PERMIT HAS BEEN ISSUED UNDER THE REQUIREMENTS OF VBBL #12511 (2019)****** | Hind Electric Ltd
PP-2022-00263 | 2022-01-28 | 2643 W 33RD AVENUE #3, Vancouver, BC V6N 2E8 | Plumbing Permit | Residential | New | Completed | Residential - LWH - #3 - New drainage and water lines To construct a 2 storey laneway house building with an attached garage and 1 open parking pad, providing a total of 3 parking spaces, having vehicular access from the lane. Note: This is a 1 ½ storey building pursuant to the Zoning & Development By-law 1. Covenant registered at the Land Title Office under CA8972685 2. No Strata Titling permitted 3. No A/C unit proposed | Aquaman Plumbing And Heating Ltd
EP-2022-04583 | 2022-06-02 | 2643 W 33RD AVENUE #3, Vancouver, BC V6N 2E8 | Electrical Permit | Residential | New | Completed | Installation / Repair - Residential - Laneway House Wiring. Main Consumer's Sevice: 400A. 3 Electric Meters. Main House Sevice: 200A. Secondary Suite Service: 100A. LWH Service: 125A. >BP: To construct a 2 storey laneway house building ($225,000) with an attached garage and 1 open parking pad, providing a total of 3 parking spaces, having vehicular access from the lane. Note: This is a 1 ½ storey building pursuant to the Zoning & Development By-law 1. Covenant registered at the Land Title Office under CA8972685 2. No Strata Titling permitted 3. No A/C unit proposed 4. Schedule B: Antony Wang, P.Eng (604-618-6236) Structural & Geotechnical 5. HPO: Residential Builder - C-Val Ltd. Addressing Note: #3-2643 W 33rd Av - Laneway House (1.5 storey) Address and suite number assigned as per approved plans for Fire and Emergency response. The address number is to be posted to the building to be visible from the street and the suite number is to be posted at the suite entry in accordance with the Building By-law prior to final inspection. *NEW HOUSE* Note: See DB-2021-01813 for Bldg 1 on site (principal bldg) addressed #1-2643 W33 Ave. ******THIS PERMIT HAS BEEN ISSUED UNDER THE REQUIREMENTS OF VBBL #12511 (2019)****** | Torro Electric Ltd
PP-2022-01495 | 2022-05-03 | 2643 W 33RD AVENUE #3, Vancouver, BC V6N 2E8 | Plumbing Permit | Residential | New | Completed | Residential - Plumbing in laneway two floors | Aquaman Plumbing And Heating Ltd
GP-2022-00891 | 2022-03-22 | 2643 W 33RD AVENUE #3, Vancouver, BC V6N 2E8 | Gas Permit | Residential | New | Completed | Residential - New pipe To construct a 2 storey laneway house building with an attached garage and 1 open parking pad, providing a total of 3 parking spaces, having vehicular access from the lane. | Aquaman Plumbing And Heating Ltd
SP-2022-00546 | 2022-04-14 | 2643 W 33RD AVENUE #3, Vancouver, BC V6N 2E8 | Sprinkler Permit | Residential | New | Completed | Residential - new fire sprinkler system installation >BP: To construct a 2 storey laneway house building ($225,000) with an attached garage and 1 open parking pad, providing a total of 3 parking spaces, having vehicular access from the lane. Note: This is a 1 ½ storey building pursuant to the Zoning & Development By-law 1. Covenant registered at the Land Title Office under CA8972685 2. No Strata Titling permitted 3. No A/C unit proposed 4. Schedule B: Antony Wang, P.Eng (604-618-6236) Structural & Geotechnical 5. HPO: Residential Builder - C-Val Ltd. Addressing Note: #3-2643 W 33rd Av - Laneway House (1.5 storey) Address and suite number assigned as per approved plans for Fire and Emergency response. The address number is to be posted to the building to be visible from the street and the suite number is to be posted at the suite entry in accordance with the Building By-law prior to final inspection. *NEW HOUSE* Note: See DB-2021-01813 for Bldg 1 on site (principal bldg) addressed #1-2643 W33 Ave. ******THIS PERMIT HAS BEEN ISSUED UNDER THE REQUIREMENTS OF VBBL #12511 (2019)****** >>>> Amend: July 4th -Engineer revised design to include sprinklers in garage (+4) | CENTRE LINE FIRE SPRINKLERS LTD
EP-2022-07067 | 2022-08-23 | 2643 W 33RD AVENUE #3, Vancouver, BC V6N 2E8 | Electrical Permit | Residential | New | Completed | Installation / Repair - Residential - low voltage security alarm and doorbell for detached laneway house. >BP: To construct a 2 storey laneway house building ($225,000) with an attached garage and 1 open parking pad, providing a total of 3 parking spaces, having vehicular access from the lane. Note: This is a 1 ½ storey building pursuant to the Zoning & Development By-law 1. Covenant registered at the Land Title Office under CA8972685 2. No Strata Titling permitted 3. No A/C unit proposed 4. Schedule B: Antony Wang, P.Eng (604-618-6236) Structural & Geotechnical 5. HPO: Residential Builder - C-Val Ltd. | Orca Automation Corp
EP-2022-10580 | 2022-12-15 | 2796 DUNDAS STREET, Vancouver, BC V5K 3Y6 | Electrical Permit | Residential | New | Completed | Installation / Repair - Residential - Structured Wiring and CCTV and doorbell | Moda Smart Home Inc
EP-2022-09047 | 2022-10-25 | 2032 W 42ND AVENUE, Vancouver, BC V6M 2B3 | Electrical Permit | Residential | Addition | Completed | Installation / Repair - Residential - New garage wiring and finishing >BP: To construct a detached 21'-6" x 23'-11" accessory building (garage) at the rear of this 2 family dwelling w/ secondary suite to provide 2 parking spaces and one surface parking having vehicular access from the rear. okay for SIPS per N. Jalalkamali January 14, 2021 | G N ELECTRIC LTD
EP-2022-06029 | 2022-07-20 | 4552 INVERNESS STREET, Vancouver, BC V5V 4X4 | Electrical Permit | Residential | New | Completed | Installation / Repair - Residential - New construction duplex w/ detached garages Electrical rough-wire & finishing underground service feeders Main switch for each unit 125A 120/240 200A 120/240 Duplex meter base service Electrical low voltage rough-wire To construct a 2-storey two-family dwelling ($656,000.00) with a detached accessory building (garage) at the rear providing 2 parking spaces, having vehicular access from the lane. The entire building, INCLUDING THE ATTACHED GARAGE (if applicable), to be sprinklered to NFPA 13D. NOTE: To achieve the required FSR a floor space exclusion of 2% has been applied to this application as per section 10.11.1 of the district schedule, to accommodate improved building performance. 1. No A/C units proposed 2. Schedule B: Tong Ong P.Eng (604-372-2120) Structural & Geotechnical 3. BC Housing 355909 - Confirmation no: 131675 Note: This is a 2 storey building pursuant to the Zoning and Development By-Law "Combustible projections or roof soffits on an exposing building face shall not project to less than .45m from the property line and shall be in compliance with VBBL 2019 9.10.15.5.(9)" Any alterations or conversions to the attached garage (if applicable) to habitable living space shall not be permitted without first obtaining the approval of the Director of Planning and the Chief Building Official. Thermal protection measures and Laneway house design guidelines shall be required to be met prior to the approval of the conversion. ******THIS PERMIT HAS BEEN ISSUED UNDER THE REQUIREMENTS OF VBBL 2019****** FRONT 4552 Inverness St - One Family Dwelling (1st-3rd Floor) BACK 4558 Inverness St - One Family Dwelling (1st-3rd Floor) | AMTEK Electric Ltd
GP-2022-02171 | 2022-07-26 | 4552 INVERNESS STREET, Vancouver, BC V5V 4X4 | Gas Permit | Residential | New | Completed | Residential - new gas piping >To construct a 2-storey two-family dwelling ($656,000.00) with a detached accessory building (garage) at the rear providing 2 parking spaces, having vehicular access from the lane. The entire building, INCLUDING THE ATTACHED GARAGE (if applicable), to be sprinklered to NFPA 13D. NOTE: To achieve the required FSR a floor space exclusion of 2% has been applied to this application as per section 10.11.1 of the district schedule, to accommodate improved building performance. 1. No A/C units proposed 2. Schedule B: Tong Ong P.Eng (604-372-2120) Structural & Geotechnical 3. BC Housing 355909 - Confirmation no: 131675 Note: This is a 2 storey building pursuant to the Zoning and Development By-Law "Combustible projections or roof soffits on an exposing building face shall not project to less than .45m from the property line and shall be in compliance with VBBL 2019 9.10.15.5.(9)" Any alterations or conversions to the attached garage (if applicable) to habitable living space shall not be permitted without first obtaining the approval of the Director of Planning and the Chief Building Official. Thermal protection measures and Laneway house design guidelines shall be required to be met prior to the approval of the conversion. ******THIS PERMIT HAS BEEN ISSUED UNDER THE REQUIREMENTS OF VBBL 2019****** Address numbers assigned as per approved plans for Fire and Emergency response. The address numbers are to be posted to the building to be visible from the street and in accordance with the Building By-law prior to final inspection. Amend: Mar 30, 2023 amend the final piping for fire pit to rough in only as the contractor is not finishing the fire pits at this time. So can we please have this one permit for fire pits only to be rough in piping and not final. The rest of focused are okay and finished only fire pits rough in only | Avion Mechanical Ltd
EP-2023-00990 | 2023-02-07 | 4552 INVERNESS STREET, Vancouver, BC V5V 4X4 | Electrical Permit | Residential | New | Completed | Installation / Repair - Residential - Security Alarm completion only >BP: To construct a 2-storey two-family dwelling ($656,000.00) with a detached accessory building (garage) at the rear providing 2 parking spaces, having vehicular access from the lane. The entire building, INCLUDING THE ATTACHED GARAGE (if applicable), to be sprinklered to NFPA 13D. NOTE: To achieve the required FSR a floor space exclusion of 2% has been applied to this application as per section 10.11.1 of the district schedule, to accommodate improved building performance. 1. No A/C units proposed 2. Schedule B: Tong Ong P.Eng (604-372-2120) Structural & Geotechnical 3. BC Housing 355909 - Confirmation no: 131675 Note: This is a 2 storey building pursuant to the Zoning and Development By-Law "Combustible projections or roof soffits on an exposing building face shall not project to less than .45m from the property line and shall be in compliance with VBBL 2019 9.10.15.5.(9)" Any alterations or conversions to the attached garage (if applicable) to habitable living space shall not be permitted without first obtaining the approval of the Director of Planning and the Chief Building Official. Thermal protection measures and Laneway house design guidelines shall be required to be met prior to the approval of the conversion. ******THIS PERMIT HAS BEEN ISSUED UNDER THE REQUIREMENTS OF VBBL 2019****** | Xon Automation Ltd
SP-2022-00949 | 2022-06-13 | 4552 INVERNESS STREET, Vancouver, BC V5V 4X4 | Sprinkler Permit | Residential | New | Completed | Residential - New sprinkler installation >2FD + Garage To construct a 2-storey two-family dwelling ($656,000.00) with a detached accessory building (garage) at the rear providing 2 parking spaces, having vehicular access from the lane. The entire building, INCLUDING THE ATTACHED GARAGE (if applicable), to be sprinklered to NFPA 13D. NOTE: To achieve the required FSR a floor space exclusion of 2% has been applied to this application as per section 10.11.1 of the district schedule, to accommodate improved building performance. 1. No A/C units proposed 2. Schedule B: Tong Ong P.Eng (604-372-2120) Structural & Geotechnical 3. BC Housing 355909 - Confirmation no: 131675 Note: This is a 2 storey building pursuant to the Zoning and Development By-Law "Combustible projections or roof soffits on an exposing building face shall not project to less than .45m from the property line and shall be in compliance with VBBL 2019 9.10.15.5.(9)" Any alterations or conversions to the attached garage (if applicable) to habitable living space shall not be permitted without first obtaining the approval of the Director of Planning and the Chief Building Official. Thermal protection measures and Laneway house design guidelines shall be required to be met prior to the approval of the conversion. ******THIS PERMIT HAS BEEN ISSUED UNDER THE REQUIREMENTS OF VBBL 2019****** | Real Tech Fire Protection Ltd
PP-2022-00211 | 2022-01-24 | 4552 INVERNESS STREET, Vancouver, BC V5V 4X4 | Plumbing Permit | Residential | New | Completed | Residential - 2FD - FRONT - 4552 INVERNESS ST BACK- 4558 INVERNESS ST installation of a sump To construct a 2-storey two-family dwelling with a detached accessory building (garage) at the rear providing 2 parking spaces, having vehicular access from the lane. The entire building, INCLUDING THE ATTACHED GARAGE (if applicable), to be sprinklered to NFPA 13D. 1. No A/C units proposed | K P Excavating & Demolition Ltd
PP-2022-00327 | 2022-02-09 | 4552 INVERNESS STREET, Vancouver, BC V5V 4X4 | Plumbing Permit | Residential | New | Completed | Residential - Plumbing for new duplex 2FD + Garage To construct a 2-storey two-family dwelling with a detached accessory building (garage) at the rear providing 2 parking spaces, having vehicular access from the lane. The entire building, INCLUDING THE ATTACHED GARAGE (if applicable), to be sprinklered to NFPA 13D. NOTE: To achieve the required FSR a floor space exclusion of 2% has been applied to this application as per section 10.11.1 of the district schedule, to accommodate improved building performance. 1. No A/C units proposed 2. Schedule B: Tong Ong P.Eng (604-372-2120) Structural & Geotechnical 3. BC Housing 355909 - Confirmation no: 131675 | Avion Mechanical Ltd
EP-2022-01256 | 2022-02-24 | 6325 CLARENDON STREET, Vancouver, BC V5S 0J9 | Electrical Permit | Commercial | New | Expired | Temporary Power - Commercial - To provide temporary power. > cameras on a pole >NOTE: Work authorized by this permit is for placement of a temporary power pole only and does not authorize any site construction and/or excavation. A separate Building Permit will be required prior to commencement of any other work on this site. | 0777792 BC Ltd
EP-2022-01435 | 2022-02-28 | 6325 CLARENDON STREET, Vancouver, BC V5S 0J9 | Electrical Permit | Commercial | New | Completed | Interim - Commercial - Install underground conduits, ground rods, unit sub grounding, sump pump conduits. Interim permit for EP-2022-01547. IFC drawings have not yet been completed therefore a stamped and sealed set is not available in order to apply for a full permit. Note: The work under this permit is authorized pursuant to the Electrical By-law NO.5563. The issuance of this permit does not represent or warrant that the drawings submitted for the full electrical permit will comply with the provisions of the Electrical By-law. The responsibility to comply with the By-law remains with the permit holder, P.Eng of record and the owner. >BP: Construction of new 4 storey building high-rise building ( Group B-3) with 95 rental sleeping units , for purposes of assisted living and memory care with ancillary amenity and support facilities, all over one level of underground parking. 11-Jan-2022 - Stage 1- excavation, foundation to grade(A/S/M/E) issued. Notes: This Permit was issued under the VBBL 2019 and during the COVID 19 pandemic. Class-1 and Class-5 cooking operations. 03-Feb-2022 - Stage 1 Rev1 issued Revised Excavation & Shoring drawings, encroachment in property to the North in proposed. Stage 2 in Review | DNA Electric Ltd
EP-2022-01547 | 2023-03-02 | 6325 CLARENDON STREET, Vancouver, BC V5S 0J9 | Electrical Permit | Commercial | New | Issued | Installation / Repair - Commercial - Unit substation, equipment power connections, fire alarm, receptacles and wiring devices, conduits for low voltage systems, mechanical equipment power connections, kitchen equipment power connections, electric heating, lighting, emergency lighting, lighting controls. IFC drawings have not yet been completed therefore a stamped and sealed set is not available in order to apply for a full permit. >BP: Construction of new 4 storey building high-rise building ( Group B-3) with 95 rental sleeping units , for purposes of assisted living and memory care with ancillary amenity and support facilities, all over one level of underground parking. 11-Jan-2022 - Stage 1- excavation, foundation to grade(A/S/M/E) issued. Notes: This Permit was issued under the VBBL 2019 and during the COVID 19 pandemic. Class-1 and Class-5 cooking operations. 03-Feb-2022 - Stage 1 Rev1 issued Revised Excavation & Shoring drawings, encroachment in property to the North in proposed. Stage 2 in Review | DNA Electric Ltd
PP-2022-00209 | 2022-04-04 | 6325 CLARENDON STREET, Vancouver, BC V5S 0J9 | Plumbing Permit | Residential | New | Issued | Residential - Stage 1 Permit for Underground - Foundation only - Sanitary and Storm piping Construction of new 4 storey building high-rise building ( Group B-3) with 95 rental sleeping units , for purposes of assisted living and memory care with ancillary amenity and support facilities, all over one level of underground parking. | JQ Mechanical Corporation
EP-2022-00202 | 2022-01-12 | 6325 CLARENDON STREET, Vancouver, BC V5S 0J9 | Electrical Permit | Commercial | New | Expired | Temporary Power - Commercial - To provide temporary power. | DNA Electric Ltd
SP-2022-00505 | 2023-03-03 | 6325 CLARENDON STREET, Vancouver, BC V5S 0J9 | Sprinkler Permit | Commercial | New | Issued | Commercial - ***Above Grade Sprinklers*** For all sprinkler work to the 2019 VBBL; NFPA 13, 2013; standpipe work to NFPA 14, 2013; fire pump work to NFPA 20, 2013; and alternative solutions prepared by GHL for this newly constructed 4 storey building high-rise building ( Group B-3) with 95 rental sleeping units, for purposes of assisted living and memory care with ancillary amenity and support facilities, all over one level of underground parking. THIS IS A CERTIFIED PROFESSIONAL PROJECT and the CP is Teddy Lai. This application does not include any of the following: • Warehouse storage arrangements, or mobile compact storage arrangements. • Flexible sprinkler pipe. • Information Technology Equipment Rooms (e.g. IT Rooms, LAN Rooms, etc.). Notes: 1. Fire Protection Engineer of Record Mr. Alex Chou, P.Eng. of AME Group T: (604) 684-5995 E: alexchou@amegroup.ca 2. One set of approved drawings and permit to be available for viewing at the jobsite. 3. Construction Standpipe to Bulletin 2017-003-BU/FI, VBBL, NFPA 14, and VFBL. 4. *** Subject to the submission and acceptance of a Building Permit Amendment to delete combustible (wood) cloud ceilings from the project. *** 5. *** Fire Retardant–Treated Wood and Fire-Retardant Coatings for Building Materials to meet NFPA 703. *** 6. See related permit SP-2022-00504 for accepted documents, terms, and conditions. | Escape Fire Protection Ltd
SP-2022-00504 | 2023-03-03 | 6325 CLARENDON STREET, Vancouver, BC V5S 0J9 | Sprinkler Permit | Commercial | New | Issued | Commercial - ***Below Grade Sprinklers and Standpipe*** For all sprinkler work to the 2019 VBBL; NFPA 13, 2013; standpipe work to NFPA 14, 2013; fire pump work to NFPA 20, 2013; and alternative solutions prepared by GHL for this newly constructed 4 storey building high-rise building ( Group B-3) with 95 rental sleeping units, for purposes of assisted living and memory care with ancillary amenity and support facilities, all over one level of underground parking. THIS IS A CERTIFIED PROFESSIONAL PROJECT and the CP is Naki Ocran, P.Eng. CP.. This application does not include any of the following: • Warehouse storage arrangements, or mobile compact storage arrangements. • Flexible sprinkler pipe. • Information Technology Equipment Rooms (e.g. IT Rooms, LAN Rooms, etc.). Notes: 1. Fire Protection Engineer of Record Mr. Alex Chou, P.Eng. of AME Group T: (604) 684-5995 E: alexchou@amegroup.ca 2. One set of approved drawings and permit to be available for viewing at the jobsite. 3. Construction Standpipe to Bulletin 2017-003-BU/FI, VBBL, NFPA 14, and VFBL. 4. *** Subject to the submission and acceptance of a Building Permit Amendment to delete combustible (wood) cloud ceilings from the project. *** 5. *** Fire Retardant–Treated Wood and Fire-Retardant Coatings for Building Materials to meet NFPA 703. *** | Escape Fire Protection Ltd
EP-2023-02020 | 2023-03-09 | 6325 CLARENDON STREET, Vancouver, BC V5S 0J9 | Electrical Permit | Residential | New | Issued | Temporary Power - Residential - To provide temporary power. This is for replacing the expired permit# EP-2022-01256. Installation of three outdoor monitoring units on posts (SE corner, NE corner and West side). Termination ends at junction boxes. | 0777792 BC Ltd
EP-2023-05158 | 2023-06-09 | 6325 CLARENDON STREET, Vancouver, BC V5S 0J9 | Electrical Permit | Commercial | New | Issued | Installation / Repair - Commercial - All controls conduit and wiring required. Control and monitoring of AHU-1. AHU to be supplied with all end devices installed from factory and wired back to a terminal strip. Includes BACnet connection to AHU. Control and monitoring of CU-1 and 2. Connection to fire alarm system for monitoring purposes. DDC is not rated for life safety. All equipment to needed to be shut down in case of fire to be done so by the fire alarm system. BACnet connection to VRF system. Wiring and setup of VRF system and associated devices is by others. Monitoring and control of unit heaters and force flow heaters. See attached scope of work - Controls install. >BP: Construction of new 4 storey building high-rise building (Group B-3) with 95 rental sleeping units, for purposes of assisted living and memory care with ancillary amenity and support facilities, all over one level of underground parking. 11-Jan-2022 - Stage 1- excavation, foundation to grade(A/S/M/E) issued. 19-Apr-2022 - Stage 2 - full construction issued. Notes: This Permit was issued under the VBBL 2019 and during the COVID 19 pandemic. Class-1 and Class-5 cooking operations. 03-Feb-2022 - Revision#1 issued. Revised Excavation & Shoring drawings, encroachment in property to the North in proposed. 22-Dec-2022 - Revision#2 issued. Change of CP. As of Dec 31st, 2022, Ms. Naki Ocran, P. Eng., CP will assume responsibilities as a Certified Professional for this project. 3-Apr-2023- Awaiting application for a BP revision for deletion of wood ceilings. See email from David Lee is Docs. tn | Houle Electric Limited
PP-2022-02699 | 2022-10-26 | 6325 CLARENDON STREET, Vancouver, BC V5S 0J9 | Plumbing Permit | Commercial | New | Issued | Commercial - Installing new DCW DHW and DHWR lines to the building. Installing new Fixtures including Sink, LAV,s WC, Drains etc. >BP: Construction of new 4 storey building high-rise building ( Group B-3) with 95 rental sleeping units , for purposes of assisted living and memory care with ancillary amenity and support facilities, all over one level of underground parking. | JQ Mechanical Corporation
EP-2023-00448 | 2023-01-19 | 6325 CLARENDON STREET, Vancouver, BC V5S 0J9 | Electrical Permit | Commercial | New | Expired | Temporary Power - Commercial - To provide temporary power. Renewal of EP 2022-00202 Valid: Jan 12, 2023 to Jan 11, 2024 | DNA Electric Ltd
EP-2023-08105 | 2023-09-07 | 6325 CLARENDON STREET, Vancouver, BC V5S 0J9 | Electrical Permit | Commercial | New | Issued | Installation / Repair - Commercial - Supply, install and connect the domestic heat tracing lines. >BP: Construction of new 4 storey building high-rise building (Group B-3) with 95 rental sleeping units, for purposes of assisted living and memory care with ancillary amenity and support facilities, all over one level of underground parking. 11-Jan-2022 - Stage 1- excavation, foundation to grade(A/S/M/E) issued. 19-Apr-2022 - Stage 2 - full construction issued. Notes: This Permit was issued under the VBBL 2019 and during the COVID 19 pandemic. Class-1 and Class-5 cooking operations. 03-Feb-2022 - Revision#1 issued. Revised Excavation & Shoring drawings, encroachment in property to the North in proposed. 22-Dec-2022 - Revision#2 issued. Change of CP. As of Dec 31st, 2022, Ms. Naki Ocran, P. Eng., CP will assume responsibilities as a Certified Professional for this project. 18-Aug-2023 - Revision #3 issued. 1. Deletion of Wood Ceilings at L1 / replaced with gypsum 2. Code report and CCD updated per City comments regarding standpipe hose connections and associated signage. 3. Code report and CCD updated to capture updates to fire separations and interior finish requirements. | DNA Electric Ltd
NULL | NULL | 6325 CLARENDON STREET, Vancouver, BC V5S 0J9 | Plumbing Permit | Commercial | Addition | Draft | Commercial - We are the civil contractor and we will be performing the civil portion of the Storm and water located in between the building and the property line. | Jack Cewe Construction Ltd
PP-2023-03229 | 2023-10-17 | 6325 CLARENDON STREET, Vancouver, BC V5S 0J9 | Plumbing Permit | Commercial | Addition | Issued | Commercial - This permit is for the Civil Contractor. Our Scope of Work is mainly the on-site storm portions, a couple of water connections and sanitary work. This work will be located in between the building and the property line. >BP: Construction of new 4 storey building high-rise building (Group B-3) with 95 rental sleeping units, for purposes of assisted living and memory care with ancillary amenity and support facilities, all over one level of underground parking. | Jack Cewe Construction Ltd
EP-2023-10203 | 2023-11-24 | 6325 CLARENDON STREET, Vancouver, BC V5S 0J9 | Electrical Permit | Commercial | New | Completed | Installation / Repair - Commercial - Heat trace installation on sprinkler pipes (NOT domestic water pipes). One 6" pipe throughout parkade and 1 pipe in garbage room (L1) >BP: Construction of new 4 storey building high-rise building (Group B-3) with 95 rental sleeping units, for purposes of assisted living and memory care with ancillary amenity and support facilities, all over one level of underground parking. 11-Jan-2022 - Stage 1- excavation, foundation to grade(A/S/M/E) issued. 19-Apr-2022 - Stage 2 - full construction issued. Notes: This Permit was issued under the VBBL 2019 and during the COVID 19 pandemic. Class-1 and Class-5 cooking operations. 03-Feb-2022 - Revision#1 issued. Revised Excavation & Shoring drawings, encroachment in property to the North in proposed. 22-Dec-2022 - Revision#2 issued. Change of CP. As of Dec 31st, 2022, Ms. Naki Ocran, P. Eng., CP will assume responsibilities as a Certified Professional for this project. 18-Aug-2023 - Revision #3 issued. 1. Deletion of Wood Ceilings at L1 / replaced with gypsum 2. Code report and CCD updated per City comments regarding standpipe hose connections and associated signage. 3. Code report and CCD updated to capture updates to fire separations and interior finish requirements. | Brian Wuttke
EP-2023-10162 | 2023-11-09 | 6325 CLARENDON STREET, Vancouver, BC V5S 0J9 | Electrical Permit | Commercial | New | Issued | Installation / Repair - Commercial - Rough-in and finishing of in-suite (95 suites) and common space TV, telephone and data locations. Cat6 and coaxial drop pulls from each suite back to designated comm rooms/closets. >BP: Construction of new 4 storey building high-rise building (Group B-3) with 95 rental sleeping units, for purposes of assisted living and memory care with ancillary amenity and support facilities, all over one level of underground parking. 11-Jan-2022 - Stage 1- excavation, foundation to grade(A/S/M/E) issued. 19-Apr-2022 - Stage 2 - full construction issued. Notes: This Permit was issued under the VBBL 2019 and during the COVID 19 pandemic. Class-1 and Class-5 cooking operations. 03-Feb-2022 - Revision#1 issued. Revised Excavation & Shoring drawings, encroachment in property to the North in proposed. 22-Dec-2022 - Revision#2 issued. Change of CP. As of Dec 31st, 2022, Ms. Naki Ocran, P. Eng., CP will assume responsibilities as a Certified Professional for this project. 18-Aug-2023 - Revision #3 issued. 1. Deletion of Wood Ceilings at L1 / replaced with gypsum 2. Code report and CCD updated per City comments regarding standpipe hose connections and associated signage. 3. Code report and CCD updated to capture updates to fire separations and interior finish requirements. | SOS COMMUNICATIONS INC
EP-2024-00380 | 2024-01-15 | 6325 CLARENDON STREET, Vancouver, BC V5S 0J9 | Electrical Permit | Commercial | New | Issued | Temporary Power - Commercial - To provide temporary power. Renewal of EP 2022-00202 Valid: Jan 12, 2023 to Jan 11, 2024 | DNA Electric Ltd
PP-2022-03141 | 2022-09-13 | 2791 OXFORD STREET, Vancouver, BC | Plumbing Permit | Residential | Addition | Completed | Residential - Plumbing work for Additional wash basin in Recreation Room | NULL
PP-2022-03140 | 2022-09-09 | 2791 OXFORD STREET, Vancouver, BC | Plumbing Permit | Residential | Addition | Completed | Residential - Plumbing for Washer at Secondary Unit Entrance | NULL
EP-2022-07589 | NULL | 2791 OXFORD STREET, Vancouver, BC | Electrical Permit | Residential | Addition | Application Incomplete | Interim - Residential - Installation of electrical for washer dryer | NULL
PP-2022-00922 | 2022-03-18 | 3285 E 27TH AVENUE #3, Vancouver, BC V5R 1P5 | Plumbing Permit | Residential | New | Completed | Residential - LWH - #3 - Plumbing for Laneway To construct a 2 storey laneway house building with an open parking pad, providing 1 parking space, having vehicular access from the lane. Note: This is a 1 ½ storey building pursuant to the Zoning & Development By-law 1. Covenant registered at the Land Title Office under CA8832850 2. No Strata Titling permitted 3. A/C unit proposed in Rear yard | Ask Plumbing Heating and Gas Fitting Ltd
EP-2022-03642 | 2022-05-09 | 3285 E 27TH AVENUE #3, Vancouver, BC V5R 1P5 | Electrical Permit | Residential | New | Completed | Installation / Repair - Residential - New construction LWH. Main Consumer's Service: 200A, LWH Servcie: 100A, Main House Service: 150A. >BP: To construct a 2 storey laneway house building ($143,000) with an open parking pad, providing 1 parking space, having vehicular access from the lane. Note: This is a 1 ½ storey building pursuant to the Zoning & Development By-law 1. Covenant registered at the Land Title Office under CA8832850 2. No Strata Titling permitted 3. A/C unit proposed in Rear yard 4. Schedule B: Beerinder Sidhu P.Eng (604.339.0034) Structural & Geotechnical Address and suite number assigned as per approved plans for Fire and Emergency response. The address number is to be posted to the building to be visible from the street and the suite number is to be posted at the suite entry in accordance with the Building By-law prior to final inspection. ******THIS PERMIT HAS BEEN ISSUED UNDER THE REQUIREMENTS OF VBBL #12511 (2019)****** Amend: June 2, 2022 Main service 200amp, house-150amp and Laneway-100amp | Best Choice Electrical Ltd
SP-2022-00610 | 2022-04-26 | 3285 E 27TH AVENUE #3, Vancouver, BC V5R 1P5 | Sprinkler Permit | Residential | New | Completed | Residential - Fire Sprinklers for Laneway House #3 To construct a 2 storey laneway house building with an open parking pad, providing 1 parking space, having vehicular access from the lane. Note: This is a 1 ½ storey building pursuant to the Zoning & Development By-law 1. Covenant registered at the Land Title Office under CA8832850 2. No Strata Titling permitted 3. A/C unit proposed in Rear yard 4. Schedule B: Beerinder Sidhu P.Eng (604.339.0034) Structural & Geotechnical | Ask Plumbing Heating and Gas Fitting Ltd
EP-2022-03768 | 2022-05-09 | 3285 E 27TH AVENUE #3, Vancouver, BC V5R 1P5 | Electrical Permit | Residential | New | Completed | Installation / Repair - Residential - tv,telephone,alarm prewire and complete >BP: To construct a 2 storey laneway house building ($143,000) with an open parking pad, providing 1 parking space, having vehicular access from the lane. Note: This is a 1 ½ storey building pursuant to the Zoning & Development By-law 1. Covenant registered at the Land Title Office under CA8832850 2. No Strata Titling permitted 3. A/C unit proposed in Rear yard 4. Schedule B: Beerinder Sidhu P.Eng (604.339.0034) Structural & Geotechnical Address and suite number assigned as per approved plans for Fire and Emergency response. The address number is to be posted to the building to be visible from the street and the suite number is to be posted at the suite entry in accordance with the Building By-law prior to final inspection. ******THIS PERMIT HAS BEEN ISSUED UNDER THE REQUIREMENTS OF VBBL #12511 (2019)****** | Tvisha Technologies Ltd
PP-2022-00043 | 2022-01-12 | 2136 E 48TH AVENUE #3, Vancouver, BC V5P 1R8 | Plumbing Permit | Residential | New | Completed | Residential - To install piping and fixtures for a new laneway house. -To construct a 2 storey laneway house building ($214,250.00) with an attached garage and 1 open parking pad, providing a total of 2 parking spaces, having vehicular access from the lane. | Skyway Plumbing & gas Ltd
EP-2022-01003 | 2022-02-14 | 2136 E 48TH AVENUE #3, Vancouver, BC V5P 1R8 | Electrical Permit | Residential | New | Completed | Installation / Repair - Residential - Wiring and service for new laneway house. >BP: To construct a 2 storey laneway house building ($214,250.00) with an attached garage and 1 open parking pad, providing a total of 2 parking spaces, having vehicular access from the lane. Note: This is a 1 ½ storey building pursuant to the Zoning & Development By-law 1. Covenant registered at the Land Title Office under CA9091870 2. No Strata Titling permitted 3. No A/C unit proposed 4. Schedule B: Jason Hui P.Eng (778-319-3403) Structural & Geotechnical 5. HPO: Residential Builder - Silvercrest Custom Homes and Renovations Inc. #3 - 2136 E 48th Ave - Laneway House Address and suite number assigned as per approved plans for Fire and Emergency response. The address number is to be posted to the building to be visible from the street and the suite number is to be posted at the suite entry in accordance with the Building By-law prior to final inspection. Address has been assigned per the approved plans as the fire/emergency access to the laneway house is from the East side. This access must be provided & maintained at all times in accordance with the Building By-law. *NEW HOUSE* Note: See DB-2020-03753 for Bldg 1 on site (principal bldg) addressed #1 - 2136 E 48th Ave ****ALL PROJECT COORINATOR NOTES HAS BEEN ACCEPTED BY THE APPLICANT**** ******THIS PERMIT HAS BEEN ISSUED UNDER THE REQUIREMENTS OF VBBL #12511 (2019)****** CA9091870 | G.S.G. Electric Ltd.
EP-2022-03542 | 2022-05-03 | 2136 E 48TH AVENUE #3, Vancouver, BC V5P 1R8 | Electrical Permit | Residential | New | Completed | Installation / Repair - Residential - low voltage prewiring and finish >BP: To construct a 2 storey laneway house building ($214,250.00) with an attached garage and 1 open parking pad, providing a total of 2 parking spaces, having vehicular access from the lane. Note: This is a 1 ½ storey building pursuant to the Zoning & Development By-law 1. Covenant registered at the Land Title Office under CA9091870 2. No Strata Titling permitted 3. No A/C unit proposed 4. Schedule B: Jason Hui P.Eng (778-319-3403) Structural & Geotechnical 5. HPO: Residential Builder - Silvercrest Custom Homes and Renovations Inc. #3 - 2136 E 48th Ave - Laneway House Address and suite number assigned as per approved plans for Fire and Emergency response. The address number is to be posted to the building to be visible from the street and the suite number is to be posted at the suite entry in accordance with the Building By-law prior to final inspection. Address has been assigned per the approved plans as the fire/emergency access to the laneway house is from the East side. This access must be provided & maintained at all times in accordance with the Building By-law. *NEW HOUSE* Note: See DB-2020-03753 for Bldg 1 on site (principal bldg) addressed #1 - 2136 E 48th Ave ****ALL PROJECT COORINATOR NOTES HAS BEEN ACCEPTED BY THE APPLICANT**** ******THIS PERMIT HAS BEEN ISSUED UNDER THE REQUIREMENTS OF VBBL #12511 (2019)****** CA9091870 | Aslan Security Systems Ltd
SP-2022-00672 | 2022-05-03 | 2136 E 48TH AVENUE #3, Vancouver, BC V5P 1R8 | Sprinkler Permit | Residential | New | Completed | Residential - Install sprinklers in LWH > To construct a 2 storey laneway house building ($214,250.00) with an attached garage and 1 open parking pad, providing a total of 2 parking spaces, having vehicular access from the lane. Note: This is a 1 ½ storey building pursuant to the Zoning & Development By-law 1. Covenant registered at the Land Title Office under CA9091870 2. No Strata Titling permitted 3. No A/C unit proposed 4. Schedule B: Jason Hui P.Eng (778-319-3403) Structural & Geotechnical 5. HPO: Residential Builder - Silvercrest Custom Homes and Renovations Inc. #3 - 2136 E 48th Ave - Laneway House Address and suite number assigned as per approved plans for Fire and Emergency response. The address number is to be posted to the building to be visible from the street and the suite number is to be posted at the suite entry in accordance with the Building By-law prior to final inspection. Address has been assigned per the approved plans as the fire/emergency access to the laneway house is from the East side. This access must be provided & maintained at all times in accordance with the Building By-law. *NEW HOUSE* Note: See DB-2020-03753 for Bldg 1 on site (principal bldg) addressed #1 - 2136 E 48th Ave ****ALL PROJECT COORINATOR NOTES HAS BEEN ACCEPTED BY THE APPLICANT**** ******THIS PERMIT HAS BEEN ISSUED UNDER THE REQUIREMENTS OF VBBL #12511 (2019)****** CA9091870 | Gold Key Fire Protection Ltd
PP-2023-02512 | 2023-07-14 | 115 W 17TH AVENUE #3, Vancouver, BC V5Y 1Z7 | Plumbing Permit | Residential | New | Issued | Residential - LWH - #3 - Plumbing in laneway >DB: To construct a 2 storey laneway house building with an open parking pad, providing 1 parking space, having vehicular access from the lane. Note: This is a 1 ½ storey building pursuant to the Zoning & Development By-law 1. No Strata Titling permitted 2. No A/C unit proposed ******THIS PERMIT HAS BEEN ISSUED UNDER THE REQUIREMENTS OF VBBL #12511 (2019)****** | Cartier Mechanical Ltd
NULL | NULL | 115 W 17TH AVENUE #3, Vancouver, BC V5Y 1Z7 | Plumbing Permit | Residential | New | Draft | Residential - Installing 2 sumps | Hael Construction Inc
PP-2023-00472 | 2023-02-10 | 115 W 17TH AVENUE #3, Vancouver, BC V5Y 1Z7 | Plumbing Permit | Residential | New | Issued | Residential - Installing 2 sumps | Hael Construction Inc
EP-2023-08999 | 2023-11-15 | 115 W 17TH AVENUE #3, Vancouver, BC V5Y 1Z7 | Electrical Permit | Residential | New | Issued | Installation / Repair - Residential - ¦#3LWH- 200A ¦ New 200 amp combo 3 meter meterbase, Laneway house rough in and finish. >BP: To construct a 2 storey laneway house building ($181,500) with an open parking pad, providing 1 parking space, having vehicular access from the lane. Note: This is a 1 ½ storey building pursuant to the Zoning & Development By-law 1. No Strata Titling permitted 2. No A/C unit proposed 3. Schedule B: YATENDRA KUMAR SHARMA, P.Eng. (778-863-7076) Structural 4. Schedule B: Zhao Guan P.Eng. ( 778-868-5635) Geotechnical 5. Rev#4: Change building contractor to Lower Coast Building Group 604-836-1275 2. 6. Updated Pre Permit Checklist 7. Updated HPO *** All documentation on file*** ******THIS PERMIT HAS BEEN ISSUED UNDER THE REQUIREMENTS OF VBBL #12511 (2019)****** | Livewire Energy Services Ltd.
PP-2022-00312 | 2022-01-31 | 2122 W 45TH AVENUE #3, Vancouver, BC V6M 2J1 | Plumbing Permit | Residential | New | Completed | Residential - LWH - #3 - SUMP, SANITARY AND STORM CONNECTION To construct a 2 storey laneway house building with an open parking pad, providing 1 parking space, having vehicular access from the lane. Note: This is a 1 ½ storey building pursuant to the Zoning & Development By-law 1. Covenant registered at the Land Title Office under CA8921853 2. No Strata Titling permitted 3. A/C unit proposed in rear yard | GNA Contracting Ltd
PP-2022-01708 | 2022-05-19 | 2122 W 45TH AVENUE #3, Vancouver, BC V6M 2J1 | Plumbing Permit | Residential | New | Completed | Residential - plumbing for new lanway house | Rain Coast Plumbing & Heating Ltd
SP-2022-01222 | 2022-08-02 | 2122 W 45TH AVENUE #3, Vancouver, BC V6M 2J1 | Sprinkler Permit | Residential | New | Completed | Residential - LWH - #3 - new sprinkler installation To construct a 2 storey laneway house building with an open parking pad, providing 1 parking space, having vehicular access from the lane. Note: This is a 1 ½ storey building pursuant to the Zoning & Development By-law 1. Covenant registered at the Land Title Office under CA8921853 2. No Strata Titling permitted 3. A/C unit proposed in rear yard | Real Tech Fire Protection Ltd
EP-2022-05993 | 2022-07-19 | 2122 W 45TH AVENUE #3, Vancouver, BC V6M 2J1 | Electrical Permit | Residential | New | Completed | Installation / Repair - Residential - LWH - #3 - tv,telephone,alarm prewire and complete. COMPLETE SECURITY ALARM SYSTEM To construct a 2 storey laneway house building with an open parking pad, providing 1 parking space, having vehicular access from the lane. Note: This is a 1 ½ storey building pursuant to the Zoning & Development By-law 1. Covenant registered at the Land Title Office under CA8921853 2. No Strata Titling permitted 3. A/C unit proposed in rear yard | Tvisha Technologies Ltd
EP-2022-05702 | 2022-07-06 | 2122 W 45TH AVENUE #3, Vancouver, BC V6M 2J1 | Electrical Permit | Residential | New | Completed | Installation / Repair - Residential - Laneway house construction with new house Main consumer's service: 200A. Main house service: 125A. Laneway house service: 125A. >BP: To construct a 2 storey laneway house building ($178,000.00) with an open parking pad, providing 1 parking space, having vehicular access from the lane. Note: This is a 1 ½ storey building pursuant to the Zoning & Development By-law 1. Covenant registered at the Land Title Office under CA8921853 2. No Strata Titling permitted 3. A/C unit proposed in rear yard 4. Schedule B: Shamsul Alam P.Eng (604.255.3740) Structural & Geotechnical 5. HPO: Residential Builder- Kasza Developments Ltd. Address and suite number assigned as per approved plans for Fire and Emergency response. The address number is to be posted to the building to be visible from the street and the suite number is to be posted at the suite entry in accordance with the Building By-law prior to final inspection. ******THIS PERMIT HAS BEEN ISSUED UNDER THE REQUIREMENTS OF VBBL #12511 (2019)****** | Samreet Electrical Services Ltd
SP-2022-01076 | 2022-07-04 | 2122 W 45TH AVENUE #3, Vancouver, BC V6M 2J1 | Sprinkler Permit | Residential | New | Expired | Residential - new sprinkler to install To construct a 2 storey laneway house building with an open parking pad, providing 1 parking space, having vehicular access from the lane. Note: This is a 1 ½ storey building pursuant to the Zoning & Development By-law 1. Covenant registered at the Land Title Office under CA8921853 2. No Strata Titling permitted 3. A/C unit proposed in rear yard 4. Schedule B: Shamsul Alam P.Eng (604.255.3740) Structural & Geotechnical 5. HPO: Residential Builder- Kasza Developments Ltd. | Real Tech Fire Protection Ltd
PP-2022-02114 | 2022-06-16 | 1546 W 62ND AVENUE #3, Vancouver, BC V6P 2E9 | Plumbing Permit | Residential | New | Issued | Residential - LWH - plumbing for new construction of laneway house. To construct a 2 storey laneway house building with an attached garage and 1 open parking pad, providing a total of 2 parking spaces, having vehicular access from the lane. Note: This is a 1 ½ storey building pursuant to the Zoning & Development By-law 1. Covenant registered at the Land Title Office under CA8438034 2. No Strata Titling permitted 3. A/C unit proposed | BRB West Coast Construction Ltd
SP-2023-00098 | 2023-01-18 | 1546 W 62ND AVENUE #3, Vancouver, BC V6P 2E9 | Sprinkler Permit | Residential | New | Issued | Residential - LWH -#3 - New sprinkler system >DB: To construct a 2 storey laneway house building with an attached garage and 1 open parking pad, providing a total of 2 parking spaces, having vehicular access from the lane. Rev#1: The entire building including the attached garage (if applicable) to be sprinklered to NFPA 13D as per VBBL 3.2.5.12.(3)(d). Note: This is a 1 ½ storey building pursuant to the Zoning & Development By-law 1. Covenant registered at the Land Title Office under CA8438034 2. No Strata Titling permitted 3. A/C unit proposed | Haven Fire Protection Ltd
GP-2023-01365 | 2023-04-27 | 1546 W 62ND AVENUE #3, Vancouver, BC V6P 2E9 | Gas Permit | Residential | New | Issued | Residential - New laneway house with 1 gas cooktop only. Roughly 40ft piping from meter to cooktop. >BP: To construct a 2 storey laneway house building with an attached garage and 1 open parking pad, providing a total of 2 parking spaces, having vehicular access from the lane. | Sunny Beach Plumbing & Heating Ltd
EP-2023-06602 | 2023-07-21 | 1546 W 62ND AVENUE #3, Vancouver, BC V6P 2E9 | Electrical Permit | Residential | New | Issued | Installation / Repair - Residential - Low voltage, alarm cctv tv and tel >BP: To construct a 2 storey laneway house building ($224,732.50) with an attached garage and 1 open parking pad, providing a total of 2 parking spaces, having vehicular access from the lane. Rev#1: The entire building including the attached garage (if applicable) to be sprinklered to NFPA 13D as per VBBL 3.2.5.12.(3)(d). Note: This is a 1 ½ storey building pursuant to the Zoning & Development By-law 1. Covenant registered at the Land Title Office under CA8438034 2. No Strata Titling permitted 3. A/C unit proposed 4- Schedule B: Ke Jian Ma P.Eng (604-599-8890) Structural 5- Schedule B: Heqing Jian P. Eng (778-987-7461) Geotechnical 6- HPO: Residential Builder - BRB West Coast Construction Ltd #44296 ****ALL PROJECT COORINATOR NOTES HAS BEEN ACCEPTED BY THE APPLICANT**** ******THIS PERMIT HAS BEEN ISSUED UNDER THE REQUIREMENTS OF VBBL #12511 (2019)****** | SHS Alarm BC Ltd
EP-2022-01292 | 2022-02-22 | 1546 W 62ND AVENUE #3, Vancouver, BC V6P 2E9 | Electrical Permit | Residential | New | Issued | Installation / Repair - Residential - Laneway house wiring *Permit Amendment Jun 23, 2023 -To change the permit for the Main House from 200A to 150A -200A was supposed to be for the whole construction (including both main house and LWH) -Main: 200A ¦ 1FD: 150A ¦ LWH: 100A >BP: To construct a 2 storey laneway house building ($224,732.50) with an attached garage and 1 open parking pad, providing a total of 2 parking spaces, having vehicular access from the lane. Note: This is a 1 ½ storey building pursuant to the Zoning & Development By-law 1. Covenant registered at the Land Title Office under CA8438034 2. No Strata Titling permitted 3. A/C unit proposed 4- Schedule B: Ke Jian Ma P.Eng (604-599-8890) Structural 5- Schedule B: Heqing Jian P. Eng (778-987-7461) Geotechnical 6- HPO: Residential Builder - BRB West Coast Construction Ltd #44296 ****ALL PROJECT COORINATOR NOTES HAS BEEN ACCEPTED BY THE APPLICANT**** ******THIS PERMIT HAS BEEN ISSUED UNDER THE REQUIREMENTS OF VBBL #12511 (2019)****** | Vanflow Electrical Ltd
GP-2023-00806 | 2023-03-07 | 3038 E 45TH AVENUE #3, Vancouver, BC V5R 3C7 | Gas Permit | Residential | New | Issued | Residential - 1 Boiler gas work >BP: construct a 2 storey laneway house building ($209,102.50) with an attached garage and 1 open parking pad, providing a total of 2 parking spaces, having vehicular access from the lane | Avion Mechanical Ltd
EP-2023-00227 | 2023-01-11 | 3038 E 45TH AVENUE #3, Vancouver, BC V5R 3C7 | Electrical Permit | Residential | New | Issued | Installation / Repair - Residential - extra low voltage >BP: To construct a 2 storey laneway house building ($209,102.50) with an attached garage and 1 open parking pad, providing a total of 2 parking spaces, having vehicular access from the lane Note: This is a 2 storey building pursuant to the Zoning and Development By-Law 1- Covenant registered at the Land Title Office under CA8698237 2- No strata titling permitted 3- Schedule B: KE JIAN P.Eng (604-599-8890) Structural 4- Schedule B: HEQING JIAN P. Eng (778-987-7461) Geotechnical 5- HPO: Residential Builder – Richtown Construction Ltd # 36329 6- Entire Building to have NFPA 13-D ****ALL PROJECT COORINATOR NOTES HAS BEEN ACCEPTED BY THE APPLICANT**** ******THIS PERMIT HAS BEEN ISSUED UNDER THE REQUIREMENTS OF VBBL #12511 (2019)****** | AJ INTEGRATED SERVICES LTD
PP-2022-03936 | 2022-11-01 | 3038 E 45TH AVENUE #3, Vancouver, BC V5R 3C7 | Plumbing Permit | Residential | New | Issued | Residential - LWH - #3 - new plumbing >DB: To construct a 2 storey laneway house building with an attached garage and 1 open parking pad, providing a total of 2 parking spaces, having vehicular access from the lane Note: This is a 2 storey building pursuant to the Zoning and Development By-Law 6- Entire Building to have NFPA 13-D | Avion Mechanical Ltd
SP-2022-01260 | 2022-08-11 | 3038 E 45TH AVENUE #3, Vancouver, BC V5R 3C7 | Sprinkler Permit | Residential | New | Issued | Residential - new sprinkler system >BP:To construct a 2 storey laneway house building ($209,102.50) with an attached garage and 1 open parking pad, providing a total of 2 parking spaces, having vehicular access from the lane Note: This is a 2 storey building pursuant to the Zoning and Development By-Law 1- Covenant registered at the Land Title Office under CA8698237 2- No strata titling permitted 3- Schedule B: KE JIAN P.Eng (604-599-8890) Structural 4- Schedule B: HEQING JIAN P. Eng (778-987-7461) Geotechnical 5- HPO: Residential Builder – Richtown Construction Ltd # 36329 6- Entire Building to have NFPA 13-D Address Note: #3-3038- E 45th Av - Laneway House Address and suite number assigned as per approved plans for Fire and Emergency response. The address number is to be posted to the building to be visible from the street and the suite number is to be posted at the suite entry in accordance with the Building By-law prior to final inspection. ****ALL PROJECT COORINATOR NOTES HAS BEEN ACCEPTED BY THE APPLICANT**** ******THIS PERMIT HAS BEEN ISSUED UNDER THE REQUIREMENTS OF VBBL #12511 (2019)****** | Haven Fire Protection Ltd
EP-2022-08170 | 2022-09-28 | 3038 E 45TH AVENUE #3, Vancouver, BC V5R 3C7 | Electrical Permit | Residential | New | Issued | Installation / Repair - Residential - New Wiring for: >BP: To construct a 2 storey laneway house building ($209,102.50) with an attached garage and 1 open parking pad, providing a total of 2 parking spaces, having vehicular access from the lane Note: This is a 2 storey building pursuant to the Zoning and Development By-Law 1- Covenant registered at the Land Title Office under CA8698237 2- No strata titling permitted 3- Schedule B: KE JIAN P.Eng (604-599-8890) Structural 4- Schedule B: HEQING JIAN P. Eng (778-987-7461) Geotechnical 5- HPO: Residential Builder – Richtown Construction Ltd # 36329 6- Entire Building to have NFPA 13-D >>>>Amend: Feb. 9th -Wiring new Laneway house. Main consumer's service: 400A; 3 Electric Meters; Main house service: 125A; Secondary suite service: 100A; Laneway house service: 125A. | Powerful Electric Ltd
GP-2023-03018 | 2023-10-12 | 4306 ATLIN STREET, Vancouver, BC V5R 2C2 | Gas Permit | Residential | Addition | Issued | Residential - 1 Gas insert fireplace installation | Vaglio Fireplace LTD
SP-2021-01479 | 2022-02-18 | 729 SE MARINE DRIVE, Vancouver, BC | Sprinkler Permit | Commercial | Tenant Improvement | Completed | Commercial - Installation of sprinkler heads for new tenant layout. > Interior alterations and change of major occupancy from a Retail shell (E) to a Restaurant (A2) class 1 on the ground floor of this existing mixed-use high-rise residential/commercial building on this site. Occupant load is 37(33 seats +4 staff). One class 4 cooking operation. To be processed through BRB regarding the new kitchen equipment. OC-2021-00696 for this building is issued Note: This application is reviewed under VBBL2019. | Escape Fire Protection Ltd
EP-2022-04003 | 2022-08-29 | 4014 W 36TH AVENUE #3, Vancouver, BC V6N 2S9 | Electrical Permit | Residential | New | Completed | Installation / Repair - Residential - LWH wiring and finishing, 200 amp service 200 amp for house,125 for laneway -Only one load miser installed >BP: To construct a 2 storey laneway house building ($224,500.00) with a 2 car attached garage and 1 open parking pad, providing a total of 3 parking spaces, having vehicular access from the lane. Note: This is a 1 ½ storey building pursuant to the Zoning & Development By-law 1. Covenant registered at the Land Title Office under CA8876853 2. No Strata Titling permitted 3. A/C unit proposed in the rear yard 4. Schedule B: Vijay Kumar Bains, P.Eng. (604-825-4386) Structural; Tegbir Bajwa, P.Eng. (778-995-2404) Geotechnical 5. HPO: Residential Builder - Santosh Builders Ltd. Addressing Note: #3-4014 W 36th Av - Laneway House (1.5 Storey) Address and suite number assigned as per approved plans for Fire and Emergency response. The address number is to be posted to the building to be visible from the street and the suite number is to be posted at the suite entry in accordance with the Building By-law prior to final inspection. *NEW HOUSE* Note: See DB-2021-01133 for Bldg 1 on site (principal bldg) addressed #1-4014 W 36th Av | CROWN ELECTRICAL CONTRACTOR LTD
EP-2022-04543 | 2022-05-31 | 4014 W 36TH AVENUE #3, Vancouver, BC V6N 2S9 | Electrical Permit | Residential | New | Completed | Installation / Repair - Residential - Rough-in of tv, telephone, internet and alarm. Completion of alarm >BP: To construct a 2 storey laneway house building ($224,500.00) with a 2 car attached garage and 1 open parking pad, providing a total of 3 parking spaces, having vehicular access from the lane. Note: This is a 1 ½ storey building pursuant to the Zoning & Development By-law 1. Covenant registered at the Land Title Office under CA8876853 2. No Strata Titling permitted 3. A/C unit proposed in the rear yard 4. Schedule B: Vijay Kumar Bains, P.Eng. (604-825-4386) Structural; Tegbir Bajwa, P.Eng. (778-995-2404) Geotechnical 5. HPO: Residential Builder - Santosh Builders Ltd. Addressing Note: #3-4014 W 36th Av - Laneway House (1.5 Storey) Address and suite number assigned as per approved plans for Fire and Emergency response. The address number is to be posted to the building to be visible from the street and the suite number is to be posted at the suite entry in accordance with the Building By-law prior to final inspection. *NEW HOUSE* Note: See DB-2021-01133 for Bldg 1 on site (principal bldg) addressed #1-4014 W 36th Av | B&E Low Voltage and Home Automation Ltd
PP-2022-01310 | 2022-04-19 | 4014 W 36TH AVENUE #3, Vancouver, BC V6N 2S9 | Plumbing Permit | Residential | New | Completed | Residential - LWH - #3 - sumps installion To construct a 2 storey laneway house building with a 2 car attached garage and 1 open parking pad, providing a total of 3 parking spaces, having vehicular access from the lane. Note: This is a 1 ½ storey building pursuant to the Zoning & Development By-law 1. Covenant registered at the Land Title Office under CA8876853 2. No Strata Titling permitted 3. A/C unit proposed in the rear yard | R B Excavating 2000 Ltd
SP-2022-01271 | 2022-08-10 | 4014 W 36TH AVENUE #3, Vancouver, BC V6N 2S9 | Sprinkler Permit | Residential | New | Completed | Residential - Install sprinklers in Lwh >To construct a 2 storey laneway house building ($224,500.00) with a 2 car attached garage and 1 open parking pad, providing a total of 3 parking spaces, having vehicular access from the lane. Note: This is a 1 ½ storey building pursuant to the Zoning & Development By-law 1. Covenant registered at the Land Title Office under CA8876853 2. No Strata Titling permitted 3. A/C unit proposed in the rear yard 4. Schedule B: Vijay Kumar Bains, P.Eng. (604-825-4386) Structural; Tegbir Bajwa, P.Eng. (778-995-2404) Geotechnical 5. HPO: Residential Builder - Santosh Builders Ltd. *NEW HOUSE* Note: See DB-2021-01133 for Bldg 1 on site (principal bldg) addressed #1-4014 W 36th Av | Gold Key Fire Protection Ltd
PP-2022-02137 | 2022-06-20 | 4014 W 36TH AVENUE #3, Vancouver, BC V6N 2S9 | Plumbing Permit | Residential | New | Completed | Residential - Plumbing for new Laneway house >BP: To construct a 2 storey laneway house building ($224,500.00) with a 2 car attached garage and 1 open parking pad, providing a total of 3 parking spaces, having vehicular access from the lane. Note: This is a 1 ½ storey building pursuant to the Zoning & Development By-law 1. Covenant registered at the Land Title Office under CA8876853 2. No Strata Titling permitted 3. A/C unit proposed in the rear yard | Rain Coast Plumbing & Heating Ltd
EP-2022-04615 | 2022-06-02 | 4936 CAMBIE STREET, Vancouver, BC V5Z 0K1 | Electrical Permit | Commercial | Renovation | Completed | Installation / Repair - Commercial - Security Camera,Audio,Data/Voice/TV Cable,Alarm Prewire >BP: Interior alterations to the existing shell retail space to provide tenant improvements which include a new accessible washroom for this proposed new retail limited food tenant in this existing mixed use commercial building on this site. Scope of work: New layout to include accessible washroom, bar area, mud room, and sitting area. New floor, ceiling, wall finishes, lighting and millwork. Tenant name: Simple Love Coffee Home Ltd. Letter of assurance provided by: Alex Z.Q. Li, P.Eng, 778-323-1368, Schedule B (Mechanical & Plumbing) Note: Energy upgrade: E2-lighting upgrade required | SECUTECH DEVELOPMENT LTD.
PP-2021-03081 | 2022-02-14 | 1772 W 51ST AVENUE, Vancouver, BC | Plumbing Permit | Residential | New | Completed | Residential - only adding rainwater leaders to the garage Outside work | Trust Excavation & Demolition Ltd
EP-2022-02641 | 2022-04-04 | 3363 MONMOUTH AVENUE, Vancouver, BC V5R 5R7 | Electrical Permit | Residential | New | Completed | Installation / Repair - Residential - low voltage: 4 cameras, 2 point vacuum, 3 point tv and 1 point phone. vacuum and phone >BP: To construct a two-storey two-family dwelling with two secondary suites ($934,750) located in the basement, with a 2 car detached accessory building (garage) and 2 surface parking spaces at the rear providing 4 total parking spaces, having vehicular access from the lane. Note: This is a 2 storey building pursuant to the Zoning and Development By-Law 1. Covenant registered at the Land Title Office under CA9224069 2. A/C units proposed in the rear yard 3. Schedule B: Jason Hui, P.Eng (778-319-3403) Structural & Geotechnical 4. HPO: Residential Builder - JHN Development Ltd. | Kulbir Bhatti dba Bhatti Electrical
PP-2022-02911 | 2022-08-22 | 772 E 38TH AVENUE #3, Vancouver, BC V5W 1J1 | Plumbing Permit | Residential | New | Completed | Residential - LWH - #3 - Plumbing for new Laneway house >DB: To construct a 2 storey laneway house building with an open parking pad, providing 1 parking space, having vehicular access from the lane. Note: This is a 1 ½ storey building pursuant to the Zoning & Development By-law | Rain Coast Plumbing & Heating Ltd
EP-2023-01197 | 2023-02-17 | 772 E 38TH AVENUE #3, Vancouver, BC V5W 1J1 | Electrical Permit | Residential | New | Completed | Installation / Repair - Residential - Rough in and finishing of laneway house. >BP: To construct a 2 storey laneway house building ($167,500) with an open parking pad, providing 1 parking space, having vehicular access from the lane. Note: This is a 1 ½ storey building pursuant to the Zoning & Development By-law 1- Covenant registered at the Land Title Office under CA9065204 2- No strata titling permitted 3- Schedule A: MD SHAHIDUL ALAM - 604-653-7475 Structural 4- Schedule B: ALAN PRAHALAD - 604-831-1431 Geotechnical 5- Schedule B: MD SHAHIDUL ALAM - 604-653-7475 Structural 6- HPO: Residential Builder – Horizon One Properties # 31804 7- Entire Building to have NFPA 13-D ****ALL PROJECT COORDINATOR NOTES HAS BEEN ACCEPTED BY THE APPLICANT**** ******THIS PERMIT HAS BEEN ISSUED UNDER THE REQUIREMENTS OF VBBL #12511 (2019)****** Amend: Feb 27, 2023 change service amps to 200 amps.(laneway main breaker amps 100,House main breaker amps 150) | STAT ELECTRICS LIMITED
SP-2023-00601 | 2023-04-11 | 772 E 38TH AVENUE #3, Vancouver, BC V5W 1J1 | Sprinkler Permit | Residential | New | Completed | Residential - NEW SPRINKLER INSTALLATION >BP: To construct a 2 storey laneway house building with an open parking pad, providing 1 parking space, having vehicular access from the lane. Note: This is a 1 ½ storey building pursuant to the Zoning & Development By-law 1- Covenant registered at the Land Title Office under CA9065204 2- No strata titling permitted 3- Schedule A: MD SHAHIDUL ALAM - 604-653-7475 Structural 4- Schedule B: ALAN PRAHALAD - 604-831-1431 Geotechnical 5- Schedule B: MD SHAHIDUL ALAM - 604-653-7475 Structural 6- HPO: Residential Builder – Horizon One Properties # 31804 7- Entire Building to have NFPA 13-D | Real Tech Fire Protection Ltd
EP-2023-02528 | 2023-03-24 | 772 E 38TH AVENUE #3, Vancouver, BC V5W 1J1 | Electrical Permit | Residential | New | Completed | Installation / Repair - Residential - TELEVISION, DATA, TELEPHONE, SECURITY ALARM AND CCTV, DOORBELL CABLES PREWIRE >BP: To construct a 2 storey laneway house building ($167,500) with an open parking pad, providing 1 parking space, having vehicular access from the lane. Note: This is a 1 ½ storey building pursuant to the Zoning & Development By-law 1- Covenant registered at the Land Title Office under CA9065204 2- No strata titling permitted 3- Schedule A: MD SHAHIDUL ALAM - 604-653-7475 Structural 4- Schedule B: ALAN PRAHALAD - 604-831-1431 Geotechnical 5- Schedule B: MD SHAHIDUL ALAM - 604-653-7475 Structural 6- HPO: Residential Builder – Horizon One Properties # 31804 7- Entire Building to have NFPA 13-D ****ALL PROJECT COORDINATOR NOTES HAS BEEN ACCEPTED BY THE APPLICANT**** ******THIS PERMIT HAS BEEN ISSUED UNDER THE REQUIREMENTS OF VBBL #12511 (2019)****** | Innova Security Systems Inc
EP-2023-01981 | 2023-03-08 | 3555 W KING EDWARD AVENUE #3, Vancouver, BC V6S 1M4 | Electrical Permit | Residential | New | Completed | Installation / Repair - Residential - LWH - #3 - rough in and completion for alarm data and cctv >DB: To construct a 2 storey laneway house building with an attached garage and 1 open parking pad, providing a total of 2 parking spaces, having vehicular access from the lane. Note: This is a 1 ½ storey building pursuant to the Zoning & Development By-law 1. Covenant registered at the Land Title Office under CA9454418 2. No Strata Titling permitted 3. No A/C unit proposed 6. Rev#2: The entire building to be sprinklered to NFPA 13D as per VBBL 3.2.5.12.(3)(d) | Guardian Security Systems ltd
PP-2022-03939 | 2022-11-01 | 3555 W KING EDWARD AVENUE #3, Vancouver, BC V6S 1M4 | Plumbing Permit | Residential | New | Completed | Residential - LWH - #3 - plumbing >DB: To construct a 2 storey laneway house building with an attached garage and 1 open parking pad, providing a total of 2 parking spaces, having vehicular access from the lane. Note: This is a 1 ½ storey building pursuant to the Zoning & Development By-law 3. No A/C unit proposed 6. Rev#2: The entire building to be sprinklered to NFPA 13D as per VBBL 3.2.5.12.(3)(d) | WDR CONTRACTING LTD
SP-2022-01889 | 2022-11-14 | 3555 W KING EDWARD AVENUE #3, Vancouver, BC V6S 1M4 | Sprinkler Permit | Residential | New | Completed | Residential - new sprinkler system To construct a 2 storey laneway house building with an attached garage and 1 open parking pad, providing a total of 2 parking spaces, having vehicular access from the lane. Note: This is a 1 ½ storey building pursuant to the Zoning & Development By-law 1. Covenant registered at the Land Title Office under CA9454418 2. No Strata Titling permitted 3. No A/C unit proposed 4. Schedule B: Chih-Yuan Shen, P.Eng. (604-771-0116) Structural & Geotechnical 5. HPO: Residential Builder - Kadium Construction Ltd 6. Rev#2: The entire building to be sprinklered to NFPA 13D as per VBBL 3.2.5.12.(3)(d) | Haven Fire Protection Ltd
EP-2022-09550 | 2022-11-10 | 3555 W KING EDWARD AVENUE #3, Vancouver, BC V6S 1M4 | Electrical Permit | Residential | New | Completed | Installation / Repair - Residential - Electrical wiring for laneway house and install 200 amp overhead service and with 3 meters 1st meter-125amp for main house 2nd meter-100amp for secondary suite 3rd meter- 100amp for laneway house >>BP: To construct a 2 storey laneway house building ($231,507.50) with an attached garage and 1 open parking pad, providing a total of 2 parking spaces, having vehicular access from the lane. Note: This is a 1 ½ storey building pursuant to the Zoning & Development By-law 1. Covenant registered at the Land Title Office under CA9454418 2. No Strata Titling permitted 3. No A/C unit proposed 4. Schedule B: Chih-Yuan Shen, P.Eng. (604-771-0116) Structural & Geotechnical 5. HPO: Residential Builder - Kadium Construction Ltd 6. Rev#2: The entire building to be sprinklered to NFPA 13D as per VBBL 3.2.5.12.(3)(d) *NEW HOUSE* Note: See DB-2021-01856 for Bldg 1 on site (principal bldg) addressed #1-3555 W. King Edward Ave. ******THIS PERMIT HAS BEEN ISSUED UNDER THE REQUIREMENTS OF VBBL #12511 (2019)****** | Altech Electric Ltd
EP-2022-08562 | 2022-10-07 | 3435 SAWMILL CRESCENT, Vancouver, BC | Electrical Permit | Commercial | New | Expired | Temporary Power - Commercial - To provide temporary power. | Nightingale Electric Ltd
EP-2022-08609 | 2022-10-11 | 3435 SAWMILL CRESCENT, Vancouver, BC | Electrical Permit | Commercial | New | Expired | Temporary Power - Commercial - To provide temporary power. | Nightingale Electric Ltd
PP-2022-04326 | 2023-02-27 | 3435 SAWMILL CRESCENT, Vancouver, BC | Plumbing Permit | Commercial | New | Issued | Commercial - Above grade plumbing for 5 CRU, 12 Townhouses and 167 apartments. >BP: To construct a 7-storey mixed use building with retail/restaurant CRUs on Level 1, parking/loading on Level 1, 2-level townhouse suites on Level 1 and Upper Townhouse Level, residential suites on Levels 2 to 6 with 3 levels of underground parking. NOTE: A Housing Agreement has been enacted by Council on January 20, 2021 which requires the dwelling units to be for-profit affordable rental. The 2019 VBBL applies to this application. This is a CP Process permit application and the applicant is Barry Thorson, P. Eng., CP, FEC. STAGED CONSTRUCTION Stage 1: Excavation & Shoring (Sept. 9/21. B. Smith) Stage 2 (foundation to grade) issued May 31/ 22 Stage 3 (full BP) issued Sept 27/ 22 | Russell Mechanical Systems Ltd
EP-2022-05346 | 2022-08-25 | 3435 SAWMILL CRESCENT, Vancouver, BC | Electrical Permit | Commercial | New | Issued | Installation / Repair - Commercial - full installation of 2 levels parkade, 1 level retail units with 6 story lowrise about for multi-family residential >BP: To construct a 7-storey mixed use building with retail/restaurant CRUs on Level 1, parking/loading on Level 1, 2-level townhouse suites on Level 1 and Upper Townhouse Level, residential suites on Levels 2 to 6 with 3 levels of underground parking. NOTE: A Housing Agreement has been enacted by Council on January 20, 2021 which requires the dwelling units to be for-profit affordable rental. The 2019 VBBL applies to this application. This is a CP Process permit application and the applicant is Barry Thorson, P. Eng., CP, FEC. STAGED CONSTRUCTION Stage 1: Excavation & Shoring (Sept. 9/21. B. Smith) Stage 2 (foundation to grade) issued May 31/ 22 | Nightingale Electric Ltd
EP-2022-05503 | 2022-06-29 | 3435 SAWMILL CRESCENT, Vancouver, BC | Electrical Permit | Commercial | New | Completed | Interim - Commercial - underground work at building associated with permit #EP-2022-05346 >BP: To construct a 7-storey mixed use building with retail/restaurant CRUs on Level 1, parking/loading on Level 1, 2-level townhouse suites on Level 1 and Upper Townhouse Level, residential suites on Levels 2 to 6 with 3 levels of underground parking. NOTE: A Housing Agreement has been enacted by Council on January 20, 2021 which requires the dwelling units to be for-profit affordable rental. The 2019 VBBL applies to this application. This is a CP Process permit application and the applicant is Barry Thorson, P. Eng., CP, FEC. STAGED CONSTRUCTION Stage 1: Excavation & Shoring (Sept. 9/21. B. Smith) Stage 2 (foundation to grade) issued May 31/ 22 | Nightingale Electric Ltd
EP-2022-05504 | NULL | 3435 SAWMILL CRESCENT, Vancouver, BC | Electrical Permit | Commercial | New | Cancelled | Installation / Repair - Commercial - underground work at building associated with permit #EP-2022-05346 >BP: To construct a 7-storey mixed use building with retail/restaurant CRUs on Level 1, parking/loading on Level 1, 2-level townhouse suites on Level 1 and Upper Townhouse Level, residential suites on Levels 2 to 6 with 3 levels of underground parking. NOTE: A Housing Agreement has been enacted by Council on January 20, 2021 which requires the dwelling units to be for-profit affordable rental. The 2019 VBBL applies to this application. This is a CP Process permit application and the applicant is Barry Thorson, P. Eng., CP, FEC. STAGED CONSTRUCTION Stage 1: Excavation & Shoring (Sept. 9/21. B. Smith) Stage 2 (foundation to grade) issued May 31/ 22 | Nightingale Electric Ltd
SP-2022-01197 | 2023-02-08 | 3435 SAWMILL CRESCENT, Vancouver, BC | Sprinkler Permit | Commercial | New | Issued | Commercial - ***Construction Standpipe Only*** For all standpipe work to the 2019 VBBL; 2019 VFBL; NFPA 14, 2013; and alternative solutions prepared by Barry Thorson for standpipe work below and above grade for this newly constructed 7-storey mixed use building with retail/restaurant CRUs on Level 1, parking/loading on Level 1, 2-level townhouse suites on Level 1 and Upper Townhouse Level, residential suites on Levels 2 to 6 with 3 levels of underground parking. NOTE: A Housing Agreement has been enacted by Council on January 20, 2021 which requires the dwelling units to be for-profit affordable rental. This is a CP Process permit application and the applicant is Barry Thorson, P. Eng., CP, FEC. Related Permits: 1. SP-2023-00XXX - Below Grade Sprinklers. 2. SP-2023-00XXX - Above Grade Sprinklers. 3. AL-2021-00177 - Building Height. 4. AL-2021-00178 - Water Curtain at Loading Bay. Notes: 1. Fire suppression system engineer of record Ryan Pavey of Cardinal Engineering T: (604) 605-0606 E: pavey@cardinalfire.ca 2. One set of approved drawings and permit to be available for viewing at the jobsite. 3. Construction Standpipe to Bulletin 2017-003-BU/FI, VBBL, NFPA 14, and VFBL. 4. Separate documents and applications are required for below and above grade sprinkler systems and final standpipe design. | Active Fire & Safety Services Ltd
SP-2023-00247 | 2023-04-05 | 3435 SAWMILL CRESCENT, Vancouver, BC | Sprinkler Permit | Commercial | New | Issued | Commercial - ***BELOW GRADE SPRINKLERS ONLY*** For all below grade sprinkler work to the 2019 VBBL; NFPA 13, 2013; NFPA 14, 2013; and alternative solutions prepared by Barry Thorson for standpipe work below and above grade for this newly constructed 7-storey mixed use building with retail/restaurant CRUs on Level 1, parking/loading on Level 1, 2-level townhouse suites on Level 1 and Upper Townhouse Level, residential suites on Levels 2 to 6 with 3 levels of underground parking. NOTE: A Housing Agreement has been enacted by Council on January 20, 2021 which requires the dwelling units to be for-profit affordable rental. This is a CP Process permit application and the applicant is Barry Thorson, P. Eng., CP, FEC. Related Permits: 1. SP-2022-01197 - Construction Standpipe 2. SP-2023-00247 - Below Grade Sprinklers. 3. SP-2023-00248 - Above Grade Sprinklers. 4. AL-2021-00177 - Building Height. 5. AL-2021-00178 - Water Curtain at Loading Bay. Notes: 1. Fire suppression system engineer of record Ryan Pavey of Cardinal Engineering T: (604) 605-0606 E: pavey@cardinalfire.ca 2. One set of approved drawings and permit to be available for viewing at the jobsite. 3. Separate documents and applications are required for above grade sprinkler systems and final standpipe design. | Active Fire & Safety Services Ltd
SP-2023-00248 | 2023-07-24 | 3435 SAWMILL CRESCENT, Vancouver, BC | Sprinkler Permit | Commercial | New | Issued | Commercial - ***Above grade sprinkler (Ground Floor, Mezzanine, and Levels 3 to 6) and standpipe installation.*** **This permit does not include Level 2*** For all below grade sprinkler work to the 2019 VBBL; NFPA 13, 2013; NFPA 14, 2013; and alternative solutions prepared by Barry Thorson for standpipe work below and above grade for this newly constructed 7-storey mixed use building with retail/restaurant CRUs on Level 1 (SHELL ONLY), parking/loading on Level 1, 2-level townhouse suites on Level 1 and Upper Townhouse Level, residential suites on Levels 2 to 6 with 3 levels of underground parking. NOTE: A Housing Agreement has been enacted by Council on January 20, 2021 which requires the dwelling units to be for-profit affordable rental. This is a CP Process permit application and the applicant is Barry Thorson, P. Eng., CP, FEC. Related Permits: 1. SP-2022-01197 - Construction Standpipe 2. SP-2023-00247 - Below Grade Sprinklers. 3. SP-2023-00248 - Above Grade Sprinklers. 4. AL-2021-00177 - Building Height. 5. AL-2021-00178 - Water Curtain at Loading Bay. Notes: 1. Fire suppression system engineer of record Ryan Pavey of Cardinal Engineering T: (604) 605-0606 E: pavey@cardinalfire.ca 2. One set of approved drawings and permit to be available for viewing at the jobsite. 3. Separate documents and applications are required for tenant improvements. Flexible sprinkler pipe - Victaulic VS1 Dry flexible pendent sprinkler for protection of patios / balconies on Level 6 only. | Active Fire & Safety Services Ltd
EP-2023-03405 | 2023-04-19 | 3435 SAWMILL CRESCENT, Vancouver, BC | Electrical Permit | Commercial | New | Issued | Installation / Repair - Commercial - DDC Controls: Sump Monitoring, CO/NO2 Stations, VRF Fan Coils, Suite Thermostats, Motorized Dambers for CRU's, Suite Timers. >BP: To construct a 7-storey mixed use building with retail/restaurant CRUs on Level 1, parking/loading on Level 1, 2-level townhouse suites on Level 1 and Upper Townhouse Level, residential suites on Levels 2 to 6 with 3 levels of underground parking. NOTE: A Housing Agreement has been enacted by Council on January 20, 2021 which requires the dwelling units to be for-profit affordable rental. The 2019 VBBL applies to this application. This is a CP Process permit application and the applicant is Barry Thorson, P. Eng., CP, FEC. STAGED CONSTRUCTION Stage 1: Excavation & Shoring (Sept. 9/21. B. Smith) Stage 2 (foundation to grade) issued May 31/ 22 Stage 3 (full BP) issued Sept 27/ 22 | Modern Systems Management Ltd
EP-2023-09096 | 2023-10-10 | 3435 SAWMILL CRESCENT, Vancouver, BC | Electrical Permit | Commercial | New | Issued | Temporary Power - Commercial - To provide temporary power. | Nightingale Electric Ltd
NULL | NULL | 3435 SAWMILL CRESCENT, Vancouver, BC | Mechanical Permit | NULL | NULL | Draft | NULL | NULL
EP-2023-08563 | 2023-09-22 | 3435 SAWMILL CRESCENT, Vancouver, BC | Electrical Permit | Commercial | New | Issued | Installation / Repair - Commercial - Prewire and finishing of 1 dedicated Cat6 outlet (for Shaw) to the living room location for all residential units. Installation and termination of Shaw and Novus fiber drops from each suite back to corresponding communications closets. >BP: To construct a 7-storey mixed use building with retail/restaurant CRUs on Level 1, parking/loading on Level 1, 2-level townhouse suites on Level 1 and Upper Townhouse Level, residential suites on Levels 2 to 6 with 3 levels of underground parking. NOTE: A Housing Agreement has been enacted by Council on January 20, 2021 which requires the dwelling units to be for-profit affordable rental. The 2019 VBBL applies to this application. This is a CP Process permit application and the applicant is Barry Thorson, P. Eng., CP, FEC. STAGED CONSTRUCTION Stage 1: Excavation & Shoring (Sept. 9/21. B. Smith) Stage 2 (foundation to grade) issued May 31/ 22 Stage 3 (full BP) issued Sept 27/ 22 | SOS COMMUNICATIONS INC
EP-2023-08494 | 2023-09-20 | 3435 SAWMILL CRESCENT, Vancouver, BC | Electrical Permit | Commercial | New | Issued | Installation / Repair - Commercial - Installation of access control, CCTV and visitor intercom systems and in-suite cabling. All low voltage work. >BP: To construct a 7-storey mixed use building with retail/restaurant CRUs on Level 1, parking/loading on Level 1, 2-level townhouse suites on Level 1 and Upper Townhouse Level, residential suites on Levels 2 to 6 with 3 levels of underground parking. NOTE: A Housing Agreement has been enacted by Council on January 20, 2021 which requires the dwelling units to be for-profit affordable rental. The 2019 VBBL applies to this application. This is a CP Process permit application and the applicant is Barry Thorson, P. Eng., CP, FEC. STAGED CONSTRUCTION Stage 1: Excavation & Shoring (Sept. 9/21. B. Smith) Stage 2 (foundation to grade) issued May 31/ 22 Stage 3 (full BP) issued Sept 27/ 22 | Smart-Tek Communications Inc
NULL | NULL | 3435 SAWMILL CRESCENT, Vancouver, BC | Mechanical Permit | NULL | NULL | Draft | NULL | Russell Mechanical Systems Ltd
PP-2022-01691 | 2022-07-19 | 3435 SAWMILL CRESCENT, Vancouver, BC | Plumbing Permit | Commercial | New | Issued | Commercial - Below grade work for 178 apartments units and 5 CRU's with 2 levels of parkade >BP: To construct a 6+ storey mixed use building with retail/restaurant CRUs on Level 1, parking/loading on Level 1, 2-level townhouse suites on Level 1 and Upper Townhouse Level, residential suites on Levels 2 to 6 with 3 levels of underground parking. Refer to alternative solution AL-1 to treat the upper townhouse level as part of Level 1 rather than the 2nd storey. NOTE: A Housing Agreement has been enacted by Council on January 20, 2021 which requires the dwelling units to be for-profit affordable rental. ** The 2019 VBBL applies to this application that has been reviewed during the Covid-19 pandemic ** This is a CP Process permit application and the applicant is Barry Thorson, P. Eng., CP, FEC. STAGED CONSTRUCTION Stage 1: Excavation & Shoring (Sept. 9/21. B. Smith) | Russell Mechanical Systems Ltd
SP-2021-01844 | 2023-05-19 | 6988 ASH STREET, Vancouver, BC V6P 3K4 | Sprinkler Permit | Commercial | New | Issued | Commercial - Site and Parkade: To install sprinklers to NFPA 13 2013 and standpipes to NFPA 14, 2013 in this 42-unit townhouse development consisting of 9 residential buildings (2/3 storeys in height), all located above a single level below grade storage garage. Related Applications: Bldg 1 (BLDG 20 per site plan): SP-2022-00320 @ 6902 Ash St (5 dwelling units) Bldg 2 (BLDG 12 per site plan): SP-2022-00319 @ 6912 Ash St (5 dwelling units) Bldg 3 (BLDG 13 per site plan): SP-2022-00318 @ 6916 Ash St (3 dwelling units) Bldg 4 (BLDG 19 per site plan): SP-2022-00317 @ 6942 Ash St (6 dwelling units) Bldg 5 (BLDG 18 per site plan): SP-2022-00316 @ 6950 Ash St (5 dwelling units) Bldg 6 (BLDG 14 per site plan): SP-2022-00315 @ 6962 Ash St (2 dwelling units) Bldg 7 (BLDG 15 per site plan): SP-2022-00314 @ 6976 Ash St (3 dwelling units) Bldg 8 (BLDG 17 per site plan): SP-2022-00313 @ 6988 Ash St (6 dwelling units) Bldg 9 (BLDG 16 per site plan): SP-2022-00312 @ 557 W 54th Av (7 dwelling units) Notes 1. Fire protection engineer of record is Yadim Castillo, P.Eng. of Northwest sprinkler Company. T: 778 707 6797 E: yadim@nwsprinkler.com 2. One set of approved drawings and permit to be available for viewing at the jobsite. 3. Construction Standpipe to Bulletin 2017-003-BU/FI, VBBL, NFPA 14, and VFBL. 4. As discussed, sprinklers on the parkade ramp are to be excluded from the parkade permit and addressed with the aboveground permits. | Evolution Fire Suppression Ltd
SP-2022-00313 | 2023-07-31 | 6988 ASH STREET, Vancouver, BC V6P 3K4 | Sprinkler Permit | Commercial | New | Issued | Commercial - Building 8 - For all sprinkler work to the 2019 VBBL; NFPA 13, 2013; and alternative solutions prepared by Jensen Hughes for this newly constructed 3 storey residential building consisting of 6 dwelling units located on the roof slab of a a below grade storage garage. THIS IS A CERTIFIED PROFESSIONAL PROJECT and the CP is David Ho. Notes 1. Fire protection engineer of record is Yadim Castillo, P.Eng. of Northwest sprinkler Company. T: 778 707 6797 E: yadim@nwsprinkler.com 2. One set of approved drawings and permit to be available for viewing at the jobsite. 3. See site permit SP-2021-01844 for site description, accepted documents, terms, and conditions. | Evolution Fire Suppression Ltd
NULL | NULL | 6988 ASH STREET, Vancouver, BC V6P 3K4 | Mechanical Permit | NULL | NULL | Draft | NULL | NULL
EP-2023-02740 | 2023-03-30 | 6988 ASH STREET, Vancouver, BC V6P 3K4 | Electrical Permit | Commercial | New | Issued | Temporary Power - Commercial - To provide temporary power. | ACE ELECTRIC LTD.
PP-2022-02563 | 2022-08-25 | 6988 ASH STREET, Vancouver, BC V6P 3K4 | Plumbing Permit | Commercial | New | Issued | Commercial - **UNDERGROUND** plumbing works - setting of sumps, drainage piping for sanitary and storm lines >BP: Construct a new 42-unit townhouse development consisting of 9 residential buildings (2/3 storeys in height), all located above a single level below grade storage garage having access off a lane. This project will be constructed concurrently with the adjacent site at 6818 Ash St. (same owner/developer). NOTE: The 2019 VBBL applies to this application which has been reviewed during the Covid-19 pandemic. STAGED CONSTRUCTION Related Applications: Bldg 1 (20): BP-2021-04331 @ 6902 Ash St (5 dwelling units) Bldg 2 (12): BP-2021-04332 @ 6912 Ash St (5 dwelling units) Bldg 3 (13): BP-221-04335 @ 6916 Ash St (3 dwelling units) Bldg 4 (19): BP-2021-04336 @ 6942 Ash St (6 dwelling units) Bldg 5 (18): BP-2021-04337 @ 6950 Ash St (5 dwelling units) Bldg 6 (14): BP-2021-04338 @ 6962 Ash St (2 dwelling units) Bldg 7 (15): BP-2021-04339 @ 6976 Ash St (3 dwelling units) Bldg 8 (17): BP-2021-04340 @ 6988 Ash St (6 dwelling units) Bldg 9 (16): BP-2021-04342 @ 557 W 54th Av (7 dwelling units) Stage 1: Excavation & Shoring. Sept. 9/21. Stage 2: - Full Construction issued on June 2nd, 2022. | Vanguard Mechanical Ltd
EP-2022-07483 | 2022-10-18 | 6988 ASH STREET, Vancouver, BC V6P 3K4 | Electrical Permit | Commercial | New | Issued | Installation / Repair - Commercial - Rough Wiring & Finishing off Branch Circuits for Lights & Receptacles, Emergency Lights, Fire Alarm, Electrical Distribution and Data & Telephone. >BP: Construct a new 42-unit townhouse development consisting of 9 residential buildings (2/3 storeys in height), all located above a single level below grade storage garage having access off a lane. This project will be constructed concurrently with the adjacent site at 6818 Ash St. (same owner/developer). NOTE: The 2019 VBBL applies to this application which has been reviewed during the Covid-19 pandemic. STAGED CONSTRUCTION Related Applications: Bldg 1 (20): BP-2021-04331 @ 6902 Ash St (5 dwelling units) Bldg 2 (12): BP-2021-04332 @ 6912 Ash St (5 dwelling units) Bldg 3 (13): BP-221-04335 @ 6916 Ash St (3 dwelling units) Bldg 4 (19): BP-2021-04336 @ 6942 Ash St (6 dwelling units) Bldg 5 (18): BP-2021-04337 @ 6950 Ash St (5 dwelling units) Bldg 6 (14): BP-2021-04338 @ 6962 Ash St (2 dwelling units) Bldg 7 (15): BP-2021-04339 @ 6976 Ash St (3 dwelling units) Bldg 8 (17): BP-2021-04340 @ 6988 Ash St (6 dwelling units) Bldg 9 (16): BP-2021-04342 @ 557 W 54th Av (7 dwelling units) Stage 1: Excavation & Shoring. Sept. 9/21. Stage 2: - Full Construction issued on June 2nd, 2022. | ACE ELECTRIC LTD.
EP-2022-07497 | 2022-10-18 | 6988 ASH STREET, Vancouver, BC V6P 3K4 | Electrical Permit | Commercial | New | Issued | Installation / Repair - Commercial - Rough Wiring and Finishing of Townhouse Units for Bldg # 8 >BP: (related to Site BP-2020-01973) To construct a new 3 storey residential building consisting of 6 dwelling units located on the roof slab of a a below grade storage garage. Note: the 2019 VBBL applies to this CP Process permit application which has bene reviewed during the Covid-19 pandemic. This is a Staged Construction CP Process permit application and the CP is is Jan Madura, MSc, P. Eng. (Jensen Hughes Consulting Canada Ltd.) NOTE: All fees are paid under Project Site BP-2020-01973 and application documents are filed there too. Stage 1: Excavation & Shoring. Sept. 9/21 | ACE ELECTRIC LTD.
EP-2022-07775 | 2022-09-16 | 6988 ASH STREET, Vancouver, BC V6P 3K4 | Electrical Permit | Commercial | New | Issued | Interim - Commercial - Scope of work: slab, underground, raceways, grounding, branch circuits. Service connection to BC Hydro is not permitted under this permit. BP: Construct a new 42-unit townhouse development consisting of 9 residential buildings (2/3 storeys in height), all located above a single level below grade storage garage having access off a lane. This project will be constructed concurrently with the adjacent site at 6818 Ash St. (same owner/developer). NOTE: The 2019 VBBL applies to this application which has been reviewed during the Covid-19 pandemic. STAGED CONSTRUCTION Related Applications: Bldg 1 (20): BP-2021-04331 @ 6902 Ash St (5 dwelling units) Bldg 2 (12): BP-2021-04332 @ 6912 Ash St (5 dwelling units) Bldg 3 (13): BP-221-04335 @ 6916 Ash St (3 dwelling units) Bldg 4 (19): BP-2021-04336 @ 6942 Ash St (6 dwelling units) Bldg 5 (18): BP-2021-04337 @ 6950 Ash St (5 dwelling units) Bldg 6 (14): BP-2021-04338 @ 6962 Ash St (2 dwelling units) Bldg 7 (15): BP-2021-04339 @ 6976 Ash St (3 dwelling units) Bldg 8 (17): BP-2021-04340 @ 6988 Ash St (6 dwelling units) Bldg 9 (16): BP-2021-04342 @ 557 W 54th Av (7 dwelling units) Stage 1: Excavation & Shoring. Sept. 9/21. Stage 2: - Full Construction issued on June 2nd, 2022. | ACE ELECTRIC LTD.
PP-2022-03266 | 2022-10-17 | 6988 ASH STREET, Vancouver, BC V6P 3K4 | Plumbing Permit | Commercial | New | Issued | Commercial - BLDG 8 (17)- Above ground plumbing rough-in and finishing >BP: (related to Site BP-2020-01973) To construct a new 3 storey residential building consisting of 6 dwelling units located on the roof slab of a a below grade storage garage. Note: the 2019 VBBL applies to this CP Process permit application which has bene reviewed during the Covid-19 pandemic. | Vanguard Mechanical Ltd
PP-2022-03278 | 2022-12-08 | 6988 ASH STREET, Vancouver, BC V6P 3K4 | Plumbing Permit | Commercial | New | Issued | Commercial - level 1 suspended slab pathways and common areas outside | Vanguard Mechanical Ltd
EP-2022-07735 | 2022-12-05 | 1451 E 12TH AVENUE, Vancouver, BC V5N 2A1 | Electrical Permit | Commercial | New | Issued | Installation / Repair - Commercial - Building 2 (East) - Install the high voltage service equipment. >BP: To construction of a new 6 storey, combustible multi-family residential building consisting of 85 dwellings units and a single level of parkade. VBBL 2019 - NFPA 13 - SHORT Stage 1 - Excavation and Shoring issued on Dec. 9, 2021. Stage 2 - Full Construction issued on June 30, 2022. | Vikor I Electric Inc
EP-2022-07345 | 2022-12-05 | 1451 E 12TH AVENUE, Vancouver, BC V5N 2A1 | Electrical Permit | Commercial | New | Issued | Installation / Repair - Commercial - Building 2 (East) - Residential Lobby to the 1st - 6th Level Multi family and parkade rough in and distribution equipment installation. (Plans Uploaded. Building 2 contains HV service. AFSR contractor required, discussed with Mark. Passive House as per the developer. ZEBP.) -We have one contract for both 1425 and 1451 so the permit paid for on 1425 was for the total, I have entered a smaller contract amount on this permit so we don't have to pay double for this one. please advise if that is ok? >BP: To construction of a new 6 storey, combustible multi-family residential building consisting of 85 dwellings units and a single level of parkade. VBBL 2019 - NFPA 13 - SHORT Stage 1 - Excavation and Shoring issued on Dec. 9, 2021. Stage 2 - Full Construction issued on June 30, 2022. | Alcon Electrical (BC) Corp
EP-2022-07320 | 2022-09-14 | 1451 E 12TH AVENUE, Vancouver, BC V5N 2A1 | Electrical Permit | Commercial | New | Issued | Interim - Commercial - Building 2 (East) - Scope of work: slab, underground, raceways, grounding, branch circuits. Service connection to BC Hydro is not permitted under this permit. >BP: To construction of a new 6 storey, combustible multi-family residential building consisting of 85 dwellings units and a single level of parkade. VBBL 2019 - NFPA 13 - SHORT Stage 1 - Excavation and Shoring issued on Dec. 9, 2021. Stage 2 - Full Construction issued on June 30, 2022. | Alcon Electrical (BC) Corp
EP-2022-05196 | 2022-06-18 | 1451 E 12TH AVENUE, Vancouver, BC V5N 2A1 | Electrical Permit | Residential | New | Expired | Temporary Power - Residential - To provide temporary power. Valid June 18,2022 until June 17/2023 ** Amend 06/21/2022** Amend: June 23, 2022 add a rough in inspection to this permit 120v, 15 amps, 1 phase | Tuong Su
PP-2022-02424 | 2022-08-29 | 1451 E 12TH AVENUE, Vancouver, BC V5N 2A1 | Plumbing Permit | Commercial | New | Issued | Commercial - Above Grade Plumbing Permit Application for East Building of Brightside Community Homes. To provide 85 units of 6 stories senior community homes. | Broadway Refrigeration & Air Conditioning Co
EP-2023-02712 | 2023-03-29 | 1451 E 12TH AVENUE, Vancouver, BC V5N 2A1 | Electrical Permit | Commercial | New | Issued | Temporary Power - Commercial - To provide temporary power. | Alcon Electrical (BC) Corp
EP-2023-02711 | 2023-03-29 | 1451 E 12TH AVENUE, Vancouver, BC V5N 2A1 | Electrical Permit | Commercial | New | Issued | Temporary Power - Commercial - To provide temporary power. | Alcon Electrical (BC) Corp
EP-2023-06797 | 2023-09-25 | 1451 E 12TH AVENUE, Vancouver, BC V5N 2A1 | Electrical Permit | Commercial | New | Issued | Temporary Power - Commercial - To provide temporary power. | Supercharger Electric Ltd
EP-2024-00130 | NULL | 1451 E 12TH AVENUE, Vancouver, BC V5N 2A1 | Electrical Permit | Commercial | New | Application Incomplete | Installation / Repair - Commercial - low voltage security systems >BP: To construction of a new 6 storey, combustible multi-family residential building consisting of 85 dwellings units and a single level of parkade. VBBL 2019 - NFPA 13 - SHORT Stage 1 - Excavation and Shoring issued on Dec. 9, 2021. Stage 2 - Full Construction issued on June 30, 2022. | Blue Mountain Technologies Inc
EP-2023-07234 | 2023-08-09 | 1451 E 12TH AVENUE, Vancouver, BC V5N 2A1 | Electrical Permit | Commercial | New | Issued | Installation / Repair - Commercial - Low Voltage HVAC Controls to: (2) Sump Monitoring (2) CO/Comb. Gas Stations and (1) fan (1) Emerg. Gen Room Monitoring (1) Laundry Room with Heat Recovery System (2) ERV-E-01, 02 (85) Suite Room Temp. Sensors for enabling (1) Common area ERV (1) Domestic HW Monitoring (1) Elev. Shaft Ventilation (85) Switches for VAV (1) Time clock for small ERV (3) Thermostats for split AC Unit >BP: To construction of a new 6 storey, combustible multi-family residential building consisting of 85 dwellings units and a single level of parkade. VBBL 2019 - NFPA 13 - SHORT Stage 1 - Excavation and Shoring issued on Dec. 9, 2021. Stage 2 - Full Construction issued on June 30, 2022. | Modern Systems Management Ltd
SP-2021-01771 | 2023-04-06 | 1451 E 12TH AVENUE, Vancouver, BC V5N 2A1 | Sprinkler Permit | Commercial | New | Issued | Commercial - To install sprinklers to NFPA 13 2013 and standpipes to NFPA 14 2013 throughout this new 6 storey multi-family residential building consisting of 85 dwellings units and a single level of parkade. | Hydroworks Contracting Ltd
PP-2022-01685 | 2022-07-12 | 1451 E 12TH AVENUE, Vancouver, BC V5N 2A1 | Plumbing Permit | Commercial | New | Issued | Commercial - BELOW GRADE PLUMBING PERMIT ONLY >BP: To construction of a new 6 storey, combustible multi-family residential building consisting of 85 dwellings units and a single level of parkade. VBBL 2019 - NFPA 13 - SHORT Stage 1 - Excavation and Shoring issued on Dec. 9, 2021. | Broadway Refrigeration & Air Conditioning Co
EP-2022-02346 | 2022-03-23 | 1451 E 12TH AVENUE, Vancouver, BC V5N 2A1 | Electrical Permit | Commercial | New | Expired | Temporary Power - Commercial - To provide temporary power. | Alcon Electrical (BC) Corp
EP-2022-02308 | 2022-03-23 | 1425 E 12TH AVENUE, Vancouver, BC V5N 2A1 | Electrical Permit | Commercial | New | Expired | Temporary Power - Commercial - To provide temporary power. | Alcon Electrical (BC) Corp
SP-2021-01770 | 2023-04-06 | 1425 E 12TH AVENUE, Vancouver, BC V5N 2A1 | Sprinkler Permit | Commercial | New | Issued | Commercial - To install sprinklers to NFPA 13 2013 and standpipes to NFPA 14 2013 throughout this new 6 storey multi-family residential building consisting of 72 dwellings units and a single level of parkade. | Hydroworks Contracting Ltd
EP-2023-07703 | 2023-08-23 | 1425 E 12TH AVENUE, Vancouver, BC V5N 2A1 | Electrical Permit | Commercial | New | Issued | Temporary Power - Commercial - To provide temporary power. (temporary crane and will be run from a generator) | Alcon Electrical (BC) Corp
EP-2023-10096 | 2023-11-08 | 1425 E 12TH AVENUE, Vancouver, BC V5N 2A1 | Electrical Permit | Commercial | New | Issued | Installation / Repair - Commercial - low voltage security system >BP: To construction of a new 6 storey, combustible multi-family residential building consisting of 72 dwellings units and a single level of parkade. VBBL 2019 - NFPA 13 - SHORT Stage 1 - Excavation and Shoring issued on Dec. 9, 2021. Stage 2 - Full Construction issued on June 30, 2022. | Blue Mountain Technologies Inc
NULL | NULL | 1425 E 12TH AVENUE, Vancouver, BC V5N 2A1 | Electrical Permit | Residential | New | Draft | Installation / Repair - Residential - low voltage security system | NULL
NULL | NULL | 1425 E 12TH AVENUE, Vancouver, BC V5N 2A1 | Sprinkler Permit | Commercial | New | Draft | Commercial - New Sprinkler System | Hydroworks Contracting Ltd
EP-2023-01182 | 2023-08-09 | 1425 E 12TH AVENUE, Vancouver, BC V5N 2A1 | Electrical Permit | Commercial | New | Issued | Installation / Repair - Commercial - DDC Controls with Web Interface for the following (WEST BUILDING): Sump Monitoring CO/Comb. Gas Stations and (1) Fan Emergency Generator Room Monitoring (supply 3 MDs) Laundry Room with Heat Recovery System (supply 1 MD) ERV-W-01 (integrate via BACnet) Suite Room Temperature Sensors for enabling “Cooling Mode” on primary ERV Common Area ERV (smaller unit, allowed some controls, may not require DDC) Domestic Hot Water Monitoring Elevator Shaft Ventilation (supply 1 MD) Stand-Alone / Electric Controls for the following (WEST BUILDING): Switches for VAV / React Dampers to enable “Boost Mode” (higher ventilation rate) Note: VAV / React Dampers to be c/w Controls by others Time Clocks for Small ERV’s Thermostats for Split AC Units Motorized Dampers (wired by others, allowed some wiring just in case) >BP: To construction of a new 6 storey, combustible multi-family residential building consisting of 72 dwellings units and a single level of parkade. VBBL 2019 - NFPA 13 - SHORT Stage 1 - Excavation and Shoring issued on Dec. 9, 2021. Stage 2 - Full Construction issued on June 30, 2022. | Modern Systems Management Ltd
PP-2022-02422 | 2022-08-29 | 1425 E 12TH AVENUE, Vancouver, BC V5N 2A1 | Plumbing Permit | Commercial | New | Issued | Commercial - To provide plumbing for the Brightside Community Homes project. 6-Storey Wood Frame Multi-Unit Senior's Homes 72 Units To construction of a new 6 storey, combustible multi-family residential building consisting of 72 dwellings units and a single level of parkade. | Broadway Refrigeration & Air Conditioning Co
EP-2022-06935 | 2022-12-05 | 1425 E 12TH AVENUE, Vancouver, BC V5N 2A1 | Electrical Permit | Commercial | New | Issued | Installation / Repair - Commercial - Building 1 (West) - Residential Lobby to the 1st - 6th Level >BP:To construction of a new 6 storey, combustible multi-family residential building consisting of 85 dwellings units and a single level of parkade. VBBL 2019 - NFPA 13 - SHORT Stage 1 - Excavation and Shoring issued on Dec. 9, 2021. Stage 2 - Full Construction issued on June 30, 2022. | Alcon Electrical (BC) Corp
PP-2022-02578 | 2022-08-05 | 1425 E 12TH AVENUE, Vancouver, BC V5N 2A1 | Plumbing Permit | Commercial | New | Issued | Commercial - ***BELOW GRADE PERMIT*** Commercial - To provide plumbing for the Brightside Community Homes project. 6-Storey Wood Frame Multi-Unit Senior's Homes 72 Units To construction of a new 6 storey, combustible multi-family residential building consisting of 72 dwellings units and a single level of parkade. | Broadway Refrigeration & Air Conditioning Co
EP-2022-06707 | 2022-08-10 | 1425 E 12TH AVENUE, Vancouver, BC V5N 2A1 | Electrical Permit | Commercial | New | Expired | Temporary Power - Commercial - To provide temporary power. (temporary crane and will be run from a generator) | Alcon Electrical (BC) Corp
EP-2022-07757 | 2022-09-14 | 1425 E 12TH AVENUE, Vancouver, BC V5N 2A1 | Electrical Permit | Commercial | New | Completed | Interim - Commercial - Building 1 (West) - Scope of work: slab, underground, raceways, grounding, branch circuits. Service connection to BC Hydro is not permitted under this permit >BP: To construction of a new 6 storey, combustible multi-family residential building consisting of 72 dwellings units and a single level of parkade. VBBL 2019 - NFPA 13 - SHORT | Alcon Electrical (BC) Corp
EP-2022-08013 | 2022-09-23 | 1425 E 12TH AVENUE, Vancouver, BC V5N 2A1 | Electrical Permit | Commercial | New | Completed | Interim - Commercial - Grounding, hydro ducts. BP: To construction of a new 6 storey, combustible multi-family residential building consisting of 72 dwellings units and a single level of parkade. | Vikor I Electric Inc
EP-2023-00382 | 2023-01-19 | 1425 E 12TH AVENUE, Vancouver, BC V5N 2A1 | Electrical Permit | Commercial | New | Expired | Temporary Power - Commercial - To provide temporary power. | Alcon Electrical (BC) Corp
EP-2022-06708 | 2022-08-12 | 5656 BALACLAVA STREET, Vancouver, BC | Electrical Permit | Commercial | New | Completed | Installation / Repair - Commercial - -Civil work: Trenching and backfilling for underground cables -15-amp GFCI Weatherproof Receptacle outlet at 1 location -Teck cable out to location -This is a power feed, from our temporary service installed with EP-2021-08605. It will be a buried teck cable out to a weatherproof enclosure. >BP: To construct a 5-storey multi-dwelling building, designed for seniors, comprised of 76 dwelling units and a seniors resource/activity centre, all above 2 levels of underground parking accessed off of West 41st Ave. Principal entrance of residential building and Seniors Resource Centre are accessed from access roadway off Balaclava Street on 2nd storey. Separate permit required for TI fit out of senior resource/activity centre. This permit has been reviewed under the 2019 Vancouver Building By-law (#12511). Reviewed during the 2020 pandemic crisis. STAGED CONSTRUCTION Stage 1 - Excavation & Shoring (in review) | Action Electric Ltd
EP-2022-03170 | 2022-04-20 | 1490 W 32ND AVENUE, Vancouver, BC V6H 2J3 | Electrical Permit | Residential | New | Expired | Temporary Power - Residential - To provide temporary power. AMEND: DEC 8/2022 To hook up power to a temporary crane 480 Volt 3 Phase with a step up transformer | Robert Clark & Karen Clark & Dean Clark
NULL | NULL | 1490 W 32ND AVENUE, Vancouver, BC V6H 2J3 | Electrical Permit | Residential | New | Withdrawn | Temporary Power - Residential - To provide temporary power. | NULL
SP-2022-01288 | 2023-07-18 | 1490 W 32ND AVENUE, Vancouver, BC V6H 2J3 | Sprinkler Permit | Commercial | New | Issued | Commercial - To install sprinkler to NFAP 13R and standpipes to NFPA 14 throughout this four-storey multiple dwelling building containing eighty-six (86) secured rental dwelling units with one level of underground parking having accessed from the lane parallel to Granville Street. Sprinkler engineer Ryan Pavey - 604-605-0606 | WS Fire Protection Ltd
EP-2022-06225 | 2023-02-07 | 1490 W 32ND AVENUE, Vancouver, BC V6H 2J3 | Electrical Permit | Commercial | New | Issued | Installation / Repair - Commercial - Complete electrical installation of a four-storey multiple dwelling building containing eighty-six (86) with one level of underground parking. Note: See electrical requirements of AL-2021-00139. BP: New four-storey multiple dwelling building containing eighty-six (86) secured rental dwelling units with one level of underground parking having accessed from the lane parallel to Granville Street. This permit has been reviewed under the 2019 Vancouver Building By-law (#12511). Building to be sprinklered to NFPA 13 requirements. STAGED CONSTRUCTION Stage 1: Excavation and Shoring - Issued Sept 29 2021 AL-2021-00139: Accepted Stage 2: Foundation to Grade - issued August 15, 2022 Stage 3: Full Construction - in review | Robert Clark & Karen Clark & Dean Clark
EP-2022-08239 | 2022-10-03 | 1490 W 32ND AVENUE, Vancouver, BC V6H 2J3 | Electrical Permit | Residential | New | Completed | Interim - Residential - BC hydro duct and grounding Interim permit-Main permit is EP-2022-06225 | Robert Clark & Karen Clark & Dean Clark
PP-2023-03064 | 2023-11-01 | 1490 W 32ND AVENUE, Vancouver, BC V6H 2J3 | Plumbing Permit | Commercial | New | Issued | Commercial - new construction plumbing for 86 unit building. >BP: New four-storey multiple dwelling building containing eighty-six (86) secured rental dwelling units with one level of underground parking having accessed from the lane parallel to Granville Street. This permit has been reviewed under the 2019 Vancouver Building By-law (#12511). Building to be sprinklered to NFPA 13 requirements for storage garage, NFPA 13R for above grade structure. STAGED CONSTRUCTION Stage 1: Excavation and Shoring - Issued Sept 29 2021 AL-2021-00139: Accepted Stage 2: Foundation to Grade - issued August 15, 2022 Stage 3: Full Construction - issued April 18, 2023 | Pipecraft Mechanical Systems Inc
EP-2023-03876 | 2023-05-11 | 1490 W 32ND AVENUE, Vancouver, BC V6H 2J3 | Electrical Permit | Commercial | New | Issued | Temporary Power - Commercial - To provide temporary power. -renewal of: EP-2022-03170 -Valid April 21, 2023 - April 20, 2024 | Robert Clark & Karen Clark & Dean Clark
EP-2023-10877 | 2023-12-05 | 1490 W 32ND AVENUE, Vancouver, BC V6H 2J3 | Electrical Permit | Commercial | New | Issued | Installation / Repair - Commercial - Extra low Voltage: Data & Cable Prewire & Plate Finish, Access Control System, Camera System & Entry Phone System Prewire & Completion >BP: New four-storey multiple dwelling building containing eighty-six (86) secured rental dwelling units with one level of underground parking having accessed from the lane parallel to Granville Street. This permit has been reviewed under the 2019 Vancouver Building By-law (#12511). Building to be sprinklered to NFPA 13 requirements for storage garage, NFPA 13R for above grade structure. STAGED CONSTRUCTION Stage 1: Excavation and Shoring - Issued Sept 29 2021 AL-2021-00139: Accepted Stage 2: Foundation to Grade - issued August 15, 2022 Stage 3: Full Construction - issued April 18, 2023 | Tigon Security Solutions Ltd.
EP-2022-00910 | 2022-02-09 | 2010 KASLO STREET #3, Vancouver, BC V5M 3G6 | Electrical Permit | Residential | New | Completed | Installation / Repair - Residential - Install electrical service, panel box, light fixtures ,bathroom fan, smoke detector, receptacles and switches, wiring branch/appliance circuits. -New 400A Service. Main house 125 Suite 100 Laneway 150 >BP: To construct a 2 storey laneway house building ($164,075.00) *no parking provided. Relaxed by DOP* Note: This is a 1 ½ storey building pursuant to the Zoning & Development By-law Note: Bldg 1 (principal bldg) addressed #1 - 2010 Kaslo Street retained on site. 1. No A/C unit proposed 2. Schedule B: Jian Zhong Jin P.Eng (604-362-7021) Geotechnical 3. Schedule B: Nick de Ridder P.Eng 604-731-7412) Structural & 4. HPO: Residential Builder- Llano Development Inc. ****residential projects will now require schedule B as part of the sprinkler application**** Address note: #3-2010 Kaslo St - Laneway House (1.5 storey) Address and suite number assigned as per approved plans for Fire and Emergency response. The address number is to be posted to the building to be visible from the street and the suite number is to be posted at the suite entry in accordance with the Building By-law prior to final inspection. ******THIS PERMIT HAS BEEN ISSUED UNDER THE REQUIREMENTS OF VBBL 2019 (#12511)****** Amend: Feb 16, 2022 corrected the load calculation and re-submit as request by DEI. >>>>>> Amend: Feb. 22, -corrected the load calculation and re-submit as request by DEI. Amend: June 3, 2022 Electrical load calculation revised, no EVC in laneway house. Amend: July 27, 2022 Work of scrope:wiring circuit for air conditioner(requested by inspecter Loris.) | Myarc Electrical Inc
SP-2022-00164 | 2022-02-09 | 2010 KASLO STREET #3, Vancouver, BC V5M 3G6 | Sprinkler Permit | Residential | New | Completed | Residential - New sprinkler system >BP: To construct a 2 storey laneway house building ($164,075.00) *no parking provided. Relaxed by DOP* Note: This is a 1 ½ storey building pursuant to the Zoning & Development By-law Note: Bldg 1 (principal bldg) addressed #1 - 2010 Kaslo Street retained on site. 1. No A/C unit proposed 2. Schedule B: Jian Zhong Jin P.Eng (604-362-7021) Geotechnical 3. Schedule B: Nick de Ridder P.Eng 604-731-7412) Structural & 4. HPO: Residential Builder- Llano Development Inc. ****residential projects will now require schedule B as part of the sprinkler application**** Address note: #3-2010 Kaslo St - Laneway House (1.5 storey) Address and suite number assigned as per approved plans for Fire and Emergency response. The address number is to be posted to the building to be visible from the street and the suite number is to be posted at the suite entry in accordance with the Building By-law prior to final inspection. Note: As a result of the addition of a laneway house, the main house / principal dwelling will be assigned a suite number and the site will be as follows: #1-2010 Kaslo St - Principal Dwelling #3-2010 Kaslo St - LWH ******THIS PERMIT HAS BEEN ISSUED UNDER THE REQUIREMENTS OF VBBL 2019 (#12511)****** | Haven Fire Protection Ltd
EP-2022-00903 | 2022-02-07 | 2010 KASLO STREET #3, Vancouver, BC V5M 3G6 | Electrical Permit | Residential | New | Completed | Installation / Repair - Residential - data cables for laneway house >BP: To construct a 2 storey laneway house building ($164,075.00) | Opticnet Communications Inc
PP-2022-02785 | 2022-08-17 | 2211 W 4TH AVENUE #225, Vancouver, BC V6K 4S2 | Plumbing Permit | Commercial | Tenant Improvement | Completed | Commercial - Install 3 handwash sinks and one laundry with mop sink Including the operational letter from Doyun Kim of Mirae Law Corporation, submitted on behalf of Hyungseok Ko of Gangnam Rejuvenation Laser Centre Ltd., to change the use of unit #225 from General Office (group D) to Beauty & Wellness Centre with less than 75% open layout (group D) and to alter the interior to install 3 hand sinks, 1 mop sink, and washer/dryer for the new tenant. | Marpole Plumbing & Heating Inc
EP-2022-03261 | 2022-04-27 | 2211 W 4TH AVENUE #209, Vancouver, BC V6K 4S2 | Electrical Permit | Commercial | Renovation | Completed | Installation / Repair - Commercial - Office reno -It's an office TI. basic, nothing special. plugs, lights, low voltage data/tel. 95% LED pots, with a couple under cabinet LED ribbon lights. we are using a lighting control system to turn all lighting off automatically. May add a few occ sensors for bathrooms etc >BP: Interior alteration to provide tenant improvement for a new office tenant at office unit 209 on the second floor of this existing mixed-use building Scope or work includes remove and install new partition walls, replacing doors, millwork and lighting E2 Lighting - Upgrade to incorporate Automatic Full Off (per 9.4.1.(h) of Ashrae 90.1-2016 Note to applicant: The services of a structural engineer may be required, based upon site inspection by the District Building Inspector. A Sprinkler permit may be required, as determined by the District Building Inspector. Amend Apr 28, 2022 Addition of the HVR class 2 wiring for stats and dampers. | Ward Electric Ltd
SP-2022-00609 | 2022-04-26 | 2211 W 4TH AVENUE #209, Vancouver, BC V6K 4S2 | Sprinkler Permit | Commercial | Tenant Improvement | Completed | Commercial - re locating 14 sprinklers #209 Interior alteration to provide tenant improvement for a new office tenant at office unit 209 on the second floor of this existing mixed-use building Scope or work includes remove and install new partition walls, replacing doors, millwork and lighting *****This application does not include any of the following: 1. Not more than 20 sprinklers (add, relocate, or remove), 2. hydraulic calculations, 3. change in occupancy and /or hazard classification, 4. warehouse storage arrangements, 5. mobile compact storage arrangements, 6. alternative solutions, 7. changes to the sprinkler system supply piping (e.g. valves, mains, cross-mains, branch-lines, etc.), or 8. flexible sprinkler pipe. | Titan Fire Protection Ltd
PP-2022-01768 | 2022-05-25 | 5421 DUMFRIES STREET #3, Vancouver, BC V5P 3A3 | Plumbing Permit | Residential | New | Completed | Residential - Plumbing permit for new Lanway house To construct a 2 storey laneway house building with an open parking pad, providing 1 parking space, having vehicular access from the lane. Note: This is a 1 ½ storey building pursuant to the Zoning & Development By-law 1. No Strata Titling permitted 2. No A/C unit proposed 3. Schedule B: Z. Zhao, P.Eng. (604.526.1306) Structural & Geotechnical 4. HPO: Residential Builder- BRIO Project Management | Rain Coast Plumbing & Heating Ltd
EP-2022-01800 | 2022-03-08 | 5421 DUMFRIES STREET #3, Vancouver, BC V5P 3A3 | Electrical Permit | Residential | New | Completed | Installation / Repair - Residential - Electrical construction of a laneway house only Install all new wiring, lighting, and electrical service Disconnect and reconnect main house on property >BP: To construct a 2 storey laneway house building ($214,750) with an open parking pad, providing 1 parking space, having vehicular access from the lane. Note: This is a 1 ½ storey building pursuant to the Zoning & Development By-law 1. No Strata Titling permitted 2. No A/C unit proposed 3. Schedule B: Z. Zhao, P.Eng. (604.526.1306) Structural & Geotechnical 4. HPO: Residential Builder- BRIO Project Management Address and suite number assigned as per approved plans for Fire and Emergency response. The address number is to be posted to the building to be visible from the street and the suite number is to be posted at the suite entry in accordance with the Building By-law prior to final inspection. Note: As a result of the addition of a laneway house, the main house / principal dwelling will be assigned a suite number and the site will be as follows: #1-5421 Dumfries St - Principal Dwelling #3-5421 Dumfries St - Laneway House ******THIS PERMIT HAS BEEN ISSUED UNDER THE REQUIREMENTS OF VBBL #12511 (2019)****** | Chung Leung
EP-2022-08322 | 2022-10-04 | 5421 DUMFRIES STREET #3, Vancouver, BC V5P 3A3 | Electrical Permit | Residential | New | Completed | Installation / Repair - Residential - LWH - #3 - TV Data alarm cctv. COMPLETE SECURITY ALARM SYSTEM >DB: To construct a 2 storey laneway house building with an open parking pad, providing 1 parking space, having vehicular access from the lane. Note: This is a 1 ½ storey building pursuant to the Zoning & Development By-law 1. No Strata Titling permitted 2. No A/C unit proposed | AIGO TECHNOLOGY INC
SP-2022-01455 | 2022-09-07 | 5421 DUMFRIES STREET #3, Vancouver, BC V5P 3A3 | Sprinkler Permit | Residential | New | Completed | Residential - LWH - #3 - New sprinkler system >DB: To construct a 2 storey laneway house building with an open parking pad, providing 1 parking space, having vehicular access from the lane. Note: This is a 1 ½ storey building pursuant to the Zoning & Development By-law 1. No Strata Titling permitted 2. No A/C unit proposed | Haven Fire Protection Ltd
EP-2022-10551 | 2023-02-08 | 2871 GRANVILLE STREET, Vancouver, BC V6H 3J4 | Electrical Permit | Commercial | Tenant Improvement | Completed | Installation / Repair - Commercial - Disconnect wiring to allow removal of mezzanine Lower main disconnect and meter base from mezzanine level to the main floor -we are removing electrical conduit wiring from wall to allow fire rating to be done and re-installing when complete >BP: Interior alterations to validate the fire rated demising wall between retail units 2867 & 2871 in the existing commercial building on this site. | Ino-Tek Electric Ltd.
EP-2023-05081 | 2023-06-08 | 2871 GRANVILLE STREET, Vancouver, BC V6H 3J4 | Electrical Permit | Commercial | Renovation | Completed | Installation / Repair - Commercial - Minor demo of existing, install new power and data drops, provide new running man exits, BOH lighting to remain, revise existing FOH lighting. Most of the existing lighting is remaining as is. We are moving a few fixtures and adding a pendant light. >BP: Interior alterations to provide improvements for a new retail tenant at 2871 Granville St in this existing commercial building on the site. Scope of work is to demo non-loadbearing interior walls, build new washroom, doors, electrical & plumbing work. Sch B (Arch): Nicholas Waissbluth, 604-612-5095, Waissbluth Architecture OK for Field Review as per S. Yu on May 2, 2023 | Centre Electric Ltd
PP-2023-02032 | 2023-06-08 | 2871 GRANVILLE STREET, Vancouver, BC V6H 3J4 | Plumbing Permit | Commercial | Tenant Improvement | Completed | Commercial - • Supply water piping to toilet and vanity • Supply and install plumbing fixtures as per speck on drawings. >BP: 2871 Granville St Interior alterations to provide improvements for a new retail tenant at 2871 Granville St in this existing commercial building on the site. Scope of work is to demo non-loadbearing interior walls, build new washroom, doors, electrical & plumbing work. | Ange's Plumbing Ltd
EP-2023-01245 | 2023-02-14 | 2871 GRANVILLE STREET, Vancouver, BC V6H 3J4 | Electrical Permit | Commercial | Tenant Improvement | Issued | Installation / Repair - Commercial - Service relocation. Relocate electrical meter to main floor. | Ino-Tek Electric Ltd.
PP-2023-00532 | 2023-02-15 | 2871 GRANVILLE STREET, Vancouver, BC V6H 3J4 | Plumbing Permit | Commercial | Renovation | Completed | Commercial - RE/RE Bathroom fixtures (Sink & Toilet) >BP: Interior alterations to validate the fire rated demising wall between retail units 2867 & 2871 in the existing commercial building on this site. Revision #1: The work is for partial completion for 2871 Granville Street. (EV) February 14, 2023 scope includes: 1. Add emergency light & signage 2. Remove mezzanine level. 3. Increase the project value of work from $10,000 to $13,000 (added $3,000). | J 8 PLUMBING & HEATING INC
EP-2022-07559 | 2022-09-08 | 5590 DUNBAR STREET, Vancouver, BC V6N 1W6 | Electrical Permit | Commercial | New | Expired | Temporary Power - Commercial - To provide temporary power. > Amend: Sept. 21st -This permit is for a temp generator and does not involve hydro. The generators deficiencies were corrected and passed. -Please add generator KVA rating: 220KVA 480V 3PH | Alpine Electric Ltd
EP-2022-06740 | 2022-08-11 | 5590 DUNBAR STREET, Vancouver, BC V6N 1W6 | Electrical Permit | Commercial | New | Expired | Temporary Power - Commercial - To provide temporary power. | Alpine Electric Ltd
NULL | NULL | 8120 OAK STREET, Vancouver, BC V6P 4A7 | Plumbing Permit | Commercial | New | Draft | Commercial - Building 3 (C) of 3 with 38 Units | Tino Mechanical Ltd
SP-2022-01502 | 2023-07-21 | 8120 OAK STREET, Vancouver, BC V6P 4A7 | Sprinkler Permit | Commercial | New | Issued | Commercial - ***Building C*** For all sprinkler work to the 2014 VBBL; NFPA 13, 2013; standpipe work to NFPA 14, 2010; and alternative solutions prepared by LMDG Building Code Consultant for this newly constructed six storey residential building (Block C - South) containing 38 dwelling units. Site Description: To construct 132 market residential units on a seven-storey building site consisting of three, six residential levels, non-combustible buildings on top of a common, two-level parkade. This is not a high building based on the average grade. THIS IS A CERTIFIED PROFESSIONAL PROJECT and the CP is Mr. Michael Van Blokland, P.Eng., C.P. of LMDG Building Code Consultant This application does not include any of the following: • Warehouse storage arrangements, or mobile compact storage arrangements. • Flexible sprinkler pipe. • Information Technology Equipment Rooms (e.g. IT Rooms, LAN Rooms, etc.). Related Permits: 1. BP-2019-04181 / SP-2022-01499 - Parkade / Site - 2. BP-2021-02627 / SP-2022-01501 - Bldg. A - North (7-storey) 3. BP-2021-02628 / SP-2022-01501 - Bldg. B - Middle (7-storey) 4. BP-2021-02629 / SP-2022-01502 - Bldg. C - South (6-storey) 5. AL-2022-00005 - Modification of Single-Stage Fire Alarm System Notes: 1. Fire Suppression system engineer of record Mr. Ryan Pavey, P.Eng. of Cardinal Engineering T: 604 605 0606 E:pavey@cardinalfire.ca 2. One set of approved drawings and permit to be available for viewing at the jobsite. 3. Construction Standpipe to Bulletin 2017-003-BU/FI, VBBL, NFPA 14, and VFBL. 4. Separate documents and application are required for the tenant improvement. | Community Fire Prevention Ltd
EP-2023-01533 | 2023-04-13 | 8120 OAK STREET, Vancouver, BC V6P 4A7 | Electrical Permit | Commercial | New | Issued | Installation / Repair - Commercial - Supply and install complete electrical system for Building 3 (South). >BP: To construct a six storey residential building (Block C - South) containing 38 dwelling units. Refer to BP-2019-04181 for the site work, below-grade facilities, and common underground parking. VBBL - 2014 - Reviewed during 2020 pandemic. | Action Electric Ltd
EP-2023-10902 | 2023-12-05 | 2323 FIR STREET, Vancouver, BC | Electrical Permit | Commercial | New | Issued | Temporary Power - Commercial - To provide temporary power. | Excel Electric (1993) Ltd
GP-2022-01878 | NULL | 1944 VENABLES STREET, Vancouver, BC V5L 2H8 | Gas Permit | Residential | New | Cancelled | Residential - new gas lines | K & E Gas Services Ltd
PP-2022-00245 | 2022-01-26 | 984 E 10TH AVENUE, Vancouver, BC V5T 2B2 | Plumbing Permit | Residential | New | Completed | Residential - 2FD - FRONT UNIT - 986 E 10TH AV - NORTH PORTION BACK UNIT - 984 E 10TH AV - SOUTH PORTION plumbing To construct a two-storey two-family dwelling, with a detached accessory building (garage) at the rear providing 2 parking spaces, having vehicular access from the lane. Note: This is a 2 storey building pursuant to the Zoning and Development By-Law 2. No strata titling permitted 3. A/C units proposed 4. No Bar sinks proposed | Ajit's Plumbing Heating & Electrical Contracting Ltd
SP-2022-00307 | 2022-05-11 | 4717 LANARK STREET #3, Vancouver, BC V5N 3R9 | Sprinkler Permit | Residential | New | Issued | Residential - new sprinkler heads To construct a 2 storey laneway house building with 1 open parking pad, having vehicular access from the 20' Lane. Note: This is a 1 ½ storey building pursuant to the Zoning & Development By-law. 1. Covenant registered at the Land Title Office under CA9183230 2. No Strata Titling permitted 3. No A/C Unit proposed 4. Schedule B: (Tim Lam) P.Eng (604.255.7670) Structural 5. Schedule B: (Sonny Singha) P.Eng (604.513.4190) Geotechnical 6. HPO: Residential Builder- 0907376 BC Ltd. | Haven Fire Protection Ltd
PP-2022-04389 | 2022-12-09 | 4717 LANARK STREET #3, Vancouver, BC V5N 3R9 | Plumbing Permit | Residential | New | Issued | Residential - Plumbing for new Laneway house To construct a 2 storey laneway house building with 1 open parking pad, having vehicular access from the 20' Lane. Note: This is a 1 ½ storey building pursuant to the Zoning & Development By-law. 1. Covenant registered at the Land Title Office under CA9183230 2. No Strata Titling permitted 3. No A/C Unit proposed 4. Schedule B: (Tim Lam) P.Eng (604.255.7670) Structural 5. Schedule B: (Sonny Singha) P.Eng (604.513.4190) Geotechnical 6. HPO: Residential Builder- Goldenland Construction Inc. | Rain Coast Plumbing & Heating Ltd
PP-2023-00865 | 2023-03-14 | 4717 LANARK STREET #3, Vancouver, BC V5N 3R9 | Plumbing Permit | Residential | New | Issued | Residential - 2 sump out of the Lanway house 1 sewer sump with pump 1 strom sump with pump NOTE: Engineering Assurance letter will be submitted to the Plumbing Inspector on the site. Letter shall conform to the requirements of Vancouver Bulletin 2000-008-EL/P >BP: To construct a 2 storey laneway house building with 1 open parking pad, having vehicular access from the 20' Lane. | Jewel Mini Excavating Ltd
EP-2023-05305 | 2023-06-15 | 4717 LANARK STREET #3, Vancouver, BC V5N 3R9 | Electrical Permit | Residential | New | Issued | Installation / Repair - Residential - Prewire for security alarm system. >BP: To construct a 2 storey laneway house building ($148,000) with 1 open parking pad, having vehicular access from the 20' Lane. | Columbia Security Systems & Surveillance Inc
EP-2023-03837 | 2023-05-17 | 4717 LANARK STREET #3, Vancouver, BC V5N 3R9 | Electrical Permit | Residential | New | Issued | Installation / Repair - Residential - ROUGH WIRING , SERVICE AND FINISHING *An approved mechanical permit is required for the installation of air conditioning or heat pump unit at the time of installation before an electrical inspection will be performed >BP: To construct a 2 storey laneway house building ($148,000) with 1 open parking pad, having vehicular access from the 20' Lane. Note: This is a 1 ½ storey building pursuant to the Zoning & Development By-law. 1. Covenant registered at the Land Title Office under CA9183230 2. No Strata Titling permitted 3. No A/C Unit proposed 4. Schedule B: (Tim Lam) P.Eng (604.255.7670) Structural 5. Schedule B: (Sonny Singha) P.Eng (604.513.4190) Geotechnical 6. HPO: Residential Builder- Goldenland Construction Inc. NOTE: To achieve the required FSR. A floor space exclusion of 3% has been applied to this application as per section 11.24.18 of the district schedule, to accommodate improved building performance. NOTE: Information regarding the principal building on the survey and site plan is for reference only. Any discrepancy between information regarding the principal building on the survey and/or site plan and approved permit drawings for the principal building are neither approved nor authorized under this laneway house permit. *NEW HOUSE* Note: See DB-2020-03993 for Bldg 1 on site (principal bldg) addressed #1-4715 Lanark St. **THIS PERMIT HAS BEEN ISSUED UNDER THE REQUIREMENTS OF VBBL #12511 (2019) ** ****ALL PROJECT COORINATOR NOTES HAS BEEN ACCEPTED BY THE APPLICANT**** | G G S ELECTRICAL LTD
EP-2023-04730 | 2023-06-01 | 3814 W 17TH AVENUE, Vancouver, BC V6S 1A4 | Electrical Permit | Residential | New | Issued | Installation / Repair - Residential - Low voltage rough in. Data, Tel, TV, CCTV, intercom, audio and alarm finishing. >BP: To construct a 2 storey + basement one-family dwelling with a secondary suite ($704,500.00) located in the basement and an open parking pad providing one parking space, having vehicular access from the lane. Note: This is a 2 storey building pursuant to the Zoning and Development By-Law 1- Covenant registered at the Land Title Office under CA9221317 2- No strata titling permitted 3- No Bar sink proposed 4- A/C unit proposed in rear yard 5- Schedule B: Antony Wang P.Eng (604.618.6236) Structural & Geotechnical 4- HPO: Residential Builder - BRB West Coast Construction Ltd. ******THIS PERMIT HAS BEEN ISSUED UNDER THE REQUIREMENTS OF VBBL #12511 (2019)****** | SHS Alarm BC Ltd
GP-2023-01501 | 2023-05-09 | 3814 W 17TH AVENUE, Vancouver, BC V6S 1A4 | Gas Permit | Residential | New | Issued | Residential - 1 Fireplace >BP: To construct a 2 storey + basement one-family dwelling with a secondary suite | Canadian Fireplace Ltd
MP-2023-01056 | 2023-06-08 | 3814 W 17TH AVENUE, Vancouver, BC V6S 1A4 | Mechanical Permit | NULL | NULL | Issued | NULL | Lumi HVAC Ltd
SP-2023-00545 | 2023-03-30 | 3814 W 17TH AVENUE, Vancouver, BC V6S 1A4 | Sprinkler Permit | Residential | New | Issued | Residential - 1FD+SS - #1 & #2 - new single house >DB: To construct a 2 storey + basement one-family dwelling with a secondary suite located in the basement and an open parking pad providing one parking space, having vehicular access from the lane. Note: This is a 2 storey building pursuant to the Zoning and Development By-Law 1- Covenant registered at the Land Title Office under CA9221317 2- No strata titling permitted 3- No Bar sink proposed 4- A/C unit proposed in rear yard | Yu Fire Protection Inc.
GP-2023-01240 | 2023-04-17 | 3814 W 17TH AVENUE, Vancouver, BC V6S 1A4 | Gas Permit | Residential | New | Issued | Residential - 1 Boiler, 2 Fireplaces, 1 BBQ & 1 Cooktop >BP: To construct a 2 storey + basement one-family dwelling with a secondary suite | B S & Sons Gas, Heating And Plumbing Ltd
PP-2022-04001 | 2022-11-07 | 3814 W 17TH AVENUE, Vancouver, BC V6S 1A4 | Plumbing Permit | Residential | New | Issued | Residential - 1FD+SS - #1& #2 - plumbing >DB: To construct a 2 storey + basement one-family dwelling with a secondary suite located in the basement and an open parking pad providing one parking space, having vehicular access from the lane. Note: This is a 2 storey building pursuant to the Zoning and Development By-Law 1- Covenant registered at the Land Title Office under CA9221317 2- No strata titling permitted 3- No Bar sink proposed 4- A/C unit proposed in rear yard | Evergreen Plumbing & Heating Ltd
PP-2022-03041 | 2022-08-31 | 3814 W 17TH AVENUE, Vancouver, BC V6S 1A4 | Plumbing Permit | Residential | New | Issued | Residential - 1FD+SS - #1 & #2 - plumbing To construct a 2 storey + basement one-family dwelling with a secondary suite located in the basement and an open parking pad providing one parking space, having vehicular access from the lane. Note: This is a 2 storey building pursuant to the Zoning and Development By-Law 1- Covenant registered at the Land Title Office under CA9221317 2- No strata titling permitted 3- No Bar sink proposed 4- A/C unit proposed in rear yard | Evergreen Plumbing & Heating Ltd
PP-2022-01371 | 2022-04-22 | 3814 W 17TH AVENUE, Vancouver, BC V6S 1A4 | Plumbing Permit | Residential | New | Issued | Residential - Install 1 outside sump, no pump | Canadian Excavating Ltd
EP-2022-04027 | 2022-05-30 | 3814 W 17TH AVENUE, Vancouver, BC V6S 1A4 | Electrical Permit | Residential | New | Issued | Installation / Repair - Residential - electrical wiring throughout the whole house (not including extra low voltage) >BP: To construct a 2 storey + basement one-family dwelling with a secondary suite ($704,500.00) located in the basement and an open parking pad providing one parking space, having vehicular access from the lane. Note: This is a 2 storey building pursuant to the Zoning and Development By-Law 1- Covenant registered at the Land Title Office under CA9221317 2- No strata titling permitted 3- No Bar sink proposed 4- A/C unit proposed in rear yard 5- Schedule B: Antony Wang P.Eng (604.618.6236) Structural & Geotechnical 4- HPO: Residential Builder - BRB West Coast Construction Ltd. Address Note: Building 1 #1-3814 W 17th Av - One Family Dwelling (1st & 2nd floor, north portion of basement) #2-3814 W 17th Av - Secondary Suite (south portion of basement) Address and suite numbers assigned as per approved plans for Fire and Emergency response. The address number is to be posted to the building to be visible from the street and the suite numbers are to be posted at the suite entries in accordance with the Building By-law prior to final inspection. ******THIS PERMIT HAS BEEN ISSUED UNDER THE REQUIREMENTS OF VBBL #12511 (2019)****** | Vanflow Electrical Ltd
EP-2022-04227 | 2022-05-30 | 3814 W 17TH AVENUE #3, Vancouver, BC V6S 1A4 | Electrical Permit | Residential | New | Issued | Installation / Repair - Residential - Laneway House Wiring >BP: To construct a 2 storey laneway house building ($160,750.00) with an open parking pad, providing 1 parking space, having vehicular access from the lane. Note: This is a 1 ½ storey building pursuant to the Zoning & Development By-law 1- Covenant registered at the Land Title Office under CA9221317 2- No strata titling permitted 3- No Bar sink proposed 4- A/C unit proposed in rear yard 5- Schedule B: Antony Wang P.Eng (604.618.6236) Structural & Geotechnical 6- HPO: Residential Builder - BRB West Coast Construction Ltd. Building 2 #3-3814 W 17th Av - Laneway House Address and suite number assigned as per approved plans for Fire and Emergency response. The address number is to be posted to the building to be visible from the street and the suite number is to be posted at the suite entry in accordance with the Building By-law prior to final inspection. ******THIS PERMIT HAS BEEN ISSUED UNDER THE REQUIREMENTS OF VBBL #12511 (2019)****** | Vanflow Electrical Ltd
NULL | NULL | 3814 W 17TH AVENUE #3, Vancouver, BC V6S 1A4 | Plumbing Permit | Residential | New | Draft | Residential - plumbing | Evergreen Plumbing & Heating Ltd
NULL | NULL | 3814 W 17TH AVENUE #3, Vancouver, BC V6S 1A4 | Gas Permit | Residential | New | Draft | Residential - plumbing | Evergreen Plumbing & Heating Ltd
NULL | NULL | 3814 W 17TH AVENUE #3, Vancouver, BC V6S 1A4 | Mechanical Permit | NULL | NULL | Draft | NULL | Evergreen Plumbing & Heating Ltd
NULL | NULL | 3814 W 17TH AVENUE #3, Vancouver, BC V6S 1A4 | Mechanical Permit | NULL | NULL | Draft | NULL | Evergreen Plumbing & Heating Ltd
MP-2022-00618 | 2022-11-27 | 3814 W 17TH AVENUE #3, Vancouver, BC V6S 1A4 | Mechanical Permit | NULL | NULL | Issued | NULL | Evergreen Plumbing & Heating Ltd
SP-2023-00544 | 2023-03-30 | 3814 W 17TH AVENUE #3, Vancouver, BC V6S 1A4 | Sprinkler Permit | Residential | New | Issued | Residential - LWH - #3 - new laneway house >DB: To construct a 2 storey laneway house building with an open parking pad, providing 1 parking space, having vehicular access from the lane. Note: This is a 1 ½ storey building pursuant to the Zoning & Development By-law 1- Covenant registered at the Land Title Office under CA9221317 2- No strata titling permitted 3- No Bar sink proposed 4- A/C unit proposed in rear yard | Yu Fire Protection Inc.
PP-2023-00330 | 2023-02-01 | 3814 W 17TH AVENUE #3, Vancouver, BC V6S 1A4 | Plumbing Permit | Residential | New | Issued | Residential - plumbing for new LWH: >BP: To construct a 2 storey + basement one-family dwelling with a secondary suite ($704,500.00) located in the basement and an open parking pad providing one parking space, having vehicular access from the lane. Note: This is a 2 storey building pursuant to the Zoning and Development By-Law 1- Covenant registered at the Land Title Office under CA9221317 2- No strata titling permitted 3- No Bar sink proposed 4- A/C unit proposed in rear yard 5- Schedule B: Antony Wang P.Eng (604.618.6236) Structural & Geotechnical 4- HPO: Residential Builder - BRB West Coast Construction Ltd. ******THIS PERMIT HAS BEEN ISSUED UNDER THE REQUIREMENTS OF VBBL #12511 (2019)****** | Evergreen Plumbing & Heating Ltd
EP-2023-05798 | 2023-06-28 | 3814 W 17TH AVENUE #3, Vancouver, BC V6S 1A4 | Electrical Permit | Residential | New | Issued | Installation / Repair - Residential - Low voltage data, tel, tv, camera and alarm finish. >BP: To construct a 2 storey laneway house building ($160,750.00) with an open parking pad, providing 1 parking space, having vehicular access from the lane. Note: This is a 1 ½ storey building pursuant to the Zoning & Development By-law 1- Covenant registered at the Land Title Office under CA9221317 2- No strata titling permitted 3- No Bar sink proposed 4- A/C unit proposed in rear yard 5- Schedule B: Antony Wang P.Eng (604.618.6236) Structural & Geotechnical 6- HPO: Residential Builder - BRB West Coast Construction Ltd. ******THIS PERMIT HAS BEEN ISSUED UNDER THE REQUIREMENTS OF VBBL #12511 (2019)****** | SHS Alarm BC Ltd
EP-2023-03836 | 2023-05-16 | 4715 LANARK STREET #3, Vancouver, BC V5N 3R9 | Electrical Permit | Residential | New | Issued | Installation / Repair - Residential - ROUGH WIRING , SERVICE AND FINISHING *An approved mechanical permit is required for the installation of air conditioning or heat pump unit at the time of installation before an electrical inspection will be performed >BP: To construct a 2 storey laneway house building ($148,000) with 1 open parking pad, having vehicular access from the 20' Lane. Note: This is a 1 ½ storey building pursuant to the Zoning & Development By-law. 1. Covenant registered at the Land Title Office under CA9183230 2. No Strata Titling permitted 3. No A/C Unit proposed 4. Schedule B: (Tim Lam) P.Eng (604.255.7670) Structural 5. Schedule B: (Sonny Singha) P.Eng (604.513.4190) Geotechnical 6. HPO: Residential Builder- Goldenland Construction Inc. NOTE: To achieve the required FSR. A floor space exclusion of 3% has been applied to this application as per section 11.24.18 of the district schedule, to accommodate improved building performance. NOTE: Information regarding the principal building on the survey and site plan is for reference only. Any discrepancy between information regarding the principal building on the survey and/or site plan and approved permit drawings for the principal building are neither approved nor authorized under this laneway house permit. *NEW HOUSE* Note: See DB-2020-03993 for Bldg 1 on site (principal bldg) addressed #1-4715 Lanark St. **THIS PERMIT HAS BEEN ISSUED UNDER THE REQUIREMENTS OF VBBL #12511 (2019) ** ****ALL PROJECT COORINATOR NOTES HAS BEEN ACCEPTED BY THE APPLICANT**** | G G S ELECTRICAL LTD
PP-2023-00863 | 2023-03-14 | 4715 LANARK STREET #3, Vancouver, BC V5N 3R9 | Plumbing Permit | Residential | New | Issued | Residential - 2 sump out of the Lanway house. 1 sewer sump with pump 1 strom sump with pump NOTE: Engineering Assurance letter will be submitted to the Plumbing Inspector on the site. Letter shall conform to the requirements of Vancouver Bulletin 2000-008-EL/P >BP: To construct a 2 storey laneway house building with 1 open parking pad, having vehicular access from the 20' Lane. Note: This is a 1 ½ storey building pursuant to the Zoning & Development By-law. 1. Covenant registered at the Land Title Office under CA9183230 2. No Strata Titling permitted 3. No A/C Unit proposed 4. Schedule B: (Tim Lam) P.Eng (604.255.7670) Structural 5. Schedule B: (Sonny Singha) P.Eng (604.513.4190) Geotechnical 6. HPO: Residential Builder- Goldenland Construction Inc. | Jewel Mini Excavating Ltd
PP-2022-04388 | 2022-12-09 | 4715 LANARK STREET #3, Vancouver, BC V5N 3R9 | Plumbing Permit | Residential | New | Issued | Residential - Plumbing for new Lanway house To construct a 2 storey laneway house building with 1 open parking pad, having vehicular access from the 20' Lane. Note: This is a 1 ½ storey building pursuant to the Zoning & Development By-law. 1. Covenant registered at the Land Title Office under CA9183230 2. No Strata Titling permitted 3. No A/C Unit proposed 4. Schedule B: (Tim Lam) P.Eng (604.255.7670) Structural 5. Schedule B: (Sonny Singha) P.Eng (604.513.4190) Geotechnical 6. HPO: Residential Builder- Goldenland Construction Inc. | Rain Coast Plumbing & Heating Ltd
SP-2022-00255 | 2022-02-25 | 4715 LANARK STREET #3, Vancouver, BC V5N 3R9 | Sprinkler Permit | Residential | New | Issued | Residential - new sprinkler system To construct a 2 storey laneway house building with 1 open parking pad, having vehicular access from the 20' Lane. Note: This is a 1 ½ storey building pursuant to the Zoning & Development By-law. 1. Covenant registered at the Land Title Office under CA9183230 2. No Strata Titling permitted 3. No A/C Unit proposed 4. Schedule B: (Tim Lam) P.Eng (604.255.7670) Structural 5. Schedule B: (Sonny Singha) P.Eng (604.513.4190) Geotechnical 6. HPO: Residential Builder- 0907376 BC Ltd. | Haven Fire Protection Ltd
EP-2022-04619 | 2022-06-10 | 859 E 53RD AVENUE #3, Vancouver, BC V5X 1J7 | Electrical Permit | Residential | New | Completed | Installation / Repair - Residential - service , rough wiring and finishing >BP: To construct a 2 storey laneway house building ($105,937.50) with an open parking pad, providing 1 parking space, having vehicular access from the lane. Note: This is a 1 ½ storey building pursuant to the Zoning & Development By-law Note: Bldg 1 (principal bldg) addressed #1 - 859 E 53rd Ave and # 2 - 859 E 53rd Ave Secondary Suite retained on site. 1. No A/C unit proposed 2. Schedule B: Shambhu Biswas P.Eng (604-250-8666) Structural & Geotechnical 3. HPO: Residential Builder- 1043109 B.C. Ltd #3-859 E 53rd Av - Laneway House As a result of the addition of the laneway house, the existing principal dwelling / one family dwelling and secondary suite is to be assigned suite numbers. The site will be as follows: #1-859 E 53rd Av - Principal Dwelling #2-859 E 53rd Av - Secondary Suite #3-859 E 53rd Av - Laneway House Address and suite numbers assigned as per approved plans for Fire and Emergency response. The address numbers are to be posted to the building to be visible from the street and the suite numbers are to be posted at the suite entries in accordance with the Building By-law prior to final inspection. ****ALL PROJECT COORINATOR NOTES HAS BEEN ACCEPTED BY THE APPLICANT**** ******THIS PERMIT HAS BEEN ISSUED UNDER THE REQUIREMENTS OF VBBL #12511 (2019)****** Amend: Nov 29, 2022 add on permit extra low voltage tel , cable, data and alarm rough wiring. | FER Electrical Ltd
PP-2022-01997 | 2022-06-10 | 859 E 53RD AVENUE #3, Vancouver, BC V5X 1J7 | Plumbing Permit | Residential | New | Completed | Residential - new laneway plumbing >BP: To construct a 2 storey laneway house building ($105,937.50) with an open parking pad, providing 1 parking space, having vehicular access from the lane. Note: This is a 1 ½ storey building pursuant to the Zoning & Development By-law Note: Bldg 1 (principal bldg) addressed #1 - 859 E 53rd Ave and # 2 - 859 E 53rd Ave Secondary Suite retained on site. 1. No A/C unit proposed 2. Schedule B: Shambhu Biswas P.Eng (604-250-8666) Structural & Geotechnical 3. HPO: Residential Builder- 1043109 B.C. Ltd #3-859 E 53rd Av - Laneway House As a result of the addition of the laneway house, the existing principal dwelling / one family dwelling and secondary suite is to be assigned suite numbers. The site will be as follows: #1-859 E 53rd Av - Principal Dwelling #2-859 E 53rd Av - Secondary Suite #3-859 E 53rd Av - Laneway House Address and suite numbers assigned as per approved plans for Fire and Emergency response. The address numbers are to be posted to the building to be visible from the street and the suite numbers are to be posted at the suite entries in accordance with the Building By-law prior to final inspection. ****ALL PROJECT COORINATOR NOTES HAS BEEN ACCEPTED BY THE APPLICANT**** ******THIS PERMIT HAS BEEN ISSUED UNDER THE REQUIREMENTS OF VBBL #12511 (2019)****** | GR8 Plumbing & Heating LTD
PP-2022-01273 | 2022-04-13 | 859 E 53RD AVENUE #3, Vancouver, BC V5X 1J7 | Plumbing Permit | Residential | New | Completed | Residential - LWH - #3 - instill one outside sump To construct a 2 storey laneway house building with an open parking pad, providing 1 parking space, having vehicular access from the lane. Note: This is a 1 ½ storey building pursuant to the Zoning & Development By-law Note: Bldg 1 (principal bldg) addressed #1 - 859 E 53rd Ave and # 2 - 859 E 53rd Ave Secondary Suite retained on site. 1. No A/C unit proposed | H R DEMOLITION LTD
GP-2022-03767 | 2022-11-29 | 859 E 53RD AVENUE #3, Vancouver, BC V5X 1J7 | Gas Permit | Residential | New | Completed | Residential - new gas for lwh >BP: To construct a 2 storey laneway house building ($105,937.50) with an open parking pad, providing 1 parking space, having vehicular access from the lane. Note: This is a 1 ½ storey building pursuant to the Zoning & Development By-law Note: Bldg 1 (principal bldg) addressed #1 - 859 E 53rd Ave and # 2 - 859 E 53rd Ave Secondary Suite retained on site. 1. No A/C unit proposed 2. Schedule B: Shambhu Biswas P.Eng (604-250-8666) Structural & Geotechnical 3. HPO: Residential Builder- 1043109 B.C. Ltd ******THIS PERMIT HAS BEEN ISSUED UNDER THE REQUIREMENTS OF VBBL #12511 (2019)****** | Sea To Sky Plumbing & Heating Supplies Ltd
SP-2022-01936 | 2022-11-21 | 859 E 53RD AVENUE #3, Vancouver, BC V5X 1J7 | Sprinkler Permit | Residential | New | Completed | Residential - Install sprinklers in lwh >BP: To construct a 2 storey laneway house building ($105,937.50) with an open parking pad, providing 1 parking space, having vehicular access from the lane. Note: This is a 1 ½ storey building pursuant to the Zoning & Development By-law Note: Bldg 1 (principal bldg) addressed #1 - 859 E 53rd Ave and # 2 - 859 E 53rd Ave Secondary Suite retained on site. 1. No A/C unit proposed 2. Schedule B: Shambhu Biswas P.Eng (604-250-8666) Structural & Geotechnical 3. HPO: Residential Builder- 1043109 B.C. Ltd ****ALL PROJECT COORINATOR NOTES HAS BEEN ACCEPTED BY THE APPLICANT**** ******THIS PERMIT HAS BEEN ISSUED UNDER THE REQUIREMENTS OF VBBL #12511 (2019)****** | Gold Key Fire Protection Ltd
GP-2022-00535 | 2022-02-18 | 1742 E 28TH AVENUE #3, Vancouver, BC V5N 2X6 | Gas Permit | Residential | New | Completed | Residential - to install 1 boiler To construct a 2 storey laneway house building with 1 open parking pad having vehicular access from the 20' Lane. Note: This is a 1 ½ storey building pursuant to the Zoning & Development By-law. 1. Covenant not required with existing house 2. No Strata Titling permitted 3. No A/C Unit proposed 4. Schedule B: (Shambhu N. Biswas) P.Eng (604.250-8666) Structural & Geotechnical 5. HPO: P.Y. Chue Construction Ltd. | Symbolistic Heating Ltd
SP-2022-00210 | 2022-02-15 | 1742 E 28TH AVENUE #3, Vancouver, BC V5N 2X6 | Sprinkler Permit | Residential | New | Completed | Residential - Install sprinklers in lwh >BP: To construct a 2 storey laneway house building ($208,750) with 1 open parking pad having vehicular access from the 20' Lane. Note: This is a 1 ½ storey building pursuant to the Zoning & Development By-law. 1. Covenant not required with existing house 2. No Strata Titling permitted 3. No A/C Unit proposed 4. Schedule B: (Shambhu N. Biswas) P.Eng (604.250-8666) Structural & Geotechnical 5. HPO: P.Y. Chue Construction Ltd. NOTE: To achieve the required FSR. A floor space exclusion of 3% has been applied to this application as per section 11.24.18 of the district schedule, to accommodate improved building performance. Address Information: #1-1742 E 28th Av – Principle Dwelling #3-1742 E 28th Av – Laneway House Address has been assigned per the approved plans as the fire/emergency access to the laneway house is from the South side. This access must be provided & maintained at 20' Lane at all times in accordance with the Building By-law. NOTE: Information regarding the principal building on the survey and site plan is for reference only. Any discrepancy between information regarding the principal building on the survey and/or site plan and approved permit drawings for the principal building are neither approved nor authorized under this laneway house permit. *EXISTING HOUSE* Note: Bldg 1 (principal bldg) addressed #1-1742 E 28th Ave retained on site. **THIS PERMIT HAS BEEN ISSUED UNDER THE REQUIREMENTS OF VBBL #12511 (2019) ** ****All project coordinator notes has been accepted by the applicant**** NOTE : Main House exterior fireplace removal on a separate building permit (BP). The Main House exterior fireplace removal work to be completed prior to the Final inspection of the Laneway House. | Gold Key Fire Protection Ltd
EP-2022-00563 | 2022-02-08 | 1742 E 28TH AVENUE #3, Vancouver, BC V5N 2X6 | Electrical Permit | Residential | New | Completed | Installation / Repair - Residential - New construction laneway Upgrade existing service to 200A duplex meter base 125A - Laneway main switch 100A - Main house switch Electrical rough-wire and finishing Underground tek Electrical low voltage rough-wire only EVC To construct a 2 storey laneway house building with 1 open parking pad having vehicular access from the 20' Lane. Note: This is a 1 ½ storey building pursuant to the Zoning & Development By-law. 1. Covenant not required with existing house 2. No Strata Titling permitted 3. No A/C Unit proposed 4. Schedule B: (Shambhu N. Biswas) P.Eng (604.250-8666) Structural & Geotechnical 5. HPO: P.Y. Chue Construction Ltd. | AMTEK Electric Ltd
EP-2022-09169 | 2022-10-28 | 1742 E 28TH AVENUE #3, Vancouver, BC V5N 2X6 | Electrical Permit | Residential | Addition | Completed | Installation / Repair - Residential - Installation of AC unit >BP: To construct a 2 storey laneway house building ($208,750) with 1 open parking pad having vehicular access from the 20' Lane. Note: This is a 1 ½ storey building pursuant to the Zoning & Development By-law. 1. Covenant not required with existing house 2. No Strata Titling permitted 3. Rev#1: 1 mini-split A/C Unit proposed 4. Schedule B: (Shambhu N. Biswas) P.Eng (604.250-8666) Structural & Geotechnical 5. HPO: P.Y. Chue Construction Ltd. NOTE: To achieve the required FSR. A floor space exclusion of 3% has been applied to this application as per section 11.24.18 of the district schedule, to accommodate improved building performance. NOTE: Information regarding the principal building on the survey and site plan is for reference only. Any discrepancy between information regarding the principal building on the survey and/or site plan and approved permit drawings for the principal building are neither approved nor authorized under this laneway house permit. *EXISTING HOUSE* Note: Bldg 1 (principal bldg) addressed #1-1742 E 28th Ave retained on site. **THIS PERMIT HAS BEEN ISSUED UNDER THE REQUIREMENTS OF VBBL #12511 (2019) ** ****All project coordinator notes has been accepted by the applicant**** NOTE : Main House exterior fireplace removal on a separate building permit (BP). The Main House exterior fireplace removal work to be completed prior to the Final inspection of the Laneway House. | AMTEK Electric Ltd
NULL | NULL | 1742 E 28TH AVENUE #3, Vancouver, BC V5N 2X6 | Mechanical Permit | NULL | NULL | Draft | NULL | United Mechanical Ltd
PP-2022-03589 | 2022-10-25 | 1008 W 47TH AVENUE, Vancouver, BC V6M 2L4 | Plumbing Permit | Commercial | New | Issued | Commercial - 36 townhouses over 1 level of parkade >BP: To Construct a 3 story building consisting of 36 Townhouses in 4 blocks over a single level of underground parking level having access off a lane. Under the provisions of the VBBL this will be considered a single building. | Russell Mechanical Systems Ltd
PP-2022-03557 | 2022-10-07 | 1008 W 47TH AVENUE, Vancouver, BC V6M 2L4 | Plumbing Permit | Commercial | New | Issued | Commercial - temporary water and backflow for construction use >BP: To Construct a 3 story building consisting of 36 Townhouses in 4 blocks over a single level of underground parking level having access off a lane. Under the provisions of the VBBL this will be considered a single building. Release of the Stage I (excavation/shoring) permit does not exempt the applicant from the following and completing the permit sequencing. The scope of the demolition permits will have to be completed prior to commencing excavation work authorized under this permit. | Russell Mechanical Systems Ltd
EP-2022-10080 | 2023-03-01 | 1008 W 47TH AVENUE, Vancouver, BC V6M 2L4 | Electrical Permit | Commercial | New | Issued | Installation / Repair - Commercial - New multifamily residential with parkade. >BP: To Construct a 3 story building consisting of 36 Townhouses in 4 blocks over a single level of underground parking level having access off a lane. Under the provisions of the VBBL this will be considered a single building. Release of the Stage I (excavation/shoring) permit does not exempt the applicant from the following and completing the permit sequencing. The scope of the demolition permits will have to be completed prior to commencing excavation work authorized under this permit. Stage I (excavation/ shoring) issued Dec. 10, 21. Stage II (full BP) issued 31-Aug-2022 TN for MV | West Harbour Electric ltd
SP-2022-01393 | 2023-01-20 | 1008 W 47TH AVENUE, Vancouver, BC V6M 2L4 | Sprinkler Permit | Commercial | New | Issued | Commercial - To install sprinklers to NFPA 13R 2013 throughout this 3 story building consisting of 36 Townhouses in 4 blocks over a single level of underground parking level having access off a lane. Under the provisions of the VBBL this will be considered a single building. | Escape Fire Protection Ltd
EP-2023-02228 | 2023-03-16 | 1008 W 47TH AVENUE, Vancouver, BC V6M 2L4 | Electrical Permit | Commercial | New | Issued | Temporary Power - Commercial - To provide temporary power. | West Harbour Electric ltd
NULL | NULL | 1008 W 47TH AVENUE, Vancouver, BC V6M 2L4 | Mechanical Permit | NULL | NULL | Withdrawn | NULL | Advance Air Solutions Ltd
NULL | NULL | 1008 W 47TH AVENUE, Vancouver, BC V6M 2L4 | Plumbing Permit | Commercial | Addition | Draft | Commercial - Installation of rainwater management detention tanks and equipment on site. | Alabaster Construction GP Ltd
EP-2023-00951 | 2023-02-09 | 1008 W 47TH AVENUE, Vancouver, BC V6M 2L4 | Electrical Permit | Commercial | New | Completed | Interim - Commercial - Interim work for foundation, grounding, slab rough-ins. Interim permit for EP-2022-10080 >BP: To Construct a 3 story building consisting of 36 Townhouses in 4 blocks over a single level of underground parking level having access off a lane. Under the provisions of the VBBL this will be considered a single building. Release of the Stage I (excavation/shoring) permit does not exempt the applicant from the following and completing the permit sequencing. The scope of the demolition permits will have to be completed prior to commencing excavation work authorized under this permit. Stage I (excavation/ shoring) issued Dec. 10, 21. Stage II (full BP) issued 31-Aug-2022 TN for MV | West Harbour Electric ltd
PP-2023-00887 | 2023-03-24 | 1008 W 47TH AVENUE, Vancouver, BC V6M 2L4 | Plumbing Permit | Commercial | New | Issued | Commercial - Above grade plumbing for 36 townhouses including area drains in common areas >BP: To Construct a 3 story building consisting of 36 Townhouses in 4 blocks over a single level of underground parking level having access off a lane. Under the provisions of the VBBL this will be considered a single building. | Russell Mechanical Systems Ltd
MP-2023-00369 | NULL | 1008 W 47TH AVENUE, Vancouver, BC V6M 2L4 | Mechanical Permit | NULL | NULL | Withdrawn | NULL | Advance Air Solutions Ltd
PP-2023-02506 | NULL | 1008 W 47TH AVENUE, Vancouver, BC V6M 2L4 | Plumbing Permit | Commercial | New | Applicant Revisions | Commercial - Installation of Detention/Retention Stormwater Tank, water filtration unit, and valves >BP: To Construct a 3 story building consisting of 36 Townhouses in 4 blocks over a single level of underground parking level having access off a lane. Under the provisions of the VBBL this will be considered a single building. Release of the Stage I (excavation/shoring) permit does not exempt the applicant from the following and completing the permit sequencing. The scope of the demolition permits will have to be completed prior to commencing excavation work authorized under this permit. Stage I (excavation/ shoring) issued Dec. 10, 21. Stage II (full BP) issued 31-Aug-2022 TN for MV Revision #1: revision to excavation and shoring drawings Revision #2: roof access changed from hatches to stairs | Hexcel Construction Ltd
EP-2023-10997 | 2023-12-07 | 1008 W 47TH AVENUE, Vancouver, BC V6M 2L4 | Electrical Permit | Commercial | New | Issued | Temporary Power - Commercial - To provide temporary power. | West Harbour Electric ltd
PP-2023-03971 | 2023-12-19 | 1008 W 47TH AVENUE, Vancouver, BC V6M 2L4 | Plumbing Permit | Commercial | New | Issued | Commercial - Storm Detention Tank, Jellyfish Filter and Sediment Filter Installation >BP: To Construct a 3 story building consisting of 36 Townhouses in 4 blocks over a single level of underground parking level having access off a lane. Under the provisions of the VBBL this will be considered a single building. Release of the Stage I (excavation/shoring) permit does not exempt the applicant from the following and completing the permit sequencing. The scope of the demolition permits will have to be completed prior to commencing excavation work authorized under this permit. Stage I (excavation/ shoring) issued Dec. 10, 21. Stage II (full BP) issued 31-Aug-2022 TN for MV Revision #1: revision to excavation and shoring drawings Revision #2: roof access changed from hatches to stairs Revision #3: Change of the CP: Michael Ferber replaced Mark Roozbahani as off July 31, 2023. | Hexcel Construction Ltd
MP-2023-01491 | NULL | 1008 W 47TH AVENUE, Vancouver, BC V6M 2L4 | Mechanical Permit | NULL | NULL | Withdrawn | NULL | Advance Air Solutions Ltd
MP-2023-01492 | NULL | 1008 W 47TH AVENUE, Vancouver, BC V6M 2L4 | Mechanical Permit | NULL | NULL | Withdrawn | NULL | Advance Air Solutions Ltd
MP-2023-01493 | NULL | 1008 W 47TH AVENUE, Vancouver, BC V6M 2L4 | Mechanical Permit | NULL | NULL | Withdrawn | NULL | Advance Air Solutions Ltd
MP-2023-01490 | 2023-09-11 | 1008 W 47TH AVENUE, Vancouver, BC V6M 2L4 | Mechanical Permit | NULL | NULL | Issued | NULL | Advance Air Solutions Ltd
EP-2022-04748 | 2022-06-06 | 1008 W 47TH AVENUE, Vancouver, BC V6M 2L4 | Electrical Permit | Commercial | New | Expired | Temporary Power - Commercial - To provide temporary power. | Megatech Trades Corp
EP-2022-02318 | 2022-03-24 | 4125 ST. CATHERINES STREET, Vancouver, BC | Electrical Permit | Residential | New | Completed | Installation / Repair - Residential - tv,telephone,alarm prewire and complete >BP: To construct a 1 storey laneway house building ($173,800) with an open parking pad, providing 1 parking space, having vehicular access from the lane. Note: This is a 1 ½ storey building pursuant to the Zoning & Development By-law 1. Covenant registered at the Land Title Office under CA8989418 2. No Strata Titling permitted 3. No A/C unit proposed 4. Schedule B: Alan Prahalad P.Eng. (604-831-4431) Structural & Geotechnical 5. HPO: Residential Builder - New Look Developments Ltd. Addressing Note 4125 St Catherine's St - Laneway House Address number assigned as per approved plans for Fire and Emergency response. The address number is to be posted and to the building and to be visible from the street in accordance with the Building By-law prior to final inspection. ******THIS PERMIT HAS BEEN ISSUED UNDER THE REQUIREMENTS OF VBBL #12511 (2019)****** | Tvisha Technologies Ltd
EP-2022-00393 | 2022-01-25 | 4125 ST. CATHERINES STREET, Vancouver, BC | Electrical Permit | Residential | New | Completed | Installation / Repair - Residential - NEW ELECTRICAL SERVICE FOR LANEWAY MAIN SERVICE 200AMPS 125AMPS TO LANEWAY 125AMPS TO HOUSE >BP: To construct a 1 storey laneway house building ($173,800) with an open parking pad, providing 1 parking space, having vehicular access from the lane. Note: This is a 1 ½ storey building pursuant to the Zoning & Development By-law 1. Covenant registered at the Land Title Office under CA8989418 2. No Strata Titling permitted 3. No A/C unit proposed 4. Schedule B: Alan Prahalad P.Eng. (604-831-4431) Structural & Geotechnical 5. HPO: Residential Builder - New Look Developments Ltd. ******THIS PERMIT HAS BEEN ISSUED UNDER THE REQUIREMENTS OF VBBL #12511 (2019)****** | Indy Electrical Ltd
GP-2022-00360 | 2022-02-04 | 4125 ST. CATHERINES STREET, Vancouver, BC | Gas Permit | Residential | New | Completed | Residential - To install boiler range There is pipping for range To construct a 1 storey laneway house building with an open parking pad, providing 1 parking space, having vehicular access from the lane. 1. Covenant registered at the Land Title Office under CA8989418 2. No Strata Titling permitted 3. No A/C unit proposed 4. Schedule B: Alan Prahalad P.Eng. (604-831-4431) Structural & Geotechnical 5. HPO: Residential Builder - New Look Developments Ltd. | JOT MECHANICAL LTD
PP-2022-00403 | 2022-02-07 | 4125 ST. CATHERINES STREET, Vancouver, BC | Plumbing Permit | Residential | New | Completed | Residential - plumbing for new lane way hosue To construct a 1 storey laneway house building with an open parking pad, providing 1 parking space, having vehicular access from the lane. Note: This is a 1 ½ storey building pursuant to the Zoning & Development By-law 1. Covenant registered at the Land Title Office under CA8989418 2. No Strata Titling permitted 3. No A/C unit proposed 4. Schedule B: Alan Prahalad P.Eng. (604-831-4431) Structural & Geotechnical 5. HPO: Residential Builder - New Look Developments Ltd. | Rain Coast Plumbing & Heating Ltd
EP-2021-09554 | 2022-01-05 | 1918 E 39TH AVENUE #3, Vancouver, BC V5P 1H4 | Electrical Permit | Residential | New | Completed | Installation / Repair - Residential - Installing fixture, receptacle , and power distribution for the new lane-way house. Total incoming service : 200amp - Main house : 150Amp - Secondary suite: 100Amp >To construct a 2 storey laneway house building ($167,352.50) with an open parking pad providing 1 parking space over gravel, having vehicular access from the 20' Lane. Note: This is a 1 ½ storey building pursuant to the Zoning & Development By-law. 1. Covenant registered at the Land Title Office CA9073000 2. No Strata Titling permitted 3. A/C Unit proposed in rear yard 4. Schedule B: (Shambhu N. Biswas) P.Eng (604.250.8666) Structural & Geotechnical 5. BC Housing (Liwa Enterprises Ltd) NOTE: To achieve the required FSR. A floor space exclusion of 3% has been applied to this application as per section 11.17.24 of the district schedule, to accommodate improved building performance. Addressing Note: #3-1918 E 39th Av - Laneway House Address and suite number assigned as per approved plans for Fire and Emergency response. The address number is to be posted to the building to be visible from the street and the suite number is to be posted at the suite entry in accordance with the Building By-law prior to final inspection. ******THIS PERMIT HAS BEEN ISSUED UNDER THE REQUIREMENTS OF VBBL 2019****** Amend Aug 2, 2022 admen following for power distribution Change from Main house :150amp Lwh house : 125amp Change To Main house : 125amp Lwh: 100amp -Lane way house :125Amp Amend: Aug 3, 2022 revised load calculation | Allone Electric Ltd
PP-2022-00845 | 2022-03-11 | 1918 E 39TH AVENUE #3, Vancouver, BC V5P 1H4 | Plumbing Permit | Residential | New | Completed | Residential - LWH - #3 - Installation of Plumbing Fixtures (IN LANEWAY HOUSE) To construct a 2 storey laneway house building with an open parking pad providing 1 parking space over gravel, having vehicular access from the 20' Lane. Note: This is a 1 ½ storey building pursuant to the Zoning & Development By-law. 1. Covenant registered at the Land Title Office CA9073000 2. No Strata Titling permitted 3. A/C Unit proposed in rear yard | Century Twenty One Gas & Heating Co. Ltd
GP-2022-02602 | 2022-09-02 | 1918 E 39TH AVENUE #3, Vancouver, BC V5P 1H4 | Gas Permit | Residential | New | Completed | Residential - installation for one gas appliance. >BP: To construct a 2 storey laneway house building ($167,352.50) with an open parking pad providing 1 parking space over gravel, having vehicular access from the 20' Lane. | KDD Plumbing & Heating Ltd
SP-2022-01338 | 2022-08-19 | 1918 E 39TH AVENUE #3, Vancouver, BC V5P 1H4 | Sprinkler Permit | Residential | New | Completed | Residential - LWH - #3 - new sprinkler installation To construct a 2 storey laneway house building with an open parking pad providing 1 parking space over gravel, having vehicular access from the 20' Lane. Note: This is a 1 ½ storey building pursuant to the Zoning & Development By-law. 1. Covenant registered at the Land Title Office CA9073000 2. No Strata Titling permitted 3. A/C Unit proposed in rear yard | Real Tech Fire Protection Ltd
SP-2022-01332 | 2022-08-18 | 210 W 11TH AVENUE, Vancouver, BC V5Y 1S9 | Sprinkler Permit | Residential | New | Completed | Residential - INFILL - 1FD - install new fire sprinkler system >BP: To construct a 2-storey one-family dwelling Infill building with an attached 2 car garage and one surface parking space having vehicular access from the lane. 1. This permit has been reviewed under the requirements of VBBL 2019 2. Entire building to be sprinklered to NFPA 13R | CENTRE LINE FIRE SPRINKLERS LTD
PP-2022-04065 | 2022-11-10 | 210 W 11TH AVENUE, Vancouver, BC V5Y 1S9 | Plumbing Permit | Residential | New | Completed | Residential - INFILL - plumbing >BP: To construct a 2-storey one-family dwelling Infill building with an attached 2 car garage and one surface parking space having vehicular access from the lane. Building Review Branch Notes: 1. This permit has been reviewed under the requirements of VBBL 2019 2. Entire building to be sprinklered to NFPA 13R | Lucky Plumbing Heating Ltd
EP-2023-00451 | 2023-03-15 | 210 W 11TH AVENUE, Vancouver, BC V5Y 1S9 | Electrical Permit | Residential | New | Completed | Installation / Repair - Residential - New wiring for a one-family dwelling Infill building. >BP: Building Permit for DP-2021-00525 To construct a 2-storey one-family dwelling Infill building ($303,529.41) with an attached 2 car garage and one surface parking space having vehicular access from the lane. Schedule A, Eric Man, P.Eng. (604.874.3237) Schedule B, Structural, Eric Man, P.Eng. (604.874.3237) Schedule B, Geotechnical, Paullus K.F.Young, P.Eng. (604.841.7748) submitted for this project. Building Review Branch Notes: 1. This permit has been reviewed under the requirements of VBBL 2019 2. Entire building to be sprinklered to NFPA 13R 3. See BP-2021-05726 for Building 1 on site (MCD) | Tadco Electric Ltd
MP-2022-00733 | 2022-12-18 | 210 W 11TH AVENUE, Vancouver, BC V5Y 1S9 | Mechanical Permit | NULL | NULL | Completed | NULL | Lucky Plumbing Heating Ltd
GP-2023-00605 | 2023-02-21 | 210 W 11TH AVENUE, Vancouver, BC V5Y 1S9 | Gas Permit | Residential | New | Completed | Residential - Complete boiler, range, bbq. >BP: To construct a 2-storey one-family dwelling Infill building ($303,529.41) with an attached 2 car garage and one surface parking space having vehicular access from the lane. | Deep Gas Fitting Ltd.
EP-2023-02985 | 2023-04-05 | 210 W 11TH AVENUE, Vancouver, BC V5Y 1S9 | Electrical Permit | Residential | New | Completed | Installation / Repair - Residential - Low Voltage, CCTV, Alarm, Tel, Data, Cable, Audio >BP: To construct a 2-storey one-family dwelling Infill building ($303,529.41) with an attached 2 car garage and one surface parking space having vehicular access from the lane. Schedule A, Eric Man, P.Eng. (604.874.3237) Schedule B, Structural, Eric Man, P.Eng. (604.874.3237) Schedule B, Geotechnical, Paullus K.F.Young, P.Eng. (604.841.7748) submitted for this project. Building Review Branch Notes: 1. This permit has been reviewed under the requirements of VBBL 2019 2. Entire building to be sprinklered to NFPA 13R 3. See BP-2021-05726 for Building 1 on site (MCD) | Torrent Technologies Ltd
PP-2023-01376 | 2023-07-12 | 2906 E 2ND AVENUE, Vancouver, BC | Plumbing Permit | Commercial | Tenant Improvement | Completed | Commercial - Handicap washroom’s and mop sink to be installed. 40 gallon electrical hot water tank and 2 kitchens sink. And a hand wash sink >BP: Interior alterations to provide tenant improvements (First TI) to this existing retail unit in this existing mixed-use building on this site. | Aminollah Naimi Shishavan
EP-2023-06277 | 2023-08-09 | 2906 E 2ND AVENUE, Vancouver, BC | Electrical Permit | Commercial | Addition | Completed | Installation / Repair - Commercial - shop wiring lights, appliance and kitchen counter plugs. -No outside work just inside lights for convenient store no decorative lights. >BP: Interior alterations to provide tenant improvements (First TI) to this existing retail unit in this existing mixed-use building on this site. Revision #2: Moved mop sink location and minor floor plan layout change to accommodate the relocation. No additional project value added. OK for field review as per Nehzat J. September 02,2022. *First TI requires no energy upgrade* | Kaler Electrical Ltd
EP-2023-06102 | 2023-07-07 | 5769 KERR STREET #3, Vancouver, BC V5R 4B8 | Electrical Permit | Residential | New | Issued | Installation / Repair - Residential - Installation of alarm, telephone, tv, doorbell. >BP: To construct a 2 storey laneway house building ($173,840.00) with an open parking pad, providing 1 parking space, having vehicular access from the lane. Note: This is a 1 ½ storey building pursuant to the Zoning & Development By-law Note: Bldg 1 (principal bldg) addressed 5769 Kerr Street retained on site. Note: This is a 2 storey building pursuant to the Zoning and Development By-Law 1- Covenant registered at the Land Title Office under CA9051993 2- No strata titling permitted 3- No Bar sink proposed 4- A/C unit proposed 5- Schedule B: XUE LI CHEN P Eng - 778-235-5447 Structural & Architectural 6- Schedule B: MAKHAN S. DHILLON P Eng - 604-537-6271 Geotechnical 7- HPO: Residential Builder – Kabul Gardens Construction & Property Management Inc. #41891 8- Entire Building to have NFPA 13-D ****ALL PROJECT COORDINATOR NOTES HAS BEEN ACCEPTED BY THE APPLICANT**** ******THIS PERMIT HAS BEEN ISSUED UNDER THE REQUIREMENTS OF VBBL #12511 (2019)****** | Best Built-In Centre Ltd
PP-2023-01724 | 2023-05-16 | 5769 KERR STREET #3, Vancouver, BC V5R 4B8 | Plumbing Permit | Residential | New | Issued | Residential - plumbing >BP: To construct a 2 storey laneway house building with an open parking pad, providing 1 parking space, having vehicular access from the lane. Note: This is a 1 ½ storey building pursuant to the Zoning & Development By-law Note: Bldg 1 (principal bldg) addressed 5769 Kerr Street retained on site. Note: This is a 2 storey building pursuant to the Zoning and Development By-Law | Laxmi Plumbing
EP-2023-02298 | 2023-03-24 | 5769 KERR STREET #3, Vancouver, BC V5R 4B8 | Electrical Permit | Residential | New | Issued | Installation / Repair - Residential - 200 amp main service 150 amp for house 100 amp for lwh, all rough wiring and finishing *An approved mechanical permit is required for the installation of air conditioning or heat pump unit at the time of installation before an electrical inspection will be performed. >BP: To construct a 2 storey laneway house building ($173,840.00) with an open parking pad, providing 1 parking space, having vehicular access from the lane. Note: This is a 1 ½ storey building pursuant to the Zoning & Development By-law Note: Bldg 1 (principal bldg) addressed 5769 Kerr Street retained on site. Note: This is a 2 storey building pursuant to the Zoning and Development By-Law 1- Covenant registered at the Land Title Office under CA9051993 2- No strata titling permitted 3- No Bar sink proposed 4- A/C unit proposed 5- Schedule B: XUE LI CHEN P Eng - 778-235-5447 Structural & Architectural 6- Schedule B: MAKHAN S. DHILLON P Eng - 604-537-6271 Geotechnical 7- HPO: Residential Builder – Kabul Gardens Construction & Property Management Inc. #41891 8- Entire Building to have NFPA 13-D ****ALL PROJECT COORDINATOR NOTES HAS BEEN ACCEPTED BY THE APPLICANT**** ******THIS PERMIT HAS BEEN ISSUED UNDER THE REQUIREMENTS OF VBBL #12511 (2019)****** | H.L. ELECTRICAL LTD
SP-2023-01836 | 2023-10-04 | 5769 KERR STREET #3, Vancouver, BC V5R 4B8 | Sprinkler Permit | Residential | New | Issued | Residential - sprinkler >BP: To construct a 2 storey laneway house building with an open parking pad, providing 1 parking space, having vehicular access from the lane. Note: This is a 1 ½ storey building pursuant to the Zoning & Development By-law Note: Bldg 1 (principal bldg) addressed 5769 Kerr Street retained on site. Note: This is a 2 storey building pursuant to the Zoning and Development By-Law 1- Covenant registered at the Land Title Office under CA9051993 2- No strata titling permitted 3- No Bar sink proposed 4- A/C unit proposed 5- Schedule B: XUE LI CHEN P Eng - 778-235-5447 Structural & Architectural 6- Schedule B: MAKHAN S. DHILLON P Eng - 604-537-6271 Geotechnical 7- HPO: Residential Builder – Kabul Gardens Construction & Property Management Inc. #41891 8- Entire Building to have NFPA 13-D | Ghuman Mechanical Ltd
PP-2022-00300 | 2022-01-31 | 2648 VENABLES STREET, Vancouver, BC V5K 2R3 | Plumbing Permit | Residential | New | Completed | Residential - 2FD+2SS - WEST UNIT - 2646 VENABLES ST #1 & #2 EAST UNIT - 2648 VENABLES ST #1 & #2 Plumbing To construct a 2 storey two-family dwelling with 2 secondary suites located in the Basement with a detached accessory building (garage) and 2 open parking at the rear providing 2 parking spaces, having vehicular access from the lane. 1. Covenant registered at the Land Title Office under CA9110188 2. A/C proposed – Exterior component located in rear yard, Interior component located in the Laundry Room, Second Floor. | Ikon Plumbing & Heating Ltd
EP-2022-01480 | 2022-02-24 | 2707 E 40TH AVENUE, Vancouver, BC V5R 2W1 | Electrical Permit | Residential | New | Expired | Temporary Power - Residential - To provide temporary power. | N & M Electric Ltd
EP-2023-01709 | 2023-03-01 | 2707 E 40TH AVENUE, Vancouver, BC V5R 2W1 | Electrical Permit | Residential | New | Completed | Installation / Repair - Residential - security,intercom,camera,tel,tv,data roughin & completion >BP: To construct a two-storey one-family dwelling with attached two-car garage (Building 2) and one surface parking space at the rear of the site with vehicular access from the lane. See BP-2021-02610 for the front principal building. ******THIS PERMIT HAS BEEN ISSUED UNDER THE REQUIREMENTS OF VBBL 2019 AND REVIEWED DURING THE COVID-19 PANDEMIC CRISIS. ******** Building Review Branch Notes: - Sch. A, Arch. B, Struct. B & Geo. B are submitted. - Entire building is to be sprinklered to NFPA 13R requirements. - All new windows, doors, and skylights shall conform to AAMA/WDMA/CSA101/I.S.2/A440, NAFS. | Repel Security Systems Ltd
EP-2023-01775 | 2023-03-02 | 2707 E 40TH AVENUE, Vancouver, BC V5R 2W1 | Electrical Permit | Residential | New | Issued | Temporary Power - Residential - To provide temporary power. | N & M Electric Ltd
GP-2023-00505 | 2023-03-08 | 2707 E 40TH AVENUE, Vancouver, BC V5R 2W1 | Gas Permit | Residential | New | Completed | Residential - This is a Bldg #2 house There are 3 appliances for this permit. 1 Boiler: 100,000 BTU 1 BBQ: 35,000 BTU 1 Range: 45,000 BTU >BP: To construct a two-storey one-family dwelling with attached two-car garage (Building 2) and one surface parking space at the rear of the site with vehicular access from the lane. | AKAL Plumbing & Heating Ltd
EP-2023-00348 | 2023-01-25 | 2707 E 40TH AVENUE, Vancouver, BC V5R 2W1 | Electrical Permit | Residential | New | Completed | Installation / Repair - Residential - Building 2 - all electrical work as per drawings. 400 Amp 240 V permanent service -Wiring for whole house including lighting, outlets, car charger. >BP: To construct a two-storey one-family dwelling with attached two-car garage (Building 2) and one surface parking space at the rear of the site with vehicular access from the lane. See BP-2021-02610 for the front principal building. ******THIS PERMIT HAS BEEN ISSUED UNDER THE REQUIREMENTS OF VBBL 2019 AND REVIEWED DURING THE COVID-19 PANDEMIC CRISIS. ******** Building Review Branch Notes: - Sch. A, Arch. B, Struct. B & Geo. B are submitted. - Entire building is to be sprinklered to NFPA 13R requirements. - All new windows, doors, and skylights shall conform to AAMA/WDMA/CSA101/I.S.2/A440, NAFS | N & M Electric Ltd
SP-2022-01397 | 2022-08-30 | 2707 E 40TH AVENUE, Vancouver, BC V5R 2W1 | Sprinkler Permit | Residential | New | Completed | Residential - INFILL - install sprinklers in infill >BP: To construct a two-storey one-family dwelling with attached two-car garage (Building 2) and one surface parking space at the rear of the site with vehicular access from the lane. | Gold Key Fire Protection Ltd
PP-2022-03961 | 2022-11-02 | 2707 E 40TH AVENUE, Vancouver, BC V5R 2W1 | Plumbing Permit | Residential | New | Completed | Residential - Infill for plumbing To construct a two-storey one-family dwelling with attached two-car garage (Building 2) and one surface parking space at the rear of the site with vehicular access from the lane. | AKAL Plumbing & Heating Ltd
SP-2022-01045 | 2022-06-27 | 2020 E 4TH AVENUE, Vancouver, BC V5N 1K4 | Sprinkler Permit | Residential | New | Issued | Residential - One Common backflow preventor for Main and Infill house. No individual dual check valve as per engineer drawings Paid under Main house only(reference Main house BP-2021-02153) >BP: To construct a 2-storey Infill One-Family Dwelling with an attached 1-car garage (subsidiary to infill dwelling) and one surface parking, having vehicular access from the lane. | Haven Fire Protection Ltd
EP-2022-10613 | NULL | 2020 E 4TH AVENUE, Vancouver, BC V5N 1K4 | Electrical Permit | Residential | New | Withdrawn | Temporary Power - Residential - To provide temporary power. | AMTEK Electric Ltd
PP-2023-03771 | 2023-10-26 | 2020 E 4TH AVENUE, Vancouver, BC V5N 1K4 | Plumbing Permit | Residential | New | Issued | Residential - Plumbing >BP: To construct a 2-storey Infill One-Family Dwelling with an attached 1-car garage (subsidiary to infill dwelling) and one surface parking, having vehicular access from the lane. See BP-2021-02152 for Character building (Building 1) and all document & drawings. | Bluewater Mechanical Ltd
MP-2023-02038 | 2023-11-15 | 2020 E 4TH AVENUE, Vancouver, BC V5N 1K4 | Mechanical Permit | NULL | NULL | Issued | NULL | Bluewater Mechanical Ltd
EP-2023-07884 | 2023-09-18 | 2020 E 4TH AVENUE, Vancouver, BC V5N 1K4 | Electrical Permit | Residential | New | Issued | Installation / Repair - Residential - ¦ INFILL: 1FD- 200A ¦ New construction INFILL Upgrade existing service to 200A triplex meter base 125A - INFILL main switch 100A - Main house switch 100 A Secondary suite main switch Electrical rough-wire and finishing Underground teck Electrical low voltage rough-wire only Heat Pump EVC *An approved mechanical permit is required for the installation of air conditioning or heat pump unit at the time of installation before an electrical inspection will be performed >BP: To construct a 2-storey Infill One-Family Dwelling with an attached 1-car garage (subsidiary to infill dwelling) and one surface parking, having vehicular access from the lane. See BP-2021-02152 for Character building (Building 1) and all document & drawings. ******THIS PERMIT HAS BEEN ISSUED UNDER THE REQUIREMENTS OF VBBL 2019 AND REVIEWED DURING THE COVID-19 PANDEMIC CRISIS. ******** >>>Amend: Nov 23rd -address should be: 2020 E 4th for the INFILL >>>>>>Amend: January 8th -Extra Low Voltage Rough in Wiring to be included. -increase in cost by $2000 | AMTEK Electric Ltd
GP-2023-03823 | 2023-12-04 | 2020 E 4TH AVENUE, Vancouver, BC V5N 1K4 | Gas Permit | Residential | New | Issued | Residential - 1 Range, 1 Boiler & 1 BBQ Gas Install >BP; To construct a 2-storey Infill One-Family Dwelling with an attached 1-car garage (subsidiary to infill dwelling) and one surface parking, having vehicular access from the lane. | Bluewater Mechanical Ltd
EP-2023-09298 | 2023-10-16 | 1530 MAPLE STREET, Vancouver, BC | Electrical Permit | Commercial | New | Issued | Installation / Repair - Commercial - Extra Low Voltage Security system – Access Control and Entry Phone systems installation. No Maglocks. >BP: To construct a new 3-storey school building, Henry Hudson Elementary, including City funded childcare on L3, preschool and out of school care facilities on L1, with surface parking. L1 & L2 - Elementary School to accommodate 514 persons including children and staff. Preschool and out-of-school-program will also operate on L1, separate licenses required. L3 - childcare facility incl fit out, will support 87 children between under 18 months to 12 years old, plus up to 20 staff. The existing school will be maintained until construction is complete. Demolition of the existing school and auxiliary buildings must be demolished once the new school building obtains occupancy. Spatial separation from existing buildings are not considered. Demolition will be under a separate permit. | Tyco Integrated Fire & Security Canada Inc/Tyco Feu Et Securite Integres Canada Inc
EP-2023-10294 | 2023-11-16 | 1530 MAPLE STREET, Vancouver, BC | Electrical Permit | Residential | New | Issued | Temporary Power - Residential - To provide temporary power. Installation of 3 outdoor monitoring units: two on lock blocks and wood posts, and one on top of a office trailer. The third party supplies power. | 0777792 BC Ltd
PP-2023-00165 | 2023-03-15 | 1530 MAPLE STREET, Vancouver, BC | Plumbing Permit | Commercial | New | Issued | Commercial - new sewer water and storm >To construct a new 3-storey school building, Henry Hudson Elementary, including City funded childcare on L3, preschool and out of school care facilities on L1, with surface parking. The southeast classrooms on L1 (2 classrooms) and L2 (4 classrooms), as noted on the drawings, will be completed as shell space only. Fit out of these shell space will require separate permit. L1 & L2 - Elementary School to accommodate 514 persons including children and staff. Preschool and out-of-school-program will also operate on L1, separate licenses required. L3 - childcare facility incl fit out, will support 87 children between under 18 months to 12 years old, plus up to 20 staff. The existing school will be maintained until construction is complete. Demolition of the existing school and auxiliary buildings must be demolished once the new school building obtains occupancy. Spatial separation from existing buildings are not considered. Demolition will be under a separate permit. This permit has been reviewed under the 2019 Vancouver Building By-law (#12511). Building to be sprinklered to NFPA 13 requirements. Stage 1 - Full Construction, include ground improvement per Geotechnical drawings by Thurber Engineering. Waterproofing foundation is required. - issued May 16, 2022 **CONDITIONAL APPROVAL - THE FOLLOWING ITEMS MUST BE ADDRESSED PRIOR TO OCCUPANCY.** 1. Building envelope vestibule requirement at south corridor facing York St on Level 1. 2. Bi-directional door swing on path of access to exit, including double doors at building and landscape fences on Level 3. | Operation Dirt Ltd
EP-2022-09697 | 2022-11-16 | 1530 MAPLE STREET, Vancouver, BC | Electrical Permit | Commercial | Addition | Expired | Temporary Power - Commercial - To provide temporary power. | Advanco Electric Ltd
EP-2022-09258 | 2022-11-01 | 1530 MAPLE STREET, Vancouver, BC | Electrical Permit | Commercial | New | Completed | Interim - Commercial - Scope of work: slab, underground, raceways, grounding, branch circuits. Service connection to BC Hydro is not permitted under this permit. | Advanco Electric Ltd
EP-2022-08817 | 2022-11-17 | 1530 MAPLE STREET, Vancouver, BC | Electrical Permit | Commercial | New | Issued | Installation / Repair - Commercial - Installation of electrical systems within newly constructed school. Scope includes: - New electrical service - Power distribution - Lighting - Low voltage control wiring - Fire Alarm System - Low voltage rough-in - Security rough-in >>BP: To construct a new 3-storey school building, Henry Hudson Elementary, including City funded childcare on L3, preschool and out of school care facilities on L1, with surface parking. The southeast classrooms on L1 (2 classrooms) and L2 (4 classrooms), as noted on the drawings, will be completed as shell space only. Fit out of these shell space will require separate permit. L1 & L2 - Elementary School to accommodate 514 persons including children and staff. Preschool and out-of-school-program will also operate on L1, separate licenses required. L3 - childcare facility incl fit out, will support 87 children between under 18 months to 12 years old, plus up to 20 staff. The existing school will be maintained until construction is complete. Demolition of the existing school and auxiliary buildings must be demolished once the new school building obtains occupancy. Spatial separation from existing buildings are not considered. Demolition will be under a separate permit. This permit has been reviewed under the 2019 Vancouver Building By-law (#12511). Building to be sprinklered to NFPA 13 requirements. See specific location for rest of BP work description | Advanco Electric Ltd
EP-2022-09042 | 2022-10-25 | 1530 MAPLE STREET, Vancouver, BC | Electrical Permit | Commercial | New | Expired | Temporary Power - Commercial - To provide temporary power. | 0777792 BC Ltd
PP-2022-03792 | 2022-12-01 | 1530 MAPLE STREET, Vancouver, BC | Plumbing Permit | Commercial | New | Issued | Commercial - install fixtures 3 level Elementary School with Child Day Care >>BP: To construct a new 3-storey school building, Henry Hudson Elementary, including City funded childcare on L3, preschool and out of school care facilities on L1, with surface parking. The southeast classrooms on L1 (2 classrooms) and L2 (4 classrooms), as noted on the drawings, will be completed as shell space only. Fit out of these shell space will require separate permit. L1 & L2 - Elementary School to accommodate 514 persons including children and staff. Preschool and out-of-school-program will also operate on L1, separate licenses required. L3 - childcare facility incl fit out, will support 87 children between under 18 months to 12 years old, plus up to 20 staff. The existing school will be maintained until construction is complete. Demolition of the existing school and auxiliary buildings must be demolished once the new school building obtains occupancy. Spatial separation from existing buildings are not considered. Demolition will be under a separate permit. This permit has been reviewed under the 2019 Vancouver Building By-law (#12511). Building to be sprinklered to NFPA 13 requirements. Stage 1 - Full Construction, include ground improvement per Geotechnical drawings by Thurber Engineering. Waterproofing foundation is required. - issued May 16, 2022 **CONDITIONAL APPROVAL - THE FOLLOWING ITEMS MUST BE ADDRESSED PRIOR TO OCCUPANCY.** 1. Building envelope vestibule requirement at south corridor facing York St on Level 1. 2. Bi-directional door swing on path of access to exit, including double doors at building and landscape fences on Level 3. | Ridgeway Mechanical Ltd
PP-2022-03483 | 2022-10-03 | 1530 MAPLE STREET, Vancouver, BC | Plumbing Permit | Commercial | New | Completed | Commercial - Install backflow on a Temporary Fire Hydrant (L10-019 hydrant) (Hydrant Permit is 20-289) SWC Cypress & Cornwall Avenue | Ridgeway Mechanical Ltd
EP-2023-04821 | 2023-05-31 | 1530 MAPLE STREET, Vancouver, BC | Electrical Permit | Commercial | New | Issued | Installation / Repair - Commercial - Install low voltage BAS wiring and conduit for mechanical systems (unit vent, EF, ASHP, Fancoils and meters). >BP: To construct a new 3-storey school building, Henry Hudson Elementary, including City funded childcare on L3, preschool and out of school care facilities on L1, with surface parking. L1 & L2 - Elementary School to accommodate 514 persons including children and staff. Preschool and out-of-school-program will also operate on L1, separate licenses required. L3 - childcare facility incl fit out, will support 87 children between under 18 months to 12 years old, plus up to 20 staff. Stage 1 - Full Construction, include ground improvement per Geotechnical drawings by Thurber Engineering. Waterproofing foundation is required. - issued May 16, 2022 **CONDITIONAL APPROVAL - THE FOLLOWING ITEMS MUST BE ADDRESSED PRIOR TO OCCUPANCY.** 1. Building envelope vestibule requirement at south corridor facing York St on Level 1. 2. Bi-directional door swing on path of access to exit, including double doors at building and landscape fences on Level 3. Revision 1 - Remove shell space floor area (portion of building east of GL. K), update exterior garbage and bicycle parking facilities and landscape fencing to match DPMA DP-2022-00927. Revision also addressed Conditional Approval items. Due to extent of affected drawings, issued revision drawings will be a full replacement of Full Construction drawings. - in review Amend: Dec 6, 2023 update the FSR on this permit from Mike Hammerton to Josh Olson #231659 | Ainsworth Inc
SP-2022-00361 | 2023-07-21 | 1530 MAPLE STREET, Vancouver, BC | Sprinkler Permit | Commercial | New | Issued | Commercial - For all sprinkler work to the 2019 VBBL; NFPA 13/13 and alternative solutions prepared by McAuley Consulting for the newly construct a 3-storey school building, Henry Hudson Elementary, including City funded childcare on the 3rd storey and out of school care facilities with surface parking. THIS IS A CP PROJECT and the CP is Tavis McAuley of McAuley Consulting. This application does not include: - Warehouse storage arrangements, or mobile compact storage arrangements. - Information Technology Equipment Rooms (e.g. IT Rooms, LAN Rooms, etc.). Related Permits: - AL-2021-00152 FRR of Vertical Fire Separation - AL-2021-00163 Extended Travel Distance - AL-2022-00219 Door Swing in Path of Travel to Exit - AL-2021-00151 Distance to Principal Entrance Notes: - Fire Suppression System Engineer of Record Patrick Stewart of AME T: 604 684 5995 E: patrickstewart@amegroup.ca - One set of approved drawings and permit to be available for viewing at the jobsite - Per June 9/23 letter from Patrick Stewart of AME all walls / partitions adjacent to wood ceiling elements extend to the under side of structure. - Portions of Level 1 and 2 are SHELL ONLY (See drawings) are not to be occupied or used for storage. - Separate documents and application are required for the tenant improvement. Flexible Sprinkler Pipe - Sprinkler system has been designed for the use of Victaulic AH2-CC flexible sprinkler drops with 1/2" outlets , up to 36" in length w/ a max of 3 - 90 degrees bends w/ a 3" bend radius for use with standard coverage pendent sprinklers. ***Flexible Sprinkler Pipe not permitted to be installed on Alternative Solution (Water Curtain) sprinklers. Alternative Solution (Water Curtain) sprinklers to be hard piped. See Drawings for additional information.*** ***A sprinkler permit amendment required to reflect changes under the DPMA and BPA*** | TDN Constructors Group Inc
SP-2022-00023 | 2022-02-08 | 125 W 46TH AVENUE #3, Vancouver, BC V5Y 2X1 | Sprinkler Permit | Residential | New | Completed | Residential - To Install 18 sprinkler heads >BP: To construct a 2 storey laneway house building ($224,750) with an open parking pad, providing 1 parking space, having vehicular access from the lane. Note: This is a 1 ½ storey building pursuant to the Zoning & Development By-law 1. No Strata Titling permitted 2. No A/C unit proposed 3. Schedule B: Zhanchao Zhao, P.Eng. (604-526-1305) Structural & Geotechnical 4. HPO: Residential Builder - Ren Construction Ltd. Addressing Note: #3-125 W 46th Av - Laneway House As the result of the addition of the laneway house, the existing one family dwelling / principal dwelling is to be assigned a suite number. The site will be as follows: #1-125 W46th Ave - Principal Dwelling #3-125 W46th Ave - Laneway House Address and suite numbers assigned as per approved plans for Fire and Emergency response. The address number is to be posted to the building to be visible from the street and the suite numbers are to be posted at the suite entries in accordance with the Building By-law prior to final inspection. ******THIS PERMIT HAS BEEN ISSUED UNDER THE REQUIREMENTS OF VBBL #12511 (2019)****** >*****This application does not include any of the following: 1. Not more than 20 sprinklers (add, relocate, or remove), 2. hydraulic calculations, 3. change in occupancy and /or hazard classification, 4. warehouse storage arrangements, 5. mobile compact storage arrangements, 6. alternative solutions, 7. changes to the sprinkler system supply piping (e.g. valves, mains, cross-mains, branch-lines, etc.), or 8. flexible sprinkler pipe. Amend Mar 3, 2022 Revised drawing uploaded | General Sprinkler Systems Ltd
EP-2021-08717 | 2022-03-04 | 562 W 62ND AVENUE #3, Vancouver, BC V6P 2C9 | Electrical Permit | Residential | New | Completed | Installation / Repair - Residential - Laneway house rough wiring and service. >BP: ENTIRE BUILDING TO BE SPRINKERED TO NFPA 13R STANDARD To construct a 2 storey laneway house building ($222,952.50) with an attached garage, having vehicular access from the 20' Lane. Note: This is a 1 ½ storey building pursuant to the Zoning & Development By-law. 1. Covenant registered at the Land Title Office under CA7944210 2. No Strata Titling permitted 3. No A/C Unit proposed 4. Schedule B: (Wei Zheng Su) P.Eng (604.367.6645) Structural & Geotechnical 5. HPO: Residential Builder- Sheng Bin Lin NOTE: To achieve the required FSR. A floor space exclusion of 3% has been applied to this application as per section 11.24.18 of the district schedule, to accommodate improved building performance. Address Information: Principle Dwelling: #1-562 W 62 Ave Secondary Suite: #2-562 W 62 Ave Laneway home: #3-562 W 62 Ave Address has been assigned per the approved plans as the fire/emergency access to the laneway house is from the East side. This access must be provided & maintained at 20' Lane at all times in accordance with the Building By-law. NOTE: Information regarding the principal building on the survey and site plan is for reference only. Any discrepancy between information regarding the principal building on the survey and/or site plan and approved permit drawings for the principal building are neither approved nor authorized under this laneway house permit. *NEW HOUSE* Note: See DB-2019-04399 for Bldg 1 on site (principal bldg) addressed #1-562 W 62 Ave. ****ALL PROJECT COORINDATOR NOTES HAS BEEN ACCEPTED BY THE APPLICANT**** | Fortune Link Electrical Ltd
SP-2022-00232 | 2022-02-22 | 562 W 62ND AVENUE #3, Vancouver, BC V6P 2C9 | Sprinkler Permit | Residential | New | Completed | Residential - new laneway house ENTIRE BUILDING TO BE SPRINKERED TO NFPA 13R STANDARD To construct a 2 storey laneway house building with an attached garage, having vehicular access from the 20' Lane. Note: This is a 1 ½ storey building pursuant to the Zoning & Development By-law. 1. Covenant registered at the Land Title Office under CA7944210 2. No Strata Titling permitted 3. No A/C Unit proposed 4. Schedule B: (Wei Zheng Su) P.Eng (604.367.6645) Structural & Geotechnical 5. HPO: Residential Builder- Sheng Bin Lin | Yu Fire Protection Inc.
EP-2022-06346 | 2022-07-27 | 2452 E 20TH AVENUE, Vancouver, BC V5M 2T6 | Electrical Permit | Residential | New | Expired | Temporary Power - Residential - To provide temporary power. | OPTIMUM ELECTRICAL LTD
EP-2022-10550 | 2023-01-04 | 2452 E 20TH AVENUE, Vancouver, BC V5M 2T6 | Electrical Permit | Residential | New | Completed | Installation / Repair - Residential - New duplex house electrical rough wiring with 200 amp overhead service with 2 meters >BP: To construct a two-storey two-family dwelling ($673,870) with a detached accessory building (garage) at the rear providing 2 parking spaces, having vehicular access from the lane. 1. A/C units proposed in the rear yard 2. Schedule B: YATENDRA KUMAR SHARMA, P.Eng. (778-863-7076) Structural & Geotechnical 3. HPO: Residential Builder - Maximus Vision Group 4. The entire building to be sprinklered to 2XNFPA 13D. | E G ELECTRICAL LTD.
EP-2022-10514 | 2022-12-14 | 2452 E 20TH AVENUE, Vancouver, BC V5M 2T6 | Electrical Permit | Residential | New | Completed | Installation / Repair - Residential - ALARM TV TEL DATA VACUUM DOORBELL CAMERAS SOUND >>>>>>>> Amend: June 10th, 2023 -PLEASE AMMEND PERMIT TO INCLUDE UNDERGROUND CONDUIT AND INCREASE TOTAL VALUE TO $5500 | Sidhu, Bhag Singh DBA: Astech Automation & Security Technologies
PP-2022-04353 | 2023-01-27 | 5083 JOYCE STREET, Vancouver, BC V5R 5G7 | Plumbing Permit | Commercial | New | Issued | Commercial - >>>>>UNDERGROUND<<<<<<< To construct a mixed-use building with 36 storeys (35 storeys plus rooftop amenity level) consisting of 1st storey - CRUs (shell only). 2nd to 35th storeys - 350 secured market rental housing units and 10 secured below-market rental housing units 36th storey - rooftop amenity space, all over 4 levels of underground parking having vehicular access from the lane. Separate tenant improvement permits required for all tenant spaces. Total number of dwelling units = 360. >BP: To construct a mixed-use building with 36 storeys (35 storeys plus rooftop amenity level) consisting of 1st storey - CRUs (shell only). 2nd to 35th storeys - 350 secured market rental housing units and 10 secured below-market rental housing units 36th storey - rooftop amenity space, all over 4 levels of underground parking having vehicular access from the lane. Separate tenant improvement permits required for all tenant spaces. Total number of dwelling units = 360. This permit has been reviewed under the 2019 Vancouver Building By-law (#12511). Building to be sprinklered to NFPA 13 requirements. The retail shell portions of of the building are TIPs eligible at the time of construction. STAGE CONSTRUCTION Stage 1 - Excavation and Shoring - issued March 15, 2022 >>Stage 1 is issued in advance of DP. No work shall be commenced under this BP until the work and obligations under the other permits are completed, including any City or Provincial requirements. Stage 1 Rev #1 - Revised excavation and shoring drawings includes: - revision to excavation depth, - addition of vertical beams along SW shoring wall, - revision of NW and SE shoring wall to accommodate removal of existing foundation wall, - addition of shotcrete pilasters. - in review Stage 2 - Foundation to Grade - in review | Phase Mechanical Systems Ltd
SP-2022-01389 | NULL | 5083 JOYCE STREET, Vancouver, BC V5R 5G7 | Sprinkler Permit | Commercial | New | Cancelled | Commercial - fire pump, standpipe and fire sprinklers installation for the new 36 stories above ground and 4 stories below ground high rise tower. >BP: To construct a mixed-use building with 36 storeys (35 storeys plus rooftop amenity level) consisting of 1st storey - CRUs (shell only). 2nd to 35th storeys - 350 secured market rental housing units and 10 secured below-market rental housing units 36th storey - rooftop amenity space, all over 4 levels of underground parking having vehicular access from the lane. Separate tenant improvement permits required for all tenant spaces. Total number of dwelling units = 360. This permit has been reviewed under the 2019 Vancouver Building By-law (#12511). Building to be sprinklered to NFPA 13 requirements. The retail shell portions of of the building are TIPs eligible at the time of construction. STAGE CONSTRUCTION Stage 1 - Excavation and Shoring - issued March 15, 2022 >>Stage 1 is issued in advance of DP. No work shall be commenced under this BP until the work and obligations under the other permits are completed, including any City or Provincial requirements. Stage 1 Rev #1 - Revised excavation and shoring drawings includes: - revision to excavation depth, - addition of vertical beams along SW shoring wall, - revision of NW and SE shoring wall to accommodate removal of existing foundation wall, - addition of shotcrete pilasters. - in review Stage 2 - Foundation to Grade - in review ***NOTE TO SELF - DP not issued yet*** | Gisborne Industrial Construction Ltd
SP-2023-00914 | NULL | 5083 JOYCE STREET, Vancouver, BC V5R 5G7 | Sprinkler Permit | Residential | New | Applicant Revisions | Residential - For all sprinkler work to the 2019 VBBL; NFPA 13, 2013; standpipe work to NFPA 14, 2013; fire pump work to NFPA 20, 2013; and alternative solutions prepared by LMDG Building Code Consultant. Site Description - To construct a mixed-use building with 36 storeys (35 storeys plus rooftop amenity level) consisting of - 1st storey - CRUs (shell only). - 2nd to 35th storeys - 350 secured market rental housing units and 10 secured below-market rental housing units - 36th storey - rooftop amenity space, all over 4 levels of underground parking having vehicular access from the lane. THIS IS A CERTIFIED PROFESSIONAL PROJECT and the CP is Michael Van Blokland of LMDG Building Code Consultant Related permits: - AL-2022-00113 Vestibule between Storage Garage Elevator and Adjacent Occupancy - AL-2022-00168 Spatial Separation for Loading Bay - AL-2023-00017 Fire Department Access Route Exceeding 15 m in Length - AL-2023-00018 Dead-end Corridor in Excess of 6 m in Length - SP-2022-02033 Below Grade and Standpipe. Notes: - Fire Suppression System engineer of record Sandy Chen, P.Eng. of Gisborne Design Services T:604 520 7300 E:schen@gisborne.com - One set of approved drawings and permit to be available for viewing at the jobsite. - Separate permits and documents required for tenant improvement. - Construction Standpipe to Bulletin 2017-003-BU/FI, VBBL, NFPA 14, and VFBL. *** Flexible sprinkler Drops (Amenity and Retail Areas Only) - Automatic sprinkler system has been designed for the use of VIC-FLEX AH2 flexible sprinkler drops with a straight reducer, 1/2" outlets, up to 48" with a maximum of 8 x 90 degree bends with a 2" bend radius for use with standard coverage pendent sprinklers. *** | Gisborne Industrial Construction Ltd
PP-2023-03284 | 2023-11-28 | 5083 JOYCE STREET, Vancouver, BC V5R 5G7 | Plumbing Permit | Commercial | New | Issued | Commercial - >>>>Above Ground Application<<<<< Installation of plumbing fixtures, drains, and etc on a high rise building.. >BP: To construct a mixed-use building with 36 storeys (35 storeys plus rooftop amenity level) consisting of 1st storey - CRUs (shell only). 2nd to 35th storeys - 350 secured market rental housing units and 10 secured below-market rental housing units 36th storey - rooftop amenity space, all over 4 levels of underground parking having vehicular access from the lane. Separate tenant improvement permits required for all tenant spaces. Total number of dwelling units = 360. This permit has been reviewed under the 2019 Vancouver Building By-law (#12511). Building to be sprinklered to NFPA 13 requirements. Radio Antenna System to be installed in this building. STAGE CONSTRUCTION Stage 1 - Excavation and Shoring - issued March 15, 2022 >>Stage 1 is issued in advance of DP. No work shall be commenced under this BP until the work and obligations under the other permits are completed, including any City or Provincial requirements. Stage 1 Rev #1 - Revised excavation and shoring drawings include: - revision to excavation depth, - addition of vertical beams along SW shoring wall, - revision of NW and SE shoring wall to accommodate removal of existing foundation wall, - addition of shotcrete pilasters. - issued December 16, 2022 Stage 2 - Foundation to Grade - issued Dec. 20, 2022 Stage 3 - Full Construction - issued June 30, 2023 | Phase Mechanical Systems Ltd
EP-2023-00886 | 2023-02-02 | 5083 JOYCE STREET, Vancouver, BC V5R 5G7 | Electrical Permit | Commercial | New | Completed | Interim - Commercial - Ground works - grounding, underground raceways, concrete footings and slab on grade work - Interim for EP-2023-00192 >BP: To construct a mixed-use building with 36 storeys (35 storeys plus rooftop amenity level) consisting of 1st storey - CRUs (shell only). 2nd to 35th storeys - 350 secured market rental housing units and 10 secured below-market rental housing units 36th storey - rooftop amenity space, all over 4 levels of underground parking having vehicular access from the lane. Separate tenant improvement permits required for all tenant spaces. Total number of dwelling units = 360. This permit has been reviewed under the 2019 Vancouver Building By-law (#12511). Building to be sprinklered to NFPA 13 requirements. Radio Antenna System to be installed in this building. STAGE CONSTRUCTION Stage 1 - Excavation and Shoring - issued March 15, 2022 >>Stage 1 is issued in advance of DP. No work shall be commenced under this BP until the work and obligations under the other permits are completed, including any City or Provincial requirements. Stage 1 Rev #1 - Revised excavation and shoring drawings include: - revision to excavation depth, - addition of vertical beams along SW shoring wall, - revision of NW and SE shoring wall to accommodate removal of existing foundation wall, - addition of shotcrete pilasters. - issued December 16, 2022 Stage 2 - Foundation to Grade - issued Dec. 20, 2022 Stage 3 - Full Construction - issued June 30, 2023 | Nightingale Electric Ltd
EP-2023-11179 | 2023-12-14 | 5083 JOYCE STREET, Vancouver, BC V5R 5G7 | Electrical Permit | Residential | New | Issued | Installation / Repair - Residential - LOW VOLTAGE WIRING FOR HVAC CONTROLS | Modern Systems Management Ltd
PP-2022-00328 | NULL | 4558 INVERNESS STREET, Vancouver, BC V5V 4X4 | Plumbing Permit | Residential | New | Cancelled | Residential - New plumbing for duplex unit | Avion Mechanical Ltd
PP-2022-00116 | 2022-01-17 | 2479 GRAVELEY STREET, Vancouver, BC | Plumbing Permit | Residential | New | Completed | Residential - LWH - Plumbing for 2 story laneway house | Apple Mechanical Ltd
EP-2021-08439 | 2022-01-18 | 2479 GRAVELEY STREET, Vancouver, BC | Electrical Permit | Residential | New | Completed | Installation / Repair - Residential - LWH - New service | Arc Flash Electric Ltd
EP-2022-02894 | 2022-04-11 | 2479 GRAVELEY STREET, Vancouver, BC | Electrical Permit | Residential | New | Completed | Installation / Repair - Residential - security,tv,tel,data , dorrbell wiring & completion >BP: To construct a 1 storey with basement laneway house building ($440,000) with an open parking pad, providing 1 parking space, having vehicular access from the lane. Note: This is a 1 storey building pursuant to the Zoning & Development By-law Note: Bldg 1 (principal bldg) addressed 1585 Kamloops Street retained on site. 1. No A/C unit proposed 2. Schedule B: Yeming Li P.Eng (604-385-2666) Structural & Geotechnical 3. HPO: Residential Builder- Lanefab Design Build Ltd. | Repel Security Systems Ltd
SP-2022-00469 | 2022-04-04 | 2479 GRAVELEY STREET, Vancouver, BC | Sprinkler Permit | Residential | New | Completed | Residential - To Install 14 sprinkler heads >BP: To construct a 1 storey with basement laneway house building ($440,000) with an open parking pad, providing 1 parking space, having vehicular access from the lane. Note: This is a 1 storey building pursuant to the Zoning & Development By-law Note: Bldg 1 (principal bldg) addressed 1585 Kamloops Street retained on site. 1. No A/C unit proposed 2. Schedule B: Yeming Li P.Eng (604-385-2666) Structural & Geotechnical 3. HPO: Residential Builder- Lanefab Design Build Ltd. BUILDING 2 2479 Graveley St - Laneway House (1 storey, & basement) Address number assigned as per approved plans for Fire and Emergency response. The address number is to be posted and to the building and to be visible from the street in accordance with the Building By-law prior to final inspection. ***NOTE : Main House exterior rear deck reduction on a separate building permit (BP). The issuance of the Main House alteration BP to be completed prior to Framing inspection of the Laneway House. The Main House exterior rear deck reduction work to be completed prior to the Final inspection of the Laneway House. ****ALL PROJECT COORINATOR NOTES HAS BEEN ACCEPTED BY THE APPLICANT**** ******THIS PERMIT HAS BEEN ISSUED UNDER THE REQUIREMENTS OF VBBL #12511 (2019)****** | General Sprinkler Systems Ltd
SP-2021-01867 | 2022-01-05 | 2460 E 45TH AVENUE #3, Vancouver, BC V5R 3B5 | Sprinkler Permit | Residential | New | Completed | Residential - to install a new sprinkler system To construct a 2 storey laneway house building with an open parking pad, providing 1 parking space, having vehicular access from the lane. Note: This is a 1 ½ storey building pursuant to the Zoning & Development By-law 1. No Strata Titling permitted 2. No A/C unit proposed 3. Schedule B: Alan Prahalad P.Eng. (604-831-4431) Structural; Jason Hui, P.Eng (778-319-3403) Geotechnical 4. HPO: Residential Builder - KPC Homes Ltd. | ACME PLUMBING HEATING & GAS LTD.
EP-2022-00716 | 2022-02-03 | 2460 E 45TH AVENUE #3, Vancouver, BC V5R 3B5 | Electrical Permit | Residential | New | Completed | Installation / Repair - Residential - Wiring for new laneway house ,install 200amp main services : Mani house :125amp services . Laneway house : 125 amp services >BP: To construct a 2 storey laneway house building ($175,967.50) with an open parking pad, providing 1 parking space, having vehicular access from the lane. Note: This is a 1 ½ storey building pursuant to the Zoning & Development By-law 1. No Strata Titling permitted 2. No A/C unit proposed 3. Schedule B: Alan Prahalad P.Eng. (604-831-4431) Structural; Jason Hui, P.Eng (778-319-3403) Geotechnical 4. HPO: Residential Builder - KPC Homes Ltd. Addressing Note: BUILDING 2 #3-2460 E 45th Av - Laneway House (1.5 storey) Address and suite number assigned as per approved plans for Fire and Emergency response. The address number is to be posted to the building to be visible from the street and the suite number is to be posted at the suite entry in accordance with the Building By-law prior to final inspection. Note: As a result of the addition of a laneway house, the main house / principal dwelling will be assigned a suite number and the site will be as follows: #1-2460 E 45th Av - Principal Dwelling #3-2460 E 45th Av - Laneway House ******THIS PERMIT HAS BEEN ISSUED UNDER THE REQUIREMENTS OF VBBL #12511 (2019)****** | Gold Medal Electric Ltd
EP-2022-00896 | 2022-02-07 | 2460 E 45TH AVENUE #3, Vancouver, BC V5R 3B5 | Electrical Permit | Residential | New | Completed | Installation / Repair - Residential - Roughi-in and completion of alarm, tel/data/cable >BP: To construct a 2 storey laneway house building ($175,967.50) with an open parking pad, providing 1 parking space, having vehicular access from the lane. Note: This is a 1 ½ storey building pursuant to the Zoning & Development By-law 1. No Strata Titling permitted 2. No A/C unit proposed 3. Schedule B: Alan Prahalad P.Eng. (604-831-4431) Structural; Jason Hui, P.Eng (778-319-3403) Geotechnical 4. HPO: Residential Builder - KPC Homes Ltd. Addressing Note: BUILDING 2 #3-2460 E 45th Av - Laneway House (1.5 storey) Address and suite number assigned as per approved plans for Fire and Emergency response. The address number is to be posted to the building to be visible from the street and the suite number is to be posted at the suite entry in accordance with the Building By-law prior to final inspection. Note: As a result of the addition of a laneway house, the main house / principal dwelling will be assigned a suite number and the site will be as follows: #1-2460 E 45th Av - Principal Dwelling #3-2460 E 45th Av - Laneway House ******THIS PERMIT HAS BEEN ISSUED UNDER THE REQUIREMENTS OF VBBL #12511 (2019)****** | Infinitech Security & Integration Inc.
GP-2022-00381 | 2022-02-07 | 2460 E 45TH AVENUE #3, Vancouver, BC V5R 3B5 | Gas Permit | Residential | New | Completed | Residential - to install one boiler and one rough-in for gas range **Amend 06/08/2022** Please change permit range rough -in to complete (finish). To construct a 2 storey laneway house building with an open parking pad, providing 1 parking space, having vehicular access from the lane. Note: This is a 1 ½ storey building pursuant to the Zoning & Development By-law 1. No Strata Titling permitted 2. No A/C unit proposed 3. Schedule B: Alan Prahalad P.Eng. (604-831-4431) Structural; Jason Hui, P.Eng (778-319-3403) Geotechnical 4. HPO: Residential Builder - KPC Homes Ltd. | ACME PLUMBING HEATING & GAS LTD.
PP-2022-00697 | 2022-03-02 | 7453 CULLODEN STREET #3, Vancouver, BC V5X 4K3 | Plumbing Permit | Residential | New | Completed | Residential - LWH - #3 - Installing Pluming on a Laneway Home To construct a 1 storey laneway house building with an open parking pad, providing 1 parking space, having vehicular access from the lane. Note: This is a 1 storey building pursuant to the Zoning & Development By-law Note: Bldg 1 (principal bldg) addressed 7453 Culloden St retained on site. 1. No A/C unit proposed | Dilbagh Singh Sidhu
SP-2022-00923 | 2022-06-08 | 7453 CULLODEN STREET #3, Vancouver, BC V5X 4K3 | Sprinkler Permit | Residential | New | Completed | Residential - Install sprinklers in lwh To construct a 1 storey laneway house building with an open parking pad, providing 1 parking space, having vehicular access from the lane. Note: This is a 1 storey building pursuant to the Zoning & Development By-law Note: Bldg 1 (principal bldg) addressed 7453 Culloden St retained on site. 1. No A/C unit proposed 2. Schedule B: Shambhu N. Biswas, P.Eng (604-250-8666) 3. HPO: Residential Builder- I Vir Constructions Ltd. | Gold Key Fire Protection Ltd
EP-2022-04762 | 2022-06-07 | 7453 CULLODEN STREET #3, Vancouver, BC V5X 4K3 | Electrical Permit | Residential | New | Completed | Installation / Repair - Residential - Extra low voltage cable telephone wiring and finishing no alarm >BP:To construct a 1 storey laneway house building ($173,667.50) with an open parking pad, providing 1 parking space, having vehicular access from the lane. Note: This is a 1 storey building pursuant to the Zoning & Development By-law Note: Bldg 1 (principal bldg) addressed 7453 Culloden St retained on site. 1. No A/C unit proposed 2. Schedule B: Shambhu N. Biswas, P.Eng (604-250-8666) 3. HPO: Residential Builder- I Vir Constructions Ltd. | Blue Whale Electrical Ltd
PP-2022-03448 | 2022-09-29 | 4895 MOSS STREET #3, Vancouver, BC V5R 3T3 | Plumbing Permit | Residential | New | Completed | Residential - Plumbing for : >BP: To construct a 2 storey laneway house building ($120,275) with an open parking pad, providing 1 parking space, having vehicular access from the lane. Note: This is a 1 ½ storey building pursuant to the Zoning & Development By-law | Karan Plumbing & Heating Ltd
EP-2022-07700 | 2022-09-28 | 4895 MOSS STREET #3, Vancouver, BC V5R 3T3 | Electrical Permit | Residential | New | Completed | Installation / Repair - Residential - New laneway house electrical work and telephone cable security wiring Main 200 amp service 150 amp on main house and 125 on laneway house To construct a 2 storey + basement one-family dwelling with a secondary suite ($526,425) located in the basement with a detached accessory building (garage), at the rear providing 1 parking spaces, having vehicular access from the lane. | Uppal Electrical Ltd
PP-2022-01712 | 2022-05-19 | 2292 E 8TH AVENUE #3, Vancouver, BC V5N 1V5 | Plumbing Permit | Residential | New | Completed | Residential - laneway house plumbing >BP: 1.5 Storey LWH To construct a 2 storey laneway house building ($250,000.00) with an attached garage ( OR with an open parking pad) providing 1 parking space having vehicular access from the lane Note: Parking for the site has been provided under DB (construction of LWH) Note: This is a 1 1/2 storey building pursuant to the Zoning & Development By-law 1. Covenant registered at the Land Title Office under CA9038865 2. No Strata Titling permitted 3. No A/C unit proposed 4. No bar sink proposed 5. Schedule B: O. Wegner, P.Eng 604-579-0110 Structural 6. Schedule B: B. Lui, P.Eng, 604-882-8475 Geotechnical 7. HPO: Residential Builder - Belmont Homes Ltd. "Combustible projections or roof soffits on an exposing building face shall not project to less than .45m from the property line and shall be in compliance with VBBL 2014 9.10.15.5.(9)" The entire building, INCLUDING THE ATTACHED GARAGE (if applicable), to be sprinklered to NFPA 13R. Any alterations or conversions to the attached garage (if applicable) to habitable living space shall not be permitted without first obtaining the approval of the Director of Planning and the Chief Building Official. Thermal protection measures and Laneway house design guidelines shall be required to be met prior to the approval of the conversion. ******THIS PERMIT HAS BEEN ISSUED UNDER THE REQUIREMENTS OF VBBL 2019 AND THE GREEN HOMES PROGRAM****** See DB-2021-02338 for Bldg 1 on site (principal bldg) addressed 2292 E 8th Avenue. | Nathan Jacob Teichrieb
NULL | NULL | 2292 E 8TH AVENUE #3, Vancouver, BC V5N 1V5 | Mechanical Permit | NULL | NULL | Withdrawn | NULL | DRM Mechanical Ltd
MP-2023-00085 | NULL | 2292 E 8TH AVENUE #3, Vancouver, BC V5N 1V5 | Mechanical Permit | NULL | NULL | Withdrawn | NULL | DRM Mechanical Ltd
MP-2023-00148 | 2023-02-06 | 2292 E 8TH AVENUE #3, Vancouver, BC V5N 1V5 | Mechanical Permit | NULL | NULL | Completed | NULL | Clover Valley Plumbing
EP-2023-00326 | 2023-02-07 | 2292 E 8TH AVENUE #3, Vancouver, BC V5N 1V5 | Electrical Permit | Residential | New | Completed | Installation / Repair - Residential - LWH - #3 - Laneway House Wiring and Finishing >DB: To construct a 2 storey laneway house building with an attached garage ( OR with an open parking pad) providing 1 parking space having vehicular access from the lane *Service panel for main house cannot be located in the garage attached to laneway Note: Parking for the site has been provided under DB (construction of LWH) Note: This is a 1 1/2 storey building pursuant to the Zoning & Development By-law 1. Covenant registered at the Land Title Office under CA9038865 2. No Strata Titling permitted 3. No A/C unit proposed 4. No bar sink proposed The entire building, INCLUDING THE ATTACHED GARAGE (if applicable), to be sprinklered to NFPA 13R. >>Amend: Feb. 15th cost of installation increased to $10,000 AMEND: FEB 16/2023 UPLOADED: Special Permission Forms | Sher Electrical Service ltd
EP-2022-09512 | 2022-11-17 | 2292 E 8TH AVENUE #3, Vancouver, BC V5N 1V5 | Electrical Permit | Residential | New | Completed | Installation / Repair - Residential - Rough wiring for Security, CATV and Ethernet. Includes Security system finish. >BP: 1.5 Storey LWH To construct a 2 storey laneway house building ($250,000.00) with an attached garage ( OR with an open parking pad) providing 1 parking space having vehicular access from the lane Note: Parking for the site has been provided under DB (construction of LWH) Note: This is a 1 1/2 storey building pursuant to the Zoning & Development By-law 1. Covenant registered at the Land Title Office under CA9038865 2. No Strata Titling permitted 3. No A/C unit proposed 4. No bar sink proposed 5. Schedule B: O. Wegner, P.Eng 604-579-0110 Structural 6. Schedule B: B. Lui, P.Eng, 604-882-8475 Geotechnical 7. HPO: Residential Builder - Belmont Homes Ltd. "Combustible projections or roof soffits on an exposing building face shall not project to less than .45m from the property line and shall be in compliance with VBBL 2014 9.10.15.5.(9)" The entire building, INCLUDING THE ATTACHED GARAGE (if applicable), to be sprinklered to NFPA 13R. Any alterations or conversions to the attached garage (if applicable) to habitable living space shall not be permitted without first obtaining the approval of the Director of Planning and the Chief Building Official. Thermal protection measures and Laneway house design guidelines shall be required to be met prior to the approval of the conversion. ******THIS PERMIT HAS BEEN ISSUED UNDER THE REQUIREMENTS OF VBBL 2019 AND THE GREEN HOMES PROGRAM****** See DB-2021-02338 for Bldg 1 on site (principal bldg) addressed 2292 E 8th Avenue. | Techline Security & Sound Inc
NULL | NULL | 1097 E 54TH AVENUE #3, Vancouver, BC V5X 1L8 | Gas Permit | Residential | New | Draft | Residential - To install boiler range BBQ There is pipping for BBQ and range | JOT MECHANICAL LTD
GP-2022-00735 | 2022-03-08 | 1097 E 54TH AVENUE #3, Vancouver, BC V5X 1L8 | Gas Permit | Residential | New | Completed | Residential - To install boiler range and bbq There is piping for range and bbq To construct a 1 storey laneway house building with an open parking pad, providing 1 parking space, having vehicular access from the lane. Note: This is a 1 storey building pursuant to the Zoning & Development By-law 1. Covenant registered at the Land Title Office under CA8993073 2. No Strata Titling permitted 3. Schedule B: M.S. Alam P.Eng (604.653.7475) Structural & Geotechnical 4. HPO: Residential Builder- Hi-beam Homes Ltd | JOT MECHANICAL LTD
EP-2022-01843 | 2022-03-07 | 1097 E 54TH AVENUE #3, Vancouver, BC V5X 1L8 | Electrical Permit | Residential | New | Completed | Installation / Repair - Residential - Rough wiring of security alarm, tv, tel, and completion of security alarm >BP: To construct a 1 storey laneway house building ($225,000) with an open parking pad, providing 1 parking space, having vehicular access from the lane. Note: This is a 1 storey building pursuant to the Zoning & Development By-law 1. Covenant registered at the Land Title Office under CA8993073 2. No Strata Titling permitted 3. Schedule B: M.S. Alam P.Eng (604.653.7475) Structural & Geotechnical 4. HPO: Residential Builder- Hi-beam Homes Ltd NOTE: To achieve the required FSR. A floor space exclusion of 3% has been applied to this application as per section 11.24.18 of the district schedule, to accommodate improved building performance. Address Information: Principle Dwelling: #1-1097 E 54th Av Secondary Suite: Address: #2-1097 E 54th Av Laneway home: Address:#3-1097 E 54th Av Address has been assigned per the approved plans as the fire/emergency access to the laneway house is from the East side. This access must be provided & maintained at all times in accordance with the Building By-law. ******THIS PERMIT HAS BEEN ISSUED UNDER THE REQUIREMENTS OF VBBL #12511 (2019)****** | Supersonic Security System Inc.
SP-2022-00364 | 2022-03-15 | 1097 E 54TH AVENUE #3, Vancouver, BC V5X 1L8 | Sprinkler Permit | Residential | New | Completed | Residential - LWH - #3 - new sprinkler system To construct a 1 storey laneway house building with an open parking pad, providing 1 parking space, having vehicular access from the lane. | Real Tech Fire Protection Ltd
PP-2022-00404 | 2022-02-08 | 1097 E 54TH AVENUE #3, Vancouver, BC V5X 1L8 | Plumbing Permit | Residential | New | Completed | Residential - LWH - #3 - Plumbing for new Laneway house To construct a 2 storey + basement one-family dwelling with a secondary suite located in the basement with an open parking pad, providing 1 parking spaces, having vehicular access from the 20' lane. Note: Parking for the site has been provided under DB-2021-01969 (Laneway House) Note: This is a 2 storey building pursuant to the Zoning and Development By-Law 1- Covenant registered at the Land Title Office under CA8993073 2- No strata titling permitted 3- Bar sink proposed on basement 4- A/C unit proposed -Exterior component located in Rear yard, Interior component located in Basement. | Rain Coast Plumbing & Heating Ltd
EP-2022-00956 | 2022-02-10 | 1097 E 54TH AVENUE #3, Vancouver, BC V5X 1L8 | Electrical Permit | Residential | New | Completed | Installation / Repair - Residential - Complete prewiring and finishing Main service-200 amp House meter-125 amp Legal suite meter-100 amp Laneway meter-100 amp BP: To construct a 1 storey laneway house building ($225,000) with an open parking pad, providing 1 parking space, having vehicular access from the lane. Note: This is a 1 storey building pursuant to the Zoning & Development By-law 1. Covenant registered at the Land Title Office under CA8993073 2. No Strata Titling permitted 3. Schedule B: M.S. Alam P.Eng (604.653.7475) Structural & Geotechnical 4. HPO: Residential Builder- Hi-beam Homes Ltd >>>AMEND: Sept. 23 -need to add AC in the permit -regarding the load calculation: It wasn’t before but now I have corrected it and sent it to the inspector. Inspector has already confirmed it to be good. | SUNSTONE ELECTRIC LTD
PP-2022-00335 | 2022-02-01 | 2165 HARRISON DRIVE #3, Vancouver, BC V5P 2P7 | Plumbing Permit | Residential | New | Completed | Residential - LWH - #3 - Sump no pump To construct a 2 storey laneway house building with an open parking pad, providing 1 parking space, having vehicular access from the lane. Note: This is a 1 ½ storey building pursuant to the Zoning & Development By-law 1. No Strata Titling permitted 2. No A/C unit proposed | Bhullar Excavating and Demolition
PP-2022-00619 | 2022-02-23 | 2165 HARRISON DRIVE #3, Vancouver, BC V5P 2P7 | Plumbing Permit | Residential | New | Completed | Residential - LWH - #3 - Laneway house To construct a 2 storey laneway house building with an open parking pad, providing 1 parking space, having vehicular access from the lane. Note: This is a 1 ½ storey building pursuant to the Zoning & Development By-law 1. No Strata Titling permitted 2. No A/C unit proposed | AQUIFER MECHANICAL
SP-2022-00466 | 2022-04-04 | 2165 HARRISON DRIVE #3, Vancouver, BC V5P 2P7 | Sprinkler Permit | Residential | New | Completed | Residential - new sprinkler system >BP: To construct a 2 storey laneway house building ($231,625) with an open parking pad, providing 1 parking space, having vehicular access from the lane. Note: This is a 1 ½ storey building pursuant to the Zoning & Development By-law 1. No Strata Titling permitted 2. No A/C unit proposed 3. Schedule B: MD. Shahidul Alam, P.Eng (604-653-7475) 4. HPO: Residential Builder - LaMai Homes Addressing Note: Building 2 #3-2165 Harrison Dr - Laneway House (1.5 storey) As a result of the addition of a laneway house, the existing one family dwelling / principal dwelling is to be assigned a suite number. The site will be as follows: #1-2165 Harrison Dr = Principal Dwelling #3-2165 Harrison Dr = Laneway House Address and suite numbers assigned as per approved plans for Fire and Emergency response. The address number is to be posted to the building to be visible from the street and the suite numbers are to be posted at the suite entries in accordance with the Building By-law prior to final inspection. ******THIS PERMIT HAS BEEN ISSUED UNDER THE REQUIREMENTS OF VBBL #12511 (2019)****** | Haven Fire Protection Ltd
EP-2022-03447 | 2022-05-04 | 2165 HARRISON DRIVE #3, Vancouver, BC V5P 2P7 | Electrical Permit | Residential | New | Completed | Installation / Repair - Residential - Rough wire ,underground,service and finishing for new LWH main service 200 amps, house 200amps ,laneway 125 amps. >BP: To construct a 2 storey laneway house building ($231,625) with an open parking pad, providing 1 parking space, having vehicular access from the lane. Note: This is a 1 ½ storey building pursuant to the Zoning & Development By-law 1. No Strata Titling permitted 2. No A/C unit proposed 3. Schedule B: MD. Shahidul Alam, P.Eng (604-653-7475) 4. HPO: Residential Builder - LaMai Homes | Kaler Electrical Ltd
PP-2023-03706 | 2023-10-20 | 2165 HARRISON DRIVE #3, Vancouver, BC V5P 2P7 | Plumbing Permit | Residential | New | Completed | Residential - LWH - #3 - sump permit | Lamai Homes Ltd
EP-2022-10774 | 2023-01-05 | 3675 MANITOBA STREET, Vancouver, BC | Electrical Permit | Residential | New | Issued | Installation / Repair - Residential - Electrical installation to a LWH >BP: To construct a 2 storey laneway house building ($219,000) with an attached garage and 1 open parking pad, providing a total of 2 parking spaces, having vehicular access from the lane. Note: This is a 1 ½ storey building pursuant to the Zoning & Development By-law 1. Covenant registered at the Land Title Office under CA9008172 2. No Strata Titling permitted 3. No A/C unit proposed 4. Schedule B: Loy Leyland P.Eng (604-736-1419) Architectural 4. Schedule B: Henry S. N. Hsu P.Eng (604-322-7158) Structural & Geotechnical 5. HPO: Residential Builder – York Enterprises Ltd # 22082 6. Entire Building to have NFPA 13-R *NEW HOUSE* Note: See DB-2020-03753 for Bldg 1 on site (principal bldg) addressed #1 - 103 W 21st Ave. ****ALL PROJECT COORINATOR NOTES HAS BEEN ACCEPTED BY THE APPLICANT**** ******THIS PERMIT HAS BEEN ISSUED UNDER THE REQUIREMENTS OF VBBL #12511 (2019)****** | AML Construction Ltd
EP-2022-09916 | 2022-11-24 | 3675 MANITOBA STREET, Vancouver, BC | Electrical Permit | Residential | New | Issued | Installation / Repair - Residential - low voltage wireing: TV cable ,internet ,security . | Technics Electric Ltd
SP-2022-02028 | 2022-12-06 | 3675 MANITOBA STREET, Vancouver, BC | Sprinkler Permit | Residential | New | Issued | Residential - LWH - To install fire sprinkler system in LWH >DB: To construct a 2 storey laneway house building with an attached garage and 1 open parking pad, providing a total of 2 parking spaces, having vehicular access from the lane. Note: This is a 1 ½ storey building pursuant to the Zoning & Development By-law 1. Covenant registered at the Land Title Office under CA9008172 2. No Strata Titling permitted 3. No A/C unit proposed 6. Entire Building to have NFPA 13-R | Max Fire Pro Ltd
PP-2023-00498 | 2023-02-14 | 3675 MANITOBA STREET, Vancouver, BC | Plumbing Permit | Residential | New | Issued | Residential - LWH - #3 - plumbing >DB: To construct a 2 storey laneway house building with an attached garage and 1 open parking pad, providing a total of 2 parking spaces, having vehicular access from the lane. Note: This is a 1 ½ storey building pursuant to the Zoning & Development By-law 1. Covenant registered at the Land Title Office under CA9008172 2. No Strata Titling permitted 3. No A/C unit proposed 4. Schedule B: Loy Leyland P.Eng (604-736-1419) Architectural 4. Schedule B: Henry S. N. Hsu P.Eng (604-322-7158) Structural & Geotechnical 5. HPO: Residential Builder – York Enterprises Ltd # 22082 6. Entire Building to have NFPA 13-R March 29/23-AMEND Please add one deck drain | M & P Plumbing & Heating Ltd
GP-2023-01607 | 2023-05-23 | 3675 MANITOBA STREET, Vancouver, BC | Gas Permit | Residential | New | Issued | Residential - tankless water heater >BP: To construct a 2 storey laneway house building with an attached garage and 1 open parking pad, providing a total of 2 parking spaces, having vehicular access from the lane. | M & P Plumbing & Heating Ltd
MP-2023-00252 | 2023-02-27 | 582 W 19TH AVENUE, Vancouver, BC V5Z 1W6 | Mechanical Permit | NULL | NULL | Issued | NULL | Century Twenty One Gas & Heating Co. Ltd
NULL | NULL | 582 W 19TH AVENUE, Vancouver, BC V5Z 1W6 | Mechanical Permit | NULL | NULL | Withdrawn | NULL | Century Twenty One Gas & Heating Co. Ltd
NULL | NULL | 582 W 19TH AVENUE, Vancouver, BC V5Z 1W6 | Mechanical Permit | NULL | NULL | Withdrawn | NULL | Century Twenty One Gas & Heating Co. Ltd
NULL | NULL | 582 W 19TH AVENUE, Vancouver, BC V5Z 1W6 | Mechanical Permit | NULL | NULL | Withdrawn | NULL | Century Twenty One Gas & Heating Co. Ltd
EP-2022-04471 | 2022-05-30 | 582 W 19TH AVENUE, Vancouver, BC V5Z 1W6 | Electrical Permit | Residential | New | Completed | Installation / Repair - Residential - Rough in and plating of security, TV , Telephone >BP: Building #2, To construct a 2-storey Infill One-Family Dwelling with an attached one-car garage, in the rear having vehicular access from the lane, proposing no change to existing One-Family Dwelling listed on the Vancouver Heritage Registry as a "B" building on this site. Building Review Branch Notes: - Building Permit for DP-2019-00953 - Attached garage serves infill building only. - Entire building to be sprinklered to NFPA 13D. Firefighter access path is at maximum 45m. - No stratification is proposed. ** Reviewed as per VBBL 2019 (#12997) ** | Tuong Su
SP-2022-00846 | 2022-05-27 | 582 W 19TH AVENUE, Vancouver, BC V5Z 1W6 | Sprinkler Permit | Residential | New | Completed | Residential - New sprinkler system >Building #2, To construct a 2-storey Infill One-Family Dwelling with an attached one-car garage, in the rear having vehicular access from the lane, proposing no change to existing One-Family Dwelling listed on the Vancouver Heritage Registry as a "B" building on this site. Building Review Branch Notes: - Building Permit for DP-2019-00953 - Attached garage serves infill building only. - Entire building to be sprinklered to NFPA 13D. Firefighter access path is at maximum 45m. - No stratification is proposed. ** Reviewed as per VBBL 2019 (#12997) ** | Haven Fire Protection Ltd
GP-2022-01004 | 2022-03-31 | 582 W 19TH AVENUE, Vancouver, BC V5Z 1W6 | Gas Permit | Residential | New | Completed | Residential - Installation of gas appliances Building #2, To construct a 2-storey Infill One-Family Dwelling with an attached one-car garage, in the rear having vehicular access from the lane, proposing no change to existing One-Family Dwelling listed on the Vancouver Heritage Registry as a "B" building on this site. | Century Twenty One Gas & Heating Co. Ltd
PP-2022-00882 | 2022-03-17 | 582 W 19TH AVENUE, Vancouver, BC V5Z 1W6 | Plumbing Permit | Residential | New | Completed | Residential - Installation of plumbing fixtures in laneway house | Century Twenty One Gas & Heating Co. Ltd
EP-2022-01955 | 2022-03-10 | 582 W 19TH AVENUE, Vancouver, BC V5Z 1W6 | Electrical Permit | Residential | New | Completed | Installation / Repair - Residential - New Infill House Wiring Main Service 200A House 100A Infill 100A *MP-2023-00252 >BP: Building #2, To construct a 2-storey Infill One-Family Dwelling with an attached one-car garage, in the rear having vehicular access from the lane, proposing no change to existing One-Family Dwelling listed on the Vancouver Heritage Registry as a "B" building on this site. Building Review Branch Notes: - Building Permit for DP-2019-00953 - Attached garage serves infill building only. - Entire building to be sprinklered to NFPA 13D. Firefighter access path is at maximum 45m. - No stratification is proposed. ** Reviewed as per VBBL 2019 (#12997) ** *Mar 21, 2023 Amendment -Installation of AC unit | Prabhjot Singh Battu
PP-2022-00714 | 2022-03-02 | 582 W 19TH AVENUE, Vancouver, BC V5Z 1W6 | Plumbing Permit | Residential | New | Completed | Residential - Sump | Jewel Mini Excavating Ltd
SP-2022-00410 | 2022-03-22 | 748 E 62ND AVENUE #3, Vancouver, BC V5X 2G5 | Sprinkler Permit | Residential | New | Completed | Residential - NEW HOME To construct a 2 storey laneway house building with an attached garage providing 1 parking space + 1 on grade parking space, having vehicular access from the lane. Rev #1: The entire building, INCLUDING THE ATTACHED GARAGE (if applicable), to be sprinklered to NFPA 13D as per VBBL 3.2.5.12(3)(d). NOTE: To achieve the required FSR a floor space exclusion of 3% has been applied to this application as per section 11.17.24(d) of the district schedule, to accommodate improved building performance. 1. No A/C unit proposed 2. Schedule B Antony Wang P.Eng (604-618-6236) Structural & Geotechnical 3. BC Housing: 361889 | SBMS Construction Ltd
EP-2022-02871 | 2022-04-08 | 748 E 62ND AVENUE #3, Vancouver, BC V5X 2G5 | Electrical Permit | Residential | New | Completed | Installation / Repair - Residential - Laneway House Extra Low Voltage. Dsta/Voice/TV Cable,Security Alarm Prewire,Door Bell. >BP: To construct a 2 storey laneway house building ($143,000.00) with an attached garage providing 1 parking space + 1 on grade parking space, having vehicular access from the lane. Rev #1: The entire building, INCLUDING THE ATTACHED GARAGE (if applicable), to be sprinklered to NFPA 13D as per VBBL 3.2.5.12(3)(d). NOTE: To achieve the required FSR a floor space exclusion of 3% has been applied to this application as per section 11.17.24(d) of the district schedule, to accommodate improved building performance. 1. No A/C unit proposed 2. Schedule B Antony Wang P.Eng (604-618-6236) Structural & Geotechnical 3. BC Housing: 361889 Note: This is a 1 1/2 storey building pursuant to the Zoning & Development By-law ******THIS PERMIT HAS BEEN ISSUED UNDER THE REQUIREMENTS OF VBBL 2019****** "Combustible projections or roof soffits on an exposing building face shall not project to less than .45m from the property line and shall be in compliance with VBBL 2019 9.10.15.5.(9)" Any alterations or conversions to the attached garage (if applicable) to habitable living space shall not be permitted without first obtaining the approval of the Director of Planning and the Chief Building Official. Thermal protection measures and Laneway house design guidelines shall be required to be met prior to the approval of the conversion. Note: Bldg 1 (principal bldg) addressed #1-748 E 62nd Av - Principal Dwelling retained on site. | SECUTECH DEVELOPMENT LTD.
EP-2022-01147 | 2022-02-15 | 748 E 62ND AVENUE #3, Vancouver, BC V5X 2G5 | Electrical Permit | Residential | New | Completed | Installation / Repair - Residential - wiring new laneway house >BP: To construct a 2 storey laneway house building ($143,000.00) with an attached garage providing 1 parking space + 1 on grade parking space, having vehicular access from the lane. Rev #1: The entire building, INCLUDING THE ATTACHED GARAGE (if applicable), to be sprinklered to NFPA 13D as per VBBL 3.2.5.12(3)(d). NOTE: To achieve the required FSR a floor space exclusion of 3% has been applied to this application as per section 11.17.24(d) of the district schedule, to accommodate improved building performance. 1. No A/C unit proposed 2. Schedule B Antony Wang P.Eng (604-618-6236) Structural & Geotechnical 3. BC Housing: 361889 Note: This is a 1 1/2 storey building pursuant to the Zoning & Development By-law ******THIS PERMIT HAS BEEN ISSUED UNDER THE REQUIREMENTS OF VBBL 2019****** "Combustible projections or roof soffits on an exposing building face shall not project to less than .45m from the property line and shall be in compliance with VBBL 2019 9.10.15.5.(9)" Any alterations or conversions to the attached garage (if applicable) to habitable living space shall not be permitted without first obtaining the approval of the Director of Planning and the Chief Building Official. Thermal protection measures and Laneway house design guidelines shall be required to be met prior to the approval of the conversion. Note: Bldg 1 (principal bldg) addressed #1-748 E 62nd Av - Principal Dwelling retained on site. | MILKYWAY INDUSTRY LTD
EP-2022-00866 | 2022-02-07 | 138 W 47TH AVENUE #3, Vancouver, BC V5Y 2X9 | Electrical Permit | Residential | New | Completed | Installation / Repair - Residential - To pre-wire and install security Alarm, and TV/Data/Tel cables. BP: To construct a 2 storey laneway house building ($224,750) with an attached garage and 1 open parking pad, providing a total of 2 parking spaces, having vehicular access from the lane. Note: This is a 1 ½ storey building pursuant to the Zoning & Development By-law 1. No Strata Titling permitted 3. No A/C unit proposed 4. Schedule B: Zhaochao Zhao P.Eng (604-526-1305) Structural & Geotechnical 5. HPO: Residential Builder - Ren Construction #46730 | Yao Rong Xu
EP-2022-01068 | 2022-02-15 | 138 W 47TH AVENUE #3, Vancouver, BC V5Y 2X9 | Electrical Permit | Residential | New | Completed | Installation / Repair - Residential - New laneway house electrical wiring Service total: 200A 125A to the laneway house 150A to the existing main house >BP: To construct a 2 storey laneway house building ($224,750) with an attached garage and 1 open parking pad, providing a total of 2 parking spaces, having vehicular access from the lane. Note: This is a 1 ½ storey building pursuant to the Zoning & Development By-law 1. No Strata Titling permitted 3. No A/C unit proposed 4. Schedule B: Zhaochao Zhao P.Eng (604-526-1305) Structural & Geotechnical 5. HPO: Residential Builder - Ren Construction #46730 #3-138 W 47th Av - Laneway House As a result of the addition of a laneway house, the existing one family dwelling / principal dwelling will be assigned a suite number. The site will be as follows: #1-138 W 47th Av = Principal Dwelling #3-138 W 47th Av = Laneway House Address and suite number assigned as per approved plans for Fire and Emergency response. The address number is to be posted to the building to be visible from the street and the suite number is to be posted at the suite entry in accordance with the Building By-law prior to final inspection. ****ALL PROJECT COORINATOR NOTES HAS BEEN ACCEPTED BY THE APPLICANT**** ******THIS PERMIT HAS BEEN ISSUED UNDER THE REQUIREMENTS OF VBBL #12511 (2019)****** | JIU DING ELECTRIC LTD
SP-2022-00341 | 2022-03-17 | 138 W 47TH AVENUE #3, Vancouver, BC V5Y 2X9 | Sprinkler Permit | Residential | New | Completed | Residential - To install 16 sprinkler heads NFPA- 13 R system required. To construct a 2 storey laneway house building with an attached garage and 1 open parking pad, providing a total of 2 parking spaces, having vehicular access from the lane. Note: This is a 1 ½ storey building pursuant to the Zoning & Development By-law 1. No Strata Titling permitted 3. No A/C unit proposed 4. Schedule B: Zhaochao Zhao P.Eng (604-526-1305) Structural & Geotechnical 5. HPO: Residential Builder - Ren Construction #46730 | General Sprinkler Systems Ltd
EP-2022-02574 | 2022-03-31 | 2750 KASLO STREET, Vancouver, BC V5M 4J1 | Electrical Permit | Commercial | New | Expired | Temporary Power - Commercial - To provide temporary power for security system.. | 0777792 BC Ltd
EP-2022-02819 | 2022-06-06 | 2750 KASLO STREET, Vancouver, BC V5M 4J1 | Electrical Permit | Commercial | New | Issued | Installation / Repair - Commercial - Tesla Supercharger Site: - Installation of an Unit Sub consisting of a 2000kVA transformer, 2500A switchboard (supplied by the building's main service). - Installation of Tesla V3 Supercharger cabinets and chargeposts - Installation of Tesla Gen-3 and J1772 Level-2 Wall Chargers - Installation of distribution panels, all conduit, wire, and cabling for interconnections. >BP: To construct a new 7 storey building with two interconnected towers via podium containing Office use (shell only) at the West tower and School - University or College use (shell only) at the East tower on two (2) storeys podium at the base, shared use on 1st storey, principal entrance and fire department response point of the building at 2750 Kaslo St, corner of Kaslo St and Bradfield Court (new extension to be completed by Developer prior to occupancy) and college use only on second storey, all over two levels of shared underground parking having vehicular access ramp from the North lane. Separate tenant improvement permits are required for all tenanted spaces. This permit has been reviewed under the 2019 Vancouver Building By-law (#12511). Building to be sprinklered to NFPA 13 requirements. STAGED CONSTRUCTION Stage 1 - Excavation and Shoring - issued June 29, 2021 Revision 1 - Change of CP from Michael Meszaros to Dave Steer, effective August 23, 2021. - issued September 17, 2021 Stage 2 - Full Structure - issued December 7, 2021 Stage 3 - Full Construction - in review | Adria Electric Ltd
EP-2022-02776 | 2022-04-08 | 2750 KASLO STREET, Vancouver, BC V5M 4J1 | Electrical Permit | Commercial | New | Completed | Interim - Commercial - Installation of Tesla Unit Sub Installation of SuperChargers + Pedestals Installation of Wall Chargers Installation of all conduit, wire, and cabling for interconnections | Adria Electric Ltd
SP-2022-00690 | 2023-07-10 | 2750 KASLO STREET, Vancouver, BC V5M 4J1 | Sprinkler Permit | Commercial | New | Issued | Commercial - ***ABOVE GRADE SPRINKLERS*** For all sprinkler work to the 2019 VBBL; NFPA 13, 2013; standpipe work to NFPA 14, 2013 for this newly construct a new 7 storey building with two interconnected towers via podium containing Office use (shell only) at the West tower and School - University or College use (shell only) at the East tower on two (2) storeys podium at the base, shared use on 1st storey, principal entrance and fire department response point of the building at 2750 Kaslo St, corner of Kaslo St and Bradfield Court (new extension to be completed by Developer prior to occupancy) and college use only on second storey, all over two levels of shared underground parking having vehicular access ramp from the North lane. THIS IS A CERTIFIED PROFESSIONAL PROJECT and the CP is Dave Steer, P.Eng., CP of LMDG This application does not include any of the following: • Warehouse storage arrangements, or mobile compact storage arrangements. • Flexible sprinkler pipe. • Information Technology Equipment Rooms (e.g. IT Rooms, LAN Rooms, etc.). • Alternative solutions Related Permits: 1. SP-2021-01076 - Below Grade and standpipe Notes: 1. Fire protection engineer of record Mr. Rob Gregg of MCW. E:rgregg@mcw.com. T: 604-687-1821 2. One set of approved drawings and permit to be available for viewing at the jobsite. 3. Separate documents and application are required for the tenant improvement. | Escape Fire Protection Ltd
PP-2022-00040 | 2022-01-25 | 2750 KASLO STREET, Vancouver, BC V5M 4J1 | Plumbing Permit | Commercial | New | Issued | Commercial - Installation of Plumbing Services Below Grade *Plumbing permit required for civil work | Broadway Refrigeration & Air Conditioning Co
EP-2022-00321 | 2022-01-26 | 2750 KASLO STREET, Vancouver, BC V5M 4J1 | Electrical Permit | Commercial | New | Completed | Interim - Commercial - - Interim permit is required for underground and slab related works that have commenced including grounding, conduits etc. Interim permit for EP-2022-003584 - Supply and Installation of electrical equipment and devices for base building as required as per electrical drawings. >BP: To construct a new 7 storey building with two interconnected towers via podium containing Office use (shell only) at the West tower and School - University or College use (shell only) at the East tower on two (2) storeys podium at the base, shared use on 1st storey, principal entrance and fire department response point of the building at 2750 Kaslo St, corner of Kaslo St and Bradfield Court (new extension to be completed by Developer prior to occupancy) and college use only on second storey, all over two levels of shared underground parking having vehicular access ramp from the North lane. This permit has been reviewed under the 2019 Vancouver Building By-law (#12511). Reviewed during the 2020 pandemic crisis. Building to be sprinklered to NFPA 13 requirements. STAGED CONSTRUCTION Stage 1 - Excavation and Shoring - issued June 29, 2021 Revision 1 - Change of CP from Michael Meszaros to Dave Steer, effective August 23, 2021. - issued September 17, 2021 Stage 2 - Full Structure - issued December 7, 2021 Stage 3 - Full Construction - in review | Adria Electric Ltd
EP-2022-00584 | 2022-04-27 | 2750 KASLO STREET, Vancouver, BC V5M 4J1 | Electrical Permit | Commercial | New | Issued | Installation / Repair - Commercial - Supply and Installation of electrical equipment and devices for base building as required as per electrical drawings. Supply and install of fire alarm system. Providing power for heat trace. Providing power and connecting mechanical equipment. >BP: To construct a new 7 storey building with two interconnected towers via podium containing Office use (shell only) at the West tower and School - University or College use (shell only) at the East tower on two (2) storeys podium at the base, shared use on 1st storey, principal entrance and fire department response point of the building at 2750 Kaslo St, corner of Kaslo St and Bradfield Court (new extension to be completed by Developer prior to occupancy) and college use only on second storey, all over two levels of shared underground parking having vehicular access ramp from the North lane. This permit has been reviewed under the 2019 Vancouver Building By-law (#12511). Reviewed during the 2020 pandemic crisis. Building to be sprinklered to NFPA 13 requirements. STAGED CONSTRUCTION Stage 1 - Excavation and Shoring - issued June 29, 2021 Revision 1 - Change of CP from Michael Meszaros to Dave Steer, effective August 23, 2021. - issued September 17, 2021 Stage 2 - Full Structure - issued December 7, 2021 Stage 3 - Full Construction - in review | Adria Electric Ltd
SP-2021-01076 | 2022-07-27 | 2750 KASLO STREET, Vancouver, BC V5M 4J1 | Sprinkler Permit | Commercial | New | Issued | Commercial - To install sprinklers in the parkade and standpipes though out this new 7 storey building with two interconnected towers via podium containing Office use (shell only) at the West tower and School - University or College use (shell only) at the East tower on two (2) storeys podium at the base, shared use on 1st storey, principal entrance and fire department response point of the building at 2750 Kaslo St, corner of Kaslo St and Bradfield Court (new extension to be completed by Developer prior to occupancy) and college use only on second storey, all over two levels of shared underground parking having vehicular access ramp from the North lane. Roof hose valves to be covered under above ground permit SP-2022-00690 This is CP project, CP is Dave Steer, P.Eng., CP of LMDG Notes: 1. P.Eng - Rob Gregg MCW 2. One set of approved drawings and permit to be available for viewing at the jobsite 3. Separate documents and application are required for the tenant improvement. 4. Construction Standpipe to Bulletin 2017-003-BU/FI, VBBL, NFPA 14, and VFBL. | Escape Fire Protection Ltd
EP-2023-01193 | 2023-02-13 | 2750 KASLO STREET, Vancouver, BC V5M 4J1 | Electrical Permit | Commercial | New | Issued | Installation / Repair - Commercial - Low voltage HVAC controls >BP: To construct a new 7 storey building with two interconnected towers via podium containing Office use (shell only) at the West tower and School - University or College use (shell only) at the East tower on two (2) storeys podium at the base, shared use on 1st storey, principal entrance and fire department response point of the building at 2750 Kaslo St, corner of Kaslo St and Bradfield Court (new extension to be completed by Developer prior to occupancy) and college use only on second storey, all over two levels of shared underground parking having vehicular access ramp from the North lane. Separate tenant improvement permits are required for all tenanted spaces. This permit has been reviewed under the 2019 Vancouver Building By-law (#12511). Building to be sprinklered to NFPA 13 requirements. The office shell portions of the building are TIPs eligible at the time of construction. STAGED CONSTRUCTION Stage 1 - Excavation and Shoring - issued June 29, 2021 Revision 1 - Change of CP from Michael Meszaros to Dave Steer, effective August 23, 2021. - issued September 17, 2021 Stage 2 - Full Structure - issued December 7, 2021 Stage 3 - Full Construction - issued May 13, 2022 | Olympic Controls Inc
EP-2023-02915 | 2023-04-04 | 2750 KASLO STREET, Vancouver, BC V5M 4J1 | Electrical Permit | Commercial | New | Issued | Temporary Power - Commercial - To provide temporary power for security system.. Renewal of EP-2022-02574 Valid Mar 31, 2023 to Mar 30, 2024 | 0777792 BC Ltd
EP-2023-06886 | 2023-07-28 | 2750 KASLO STREET, Vancouver, BC V5M 4J1 | Electrical Permit | Commercial | New | Issued | Temporary Power - Commercial - To provide temporary power. | Adria Electric Ltd
PP-2022-03944 | 2022-11-30 | 2750 KASLO STREET, Vancouver, BC V5M 4J1 | Plumbing Permit | Commercial | New | Issued | Commercial - Installation of DWV, domestic plumbing systems for new construction >BP: To construct a new 7 storey building with two interconnected towers via podium containing Office use (shell only) at the West tower and School - University or College use (shell only) at the East tower on two (2) storeys podium at the base, shared use on 1st storey, principal entrance and fire department response point of the building at 2750 Kaslo St, corner of Kaslo St and Bradfield Court (new extension to be completed by Developer prior to occupancy) and college use only on second storey, all over two levels of shared underground parking having vehicular access ramp from the North lane. | Broadway Refrigeration & Air Conditioning Co
EP-2022-06025 | NULL | 2750 KASLO STREET, Vancouver, BC V5M 4J1 | Electrical Permit | Commercial | New | Draft | Temporary Power - Commercial - To provide temporary power. Renewal of EP-2021-04871 | Adria Electric Ltd
EP-2022-06027 | 2022-07-18 | 2750 KASLO STREET, Vancouver, BC V5M 4J1 | Electrical Permit | Commercial | New | Expired | Temporary Power - Commercial - To provide temporary power. | Adria Electric Ltd
NULL | NULL | 2750 KASLO STREET, Vancouver, BC V5M 4J1 | Mechanical Permit | NULL | NULL | Draft | NULL | True Constructible Solutions Ltd
PP-2023-03371 | 2023-10-26 | 2750 KASLO STREET, Vancouver, BC V5M 4J1 | Plumbing Permit | Commercial | New | Issued | Commercial - Supply and install all onsite storm and sanitary services. Including all catchbasins, maintenance holes, storm detention tanks etc. >BP: To construct a new 7 storey building with two interconnected towers via podium containing Office use (shell only) at the West tower and School - University or College use (shell only) at the East tower on two (2) storeys podium at the base, shared use on 1st storey, principal entrance and fire department response point of the building at 2750 Kaslo St, corner of Kaslo St and Bradfield Court (new extension to be completed by Developer prior to occupancy) and college use only on second storey, all over two levels of shared underground parking having vehicular access ramp from the North lane. Separate tenant improvement permits are required for all tenanted spaces. This permit has been reviewed under the 2019 Vancouver Building By-law (#12511). Building to be sprinklered to NFPA 13 requirements. Radio Antenna System to be installed in this building. STAGED CONSTRUCTION Stage 1 - Excavation and Shoring - issued June 29, 2021 Revision 1 - Change of CP from Michael Meszaros to Dave Steer, effective August 23, 2021. - issued September 17, 2021 Stage 2 - Full Structure - issued December 7, 2021 Stage 3 - Full Construction - issued May 13, 2022 | PALMIERI BROS PAVING
NULL | NULL | 2750 KASLO STREET, Vancouver, BC V5M 4J1 | Mechanical Permit | NULL | NULL | Draft | NULL | True Constructible Solutions Ltd
MP-2024-00105 | 2024-01-25 | 2750 KASLO STREET, Vancouver, BC V5M 4J1 | Mechanical Permit | NULL | NULL | Issued | NULL | True Constructible Solutions Ltd
SP-2022-01584 | NULL | 2808 BRADFIELD COURT, Vancouver, BC | Sprinkler Permit | Commercial | Tenant Improvement | In Review | Commercial - Modifications of the shell building sprinkler system to suit the La Salle College Tenant Improvement >BP: Interior alterations to provide tenant improvements to all 7 levels of the East Tower of this 7-storey mixed-use (office & assembly) high building for a postsecondary education facility as a single tenant. NO DP AS PER JOHN GREER JAN. 19, 2022. *This permit has been reviewed under the provisions of VBBL 2019* **This is a CP process and the applicant is David Steer, P.Eng.** Intake - Accepted Mar. 11, 2022. | Escape Fire Protection Ltd
PP-2023-01589 | 2023-06-12 | 2808 BRADFIELD COURT, Vancouver, BC | Plumbing Permit | Commercial | Tenant Improvement | Issued | Commercial - Fit out of 7 levels of base building shell for LaSalle College at Kaslo Plaza. >BP: Interior alterations to provide tenant improvements to all 7 Levels of the East Tower of this 7-storey mixed-use (Office & Assembly) high building for a post-secondary education facility as a single tenant. NOTE: Certificate of Name Change uploaded | True Constructible Solutions Ltd
EP-2023-01316 | 2023-02-16 | 2808 BRADFIELD COURT, Vancouver, BC | Electrical Permit | Commercial | Tenant Improvement | Issued | Installation / Repair - Commercial - Low voltage HVAC Controls >BP: Interior alterations to provide tenant improvements to all 7 Levels of the East Tower of this 7-storey mixed-use (Office & Assembly) high building for a post-secondary education facility as a single tenant. *This permit has been reviewed under the provisions of VBBL 2019* **This is a CP process and the applicant is David Steer, P.Eng.** Mechanical Review Notes: 1. 3 x Class 1 cooking operations (Grease-Laden Vapours). 2. Commercial kitchen exhaust system to NFPA 96 (Type 1 hood). | Olympic Controls Inc
EP-2022-04343 | 2023-05-25 | 2808 BRADFIELD COURT, Vancouver, BC | Electrical Permit | Commercial | Tenant Improvement | Issued | Installation / Repair - Commercial - Rough-in, installation and finishing of electrical equipment and devices which includes, receptacles, lighting, fire alarm, low voltage data. >BP: Interior alterations to provide tenant improvements to all 7 levels of the East Tower of this 7-storey mixed-use (office & assembly) high building for a postsecondary education facility as a single tenant. NO DP AS PER JOHN GREER JAN. 19, 2022. *This permit has been reviewed under the provisions of VBBL 2019* **This is a CP process and the applicant is David Steer, P.Eng.** Intake - Accepted Mar. 11, 2022. | Adria Electric Ltd
EP-2022-04342 | 2023-02-24 | 2808 BRADFIELD COURT, Vancouver, BC | Electrical Permit | Commercial | New | Completed | Interim - Commercial - Tenant improvement to private college which includes rough-in, installation and finishing of receptacles, lighting, Interim permit for EP-2022-04343 >BP: To construct a new 7 storey building with two interconnected towers via podium containing Office use (shell only) at the West tower and School - University or College use (shell only) at the East tower on two (2) storeys podium at the base, shared use on 1st storey, principal entrance and fire department response point of the building at 2750 Kaslo St, corner of Kaslo St and Bradfield Court (new extension to be completed by Developer prior to occupancy) and college use only on second storey, all over two levels of shared underground parking having vehicular access ramp from the North lane. Separate tenant improvement permits are required for all tenanted spaces. This permit has been reviewed under the 2019 Vancouver Building By-law (#12511). Building to be sprinklered to NFPA 13 requirements. The office shell portions of the building are TIPs eligible at the time of construction. STAGED CONSTRUCTION Stage 1 - Excavation and Shoring - issued June 29, 2021 Revision 1 - Change of CP from Michael Meszaros to Dave Steer, effective August 23, 2021. - issued September 17, 2021 Stage 2 - Full Structure - issued December 7, 2021 Stage 3 - Full Construction - issued May 13, 2022 | Adria Electric Ltd
EP-2022-04255 | 2022-05-25 | 4180 W 11TH AVENUE #3, Vancouver, BC V6R 2L6 | Electrical Permit | Residential | New | Completed | Installation / Repair - Residential - new laneway house electric installation Main Consumer's Service: 200A. Main House Sevice: 125A. LWH Service: 100A. >BP: To construct a 2 storey laneway house building ($162,750) with an open parking pad, providing 1 parking space, having vehicular access from the lane. Note: This is a 1 ½ storey building pursuant to the Zoning & Development By-law 1. Covenant registered at the Land Title Office under CA9271093 2. No Strata Titling permitted 3. No A/C unit proposed 4. Schedule B: Antony Wang, P.Eng (604-618-6236) Structural & Geotechnical 5. HPO: Residential Builder - Mountain Tai Construction & Management Ltd. | Higo Electric Ltd
EP-2022-03271 | 2022-04-25 | 4180 W 11TH AVENUE #3, Vancouver, BC V6R 2L6 | Electrical Permit | Residential | New | Completed | Installation / Repair - Residential - Laneway House Extra Low Voltage. Door Bell, Alarm Prewire, Data/Voice/TV Cable, >BP: To construct a 2 storey laneway house building ($162,750) with an open parking pad, providing 1 parking space, having vehicular access from the lane. Note: This is a 1 ½ storey building pursuant to the Zoning & Development By-law 1. Covenant registered at the Land Title Office under CA9271093 2. No Strata Titling permitted 3. No A/C unit proposed 4. Schedule B: Antony Wang, P.Eng (604-618-6236) Structural & Geotechnical 5. HPO: Residential Builder - Mountain Tai Construction & Management Ltd. Addressing Note: Building 2 #3-4180 W 11th Av - Laneway House (1.5 storey) Address and suite number assigned as per approved plans for Fire and Emergency response. The address number is to be posted to the building to be visible from the street and the suite number is to be posted at the suite entry in accordance with the Building By-law prior to final inspection. ******THIS PERMIT HAS BEEN ISSUED UNDER THE REQUIREMENTS OF VBBL #12511 (2019)****** | SECUTECH DEVELOPMENT LTD.
PP-2022-01275 | 2022-04-13 | 4180 W 11TH AVENUE #3, Vancouver, BC V6R 2L6 | Plumbing Permit | Residential | New | Completed | Residential - LWH - #3 - Plumbing To construct a 2 storey laneway house building with an open parking pad, providing 1 parking space, having vehicular access from the lane. Note: This is a 1 ½ storey building pursuant to the Zoning & Development By-law 1. Covenant registered at the Land Title Office under CA9271093 2. No Strata Titling permitted 3. No A/C unit proposed | WDR CONTRACTING LTD
SP-2022-00390 | 2022-03-21 | 4180 W 11TH AVENUE #3, Vancouver, BC V6R 2L6 | Sprinkler Permit | Residential | New | Completed | Residential - New sprinkler system To construct a 2 storey laneway house building with an open parking pad, providing 1 parking space, having vehicular access from the lane. Note: This is a 1 ½ storey building pursuant to the Zoning & Development By-law 1. Covenant registered at the Land Title Office under CA9271093 2. No Strata Titling permitted 3. No A/C unit proposed 4. Schedule B: Antony Wang, P.Eng (604-618-6236) Structural & Geotechnical 5. HPO: Residential Builder - Mountain Tai Construction & Management Ltd. | Haven Fire Protection Ltd
GP-2023-01805 | 2023-06-12 | 4180 W 11TH AVENUE #3, Vancouver, BC V6R 2L6 | Gas Permit | Residential | New | Issued | Residential - 1 Gas Boiler >BP:To construct a 2 storey laneway house building | WDR CONTRACTING LTD
EP-2022-07815 | 2022-09-15 | 1765 HIGHBURY STREET, Vancouver, BC | Electrical Permit | Residential | New | Expired | Temporary Power - Residential - To provide temporary power. | Wespac Electrical Contractor Ltd
EP-2022-07394 | 2022-09-06 | 1765 HIGHBURY STREET, Vancouver, BC | Electrical Permit | Residential | New | Completed | Installation / Repair - Residential - 1FD - Electrical provisions for new single family dwelling >DB: To construct a 2 and half storey one-family dwelling with a laneway house attached garage providing 2 enclosed parking spaces and 1 open pad parking, having vehicular access from the lane. Note: This is a 2.5 storey building pursuant to the Zoning and Development By-Law 1- A/C unit proposed behind West side yard setback AMEND: SEPT 12/2022 Service size on the permit application, it should be "1 phase 3 wire" | Wespac Electrical Contractor Ltd
SP-2022-01344 | 2022-08-22 | 1765 HIGHBURY STREET, Vancouver, BC | Sprinkler Permit | Residential | New | Cancelled | Residential - To Install 29 sprinkler heads To construct a 1.0 storey laneway house building with an attached garage and 1 open parking pad, providing a total of 3 parking spaces, having vehicular access from the lane. Note: This is a 1.0 storey building pursuant to the Zoning & Development By-law 1. Covenant registered at the Land Title Office under CA9081817 2. No Strata Titling permitted 3. No A/C unit proposed | General Sprinkler Systems Ltd
GP-2022-02127 | 2022-07-22 | 1765 HIGHBURY STREET, Vancouver, BC | Gas Permit | Residential | New | Completed | Residential - Installation of 1 gas fireplace - venting and hook up only ** Amend 09/20/2022** Please add a second fireplace at 17,500 BTU. Venting and hook up only | Urban Fireplaces Ltd
SP-2022-01187 | 2022-07-26 | 1765 HIGHBURY STREET, Vancouver, BC | Sprinkler Permit | Residential | New | Completed | Residential - 1FD - To Install 29 sprinkler heads To construct a 2 and half storey one-family dwelling with a laneway house attached garage providing 2 enclosed parking spaces and 1 open pad parking, having vehicular access from the lane. Note: This is a 2.5 storey building pursuant to the Zoning and Development By-Law 1- A/C unit proposed behind West side yard setback. | General Sprinkler Systems Ltd
EP-2022-09410 | 2022-11-04 | 1765 HIGHBURY STREET, Vancouver, BC | Electrical Permit | Residential | New | Completed | Installation / Repair - Residential - Low Voltage pre wire To construct a 2 and half storey one-family dwelling with a laneway house attached garage providing 2 enclosed parking spaces and 1 open pad parking, having vehicular access from the lane. Note: This is a 2.5 storey building pursuant to the Zoning and Development By-Law 1- A/C unit proposed behind West side yard setback. 2- Schedule B: Clinton Yiu, P.Eng. (604-255-7670) Structural; Joseph (Inseok) Oh, P.Eng. (604-513-4190) Geotechnical 3- HPO: Residential Builder - Pantheon Developments Ltd. | Liquid Sound Inc
EP-2022-09808 | 2022-11-22 | 1765 HIGHBURY STREET, Vancouver, BC | Electrical Permit | Residential | New | Issued | Installation / Repair - Residential - Security roughin and finishing >BP: To construct a 2 and half storey one-family dwelling ($992,500) with a laneway house attached garage providing 2 enclosed parking spaces and 1 open pad parking, having vehicular access from the lane. Note: This Building Permit will remain in a suspended status until the associated (green) Demolition Permit BP-2021-01202 is completed. Note: This is a 2.5 storey building pursuant to the Zoning and Development By-Law 1- A/C unit proposed behind West side yard setback. 2- Schedule B: Clinton Yiu, P.Eng. (604-255-7670) Structural; Joseph (Inseok) Oh, P.Eng. (604-513-4190) Geotechnical 3- HPO: Residential Builder - Pantheon Developments Ltd. ******THIS PERMIT HAS BEEN ISSUED UNDER THE REQUIREMENTS OF VBBL #12511 (2019)****** | Venture One Services Inc
GP-2022-02979 | 2022-10-05 | 1765 HIGHBURY STREET, Vancouver, BC | Gas Permit | Residential | New | Completed | Residential - To install 1 boiler 2 fireplace & 1 BBQ >BP: To construct a 2 and half storey one-family dwelling ($992,500) with a laneway house attached garage providing 2 enclosed parking spaces and 1 open pad parking, having vehicular access from the lane. | JOT MECHANICAL LTD
EP-2022-10234 | 2023-01-04 | 1765 HIGHBURY STREET, Vancouver, BC | Electrical Permit | Residential | New | Completed | Installation / Repair - Residential - Installation of a 7.02kW Solar Grid Tie System with a Tesla Powerwall. >BP: To construct a 2 and half storey one-family dwelling ($992,500) with a laneway house attached garage providing 2 enclosed parking spaces and 1 open pad parking, having vehicular access from the lane. Note: This Building Permit will remain in a suspended status until the associated (green) Demolition Permit BP-2021-01202 is completed. Note: This is a 2.5 storey building pursuant to the Zoning and Development By-Law 1- A/C unit proposed behind West side yard setback. 2- Schedule B: Clinton Yiu, P.Eng. (604-255-7670) Structural; Joseph (Inseok) Oh, P.Eng. (604-513-4190) Geotechnical 3- HPO: Residential Builder - Pantheon Developments Ltd. ******THIS PERMIT HAS BEEN ISSUED UNDER THE REQUIREMENTS OF VBBL #12511 (2019)****** | Terratek Energy Solutions Inc
PP-2022-01043 | 2022-04-01 | 1765 HIGHBURY STREET, Vancouver, BC | Plumbing Permit | Residential | New | Issued | Residential - 1FD - new plumbing for single family residential To construct a 2 and half storey one-family dwelling with a laneway house attached garage providing 2 enclosed parking spaces and 1 open pad parking, having vehicular access from the lane. Note: This Building Permit will remain in a suspended status until the associated (green) Demolition Permit BP-2021-01202 is completed. Note: This is a 2.5 storey building pursuant to the Zoning and Development By-Law 1- A/C unit proposed behind West side yard setback. | ASPRA PLUMBING & HEATING LTD.
PP-2022-04162 | 2022-11-18 | 1763 HIGHBURY STREET, Vancouver, BC | Plumbing Permit | Residential | New | Issued | Residential - New plumbing for Single family residential >BP: To construct a 1.0 storey laneway house building ($211,250) with an attached garage and 1 open parking pad, providing a total of 3 parking spaces, having vehicular access from the lane. Note: This is a 1.0 storey building pursuant to the Zoning & Development By-law 1. Covenant registered at the Land Title Office under CA9081817 2. No Strata Titling permitted 3. No A/C unit proposed 4. Schedule B: Clinton Yiu, P.Eng. (604-255-7670) Structural; Joseph (Inseok) Oh, P.Eng. (604-513-4190) Geotechnical 5. HPO: Residential Builder - Pantheon Developments Ltd. ******THIS PERMIT HAS BEEN ISSUED UNDER THE REQUIREMENTS OF VBBL #12511 (2019)****** March 7/2023-AMEND Add 2 roof drains on 2nd floor roof. | ASPRA PLUMBING & HEATING LTD.
EP-2022-09824 | 2022-11-21 | 1763 HIGHBURY STREET, Vancouver, BC | Electrical Permit | Residential | New | Issued | Installation / Repair - Residential - Security roughin and finishing >BP: To construct a 1.0 storey laneway house building ($211,250) with an attached garage and 1 open parking pad, providing a total of 3 parking spaces, having vehicular access from the lane. Note: This is a 1.0 storey building pursuant to the Zoning & Development By-law 1. Covenant registered at the Land Title Office under CA9081817 2. No Strata Titling permitted 3. No A/C unit proposed 4. Schedule B: Clinton Yiu, P.Eng. (604-255-7670) Structural; Joseph (Inseok) Oh, P.Eng. (604-513-4190) Geotechnical 5. HPO: Residential Builder - Pantheon Developments Ltd. ******THIS PERMIT HAS BEEN ISSUED UNDER THE REQUIREMENTS OF VBBL #12511 (2019)****** | Venture One Services Inc
MP-2022-00506 | 2022-11-02 | 1763 HIGHBURY STREET, Vancouver, BC | Mechanical Permit | NULL | NULL | Issued | NULL | Centigrade Mechanical Ltd
SP-2022-01188 | 2022-07-26 | 1763 HIGHBURY STREET, Vancouver, BC | Sprinkler Permit | Residential | New | Completed | Residential - LWH - To Install 7 sprinkler heads To construct a 1.0 storey laneway house building with an attached garage and 1 open parking pad, providing a total of 3 parking spaces, having vehicular access from the lane. Note: This is a 1.0 storey building pursuant to the Zoning & Development By-law 1. Covenant registered at the Land Title Office under CA9081817 2. No Strata Titling permitted 3. No A/C unit proposed | General Sprinkler Systems Ltd
EP-2022-07397 | 2022-09-06 | 1763 HIGHBURY STREET, Vancouver, BC | Electrical Permit | Residential | New | Completed | Installation / Repair - Residential - LWH - Electrical Provisions for Laneway House >DB: To construct a 1.0 storey laneway house building with an attached garage and 1 open parking pad, providing a total of 3 parking spaces, having vehicular access from the lane. Note: This is a 1.0 storey building pursuant to the Zoning & Development By-law 1. Covenant registered at the Land Title Office under CA9081817 2. No Strata Titling permitted 3. No A/C unit proposed AMEND: SEPT 12/2022 Service size on the permit application, it should be "1 phase 3 wire" | Wespac Electrical Contractor Ltd
NULL | NULL | 487 E 11TH AVENUE #3, Vancouver, BC V5T 2C8 | Electrical Permit | Residential | Addition | Draft | Installation / Repair - Residential - Install 3/4" PVC from the existing 40A disconnect Install customer supplied wall connector Install #8Rw 90 and terminate | TDR Electric Inc
EP-2022-08306 | 2022-10-04 | 487 E 11TH AVENUE #3, Vancouver, BC V5T 2C8 | Electrical Permit | Residential | Addition | Completed | Installation / Repair - Residential - UNIT# 3 Install 3/4" PVC from the existing 40A disconnect Install customer supplied wall connector Install #8Rw 90 and terminate Existing prewired 40A disconnect | TDR Electric Inc
PP-2022-03284 | 2022-10-17 | 6790 ASH STREET, Vancouver, BC | Plumbing Permit | Commercial | New | Issued | Commercial - Above ground plumbing rough-in and finishing >BP: Building 1 (6) - To construct a 3 storey, 7 dwelling units for this MCD (townhouse). This is a CP process permit and the applicant is Jan Madura, P. Eng., CP (Jensen Hughes Consulting Canada Ltd.) NOTE: All fees have been paid under Project Site BP-2020-01972. Application documents have also all been filed under that same Project Site BP. | Vanguard Mechanical Ltd
EP-2022-10344 | 2023-05-26 | 6790 ASH STREET, Vancouver, BC | Electrical Permit | Commercial | New | Issued | Installation / Repair - Commercial - Building 1 - Rough Wiring & Finishing of Branch Circuits for Lights, Receptacles, Fire Alarm, Tel, Data and Electrical Panels >BP: Building 1 - To construct a 3 storey, 7 dwelling units for this MCD (townhouse). This is a CP process permit and the applicant is Jan Madura, P. Eng., CP (Jensen Hughes Consulting Canada Ltd.) NOTE: All fees have been paid under Project Site BP-2020-01972. Application documents have also all been filed under that same Project Site BP. | ACE ELECTRIC LTD.
SP-2022-00792 | 2023-08-28 | 6790 ASH STREET, Vancouver, BC | Sprinkler Permit | Commercial | New | Issued | Commercial - Building 1 - To construct a 3 storey, 7 dwelling units for this MCD (townhouse). For all sprinkler work to the 2019 VBBL; NFPA 13, 2013; standpipe work to NFPA 14, 2013; and alternative solutions prepared by Jensen Hughes. This is a CP process permit and the applicant is David Ho, P. Eng., CP (Jensen Hughes Consulting Canada Ltd.) Notes: 1. Sprinkler engineer of record Yadim Amador Castillo, P.Eng. Northwest Sprinkler Company. T: 7787076797 E: yadim@nwsprinkler.com 2. See related permit SP-2021-01854 (related to BP-2020-01972) for related permits, permit documents, correspondence, permit description, terms and conditions. | Evolution Fire Suppression Ltd
SP-2022-00788 | 2023-08-28 | 6796 ASH STREET, Vancouver, BC | Sprinkler Permit | Commercial | New | Issued | Commercial - Building 8 - To construct a 3 storey, 6 dwelling units for this MCD (townhouse). For all sprinkler work to the 2019 VBBL; NFPA 13, 2013; standpipe work to NFPA 14, 2013; and alternative solutions prepared by Jensen Hughes. This is a CP process permit and the applicant is David Ho, P. Eng., CP (Jensen Hughes Consulting Canada Ltd.) Notes: 1. Sprinkler engineer of record Yadim Amador Castillo, P.Eng. Northwest Sprinkler Company. T: 7787076797 E: yadim@nwsprinkler.com 2. See related permit SP-2021-01854 (related to BP-2020-01972) for related permits, permit documents, correspondence, permit description, terms and conditions. | Evolution Fire Suppression Ltd
SP-2022-00749 | 2023-08-28 | 6810 ASH STREET, Vancouver, BC | Sprinkler Permit | Commercial | New | Issued | Commercial - Building 2 - To construct a 3 storey, 3 dwelling units for this MCD (townhouse). For all sprinkler work to the 2019 VBBL; NFPA 13, 2013; standpipe work to NFPA 14, 2013; and alternative solutions prepared by Jensen Hughes. This is a CP process permit and the applicant is David Ho, P. Eng., CP (Jensen Hughes Consulting Canada Ltd.) Notes: 1. Sprinkler engineer of record Yadim Amador Castillo, P.Eng. Northwest Sprinkler Company. T: 7787076797 E: yadim@nwsprinkler.com 2. See related permit SP-2021-01854 (related to BP-2020-01972) for related permits, permit documents, correspondence, permit description, terms and conditions. | Evolution Fire Suppression Ltd
PP-2022-03285 | 2022-10-17 | 6810 ASH STREET, Vancouver, BC | Plumbing Permit | Commercial | New | Issued | Commercial - Above ground plumbing rough-in and finishing >BP: Building 2 (7) - To construct a 3 storey, 3 dwelling units for this MCD (townhouse). This is a CP process permit and the applicant is Jan Madura, P. Eng., CP (Jensen Hughes Consulting Canada Ltd.) NOTE: All fees have been paid under Project Site BP-2020-01972. Application documents have also all been filed under that same Project Site BP. | Vanguard Mechanical Ltd
EP-2023-01099 | 2023-05-26 | 6810 ASH STREET, Vancouver, BC | Electrical Permit | Commercial | New | Issued | Installation / Repair - Commercial - Building 2 - Rough wiring & finishing off branch circuits for lights, receptacles, fire alarm, telephone and data. >BP: Building 2 - To construct a 3 storey, 3 dwelling units for this MCD (townhouse). This is a CP process permit and the applicant is Jan Madura, P. Eng., CP (Jensen Hughes Consulting Canada Ltd.) NOTE: All fees have been paid under Project Site BP-2020-01972. Application documents have also all been filed under that same Project Site BP. | ACE ELECTRIC LTD.
PP-2022-03282 | 2022-10-17 | 6820 ASH STREET, Vancouver, BC | Plumbing Permit | Commercial | New | Issued | Commercial - Above ground plumbing rough-in and finishing >BP: Building 4 (4) - To construct a 3 storey, 6 dwelling units for this MCD (townhouse). This is a CP process permit and the applicant is Jan Madura, P. Eng., CP (Jensen Hughes Consulting Canada Ltd.) NOTE: All fees have been paid under Project Site BP-2020-01972. Application documents have also all been filed under that same Project Site BP. | Vanguard Mechanical Ltd
EP-2022-10354 | 2023-05-26 | 6820 ASH STREET, Vancouver, BC | Electrical Permit | Commercial | New | Issued | Installation / Repair - Commercial - Building 4 - Rough Wiring & Finishing of Branch Circuits for Lights, Receptacles, Fire Alarm, Tel, Data and Electrical Panels BP: Building 4 - To construct a 3 storey, 6 dwelling units for this MCD (townhouse). This is a CP process permit and the applicant is Jan Madura, P. Eng., CP (Jensen Hughes Consulting Canada Ltd.) NOTE: All fees have been paid under Project Site BP-2020-01972. Application documents have also all been filed under that same Project Site BP. | ACE ELECTRIC LTD.
SP-2022-00794 | 2023-08-28 | 6820 ASH STREET, Vancouver, BC | Sprinkler Permit | Commercial | New | Issued | Commercial - Building 4 - To construct a 3 storey, 6 dwelling units for this MCD (townhouse). For all sprinkler work to the 2019 VBBL; NFPA 13, 2013; standpipe work to NFPA 14, 2013; and alternative solutions prepared by Jensen Hughes. This is a CP process permit and the applicant is David Ho, P. Eng., CP (Jensen Hughes Consulting Canada Ltd.) Notes: 1. Sprinkler engineer of record Yadim Amador Castillo, P.Eng. Northwest Sprinkler Company. T: 7787076797 E: yadim@nwsprinkler.com 2. See related permit SP-2021-01854 (related to BP-2020-01972) for related permits, permit documents, correspondence, permit description, terms and conditions. | Evolution Fire Suppression Ltd
SP-2022-00791 | 2023-08-28 | 6832 ASH STREET, Vancouver, BC | Sprinkler Permit | Commercial | New | Issued | Commercial - Building 5 - To construct a 3 storey, 3 dwelling units for this MCD (townhouse). For all sprinkler work to the 2019 VBBL; NFPA 13R, 2013; standpipe work to NFPA 14, 2013; and alternative solutions prepared by Jensen Hughes. This is a CP process permit and the applicant is David Ho, P. Eng., CP (Jensen Hughes Consulting Canada Ltd.) Notes: 1. Sprinkler engineer of record Yadim Amador Castillo, P.Eng. Northwest Sprinkler Company. T: 7787076797 E: yadim@nwsprinkler.com 2. See related permit SP-2021-01854 (related to BP-2020-01972) for related permits, permit documents, correspondence, permit description, terms and conditions. | Evolution Fire Suppression Ltd
EP-2022-10352 | 2023-05-26 | 6832 ASH STREET, Vancouver, BC | Electrical Permit | Commercial | New | Issued | Installation / Repair - Commercial - Building 5 - Rough Wiring & Finishing of Branch Circuits for Lights, Receptacles, Fire Alarm, Tel, Data and Electrical Panels BP: Building 5 - To construct a 3 storey, 3 dwelling units for this MCD (townhouse). This is a CP process permit and the applicant is Jan Madura, P. Eng., CP (Jensen Hughes Consulting Canada Ltd.) NOTE: All fees have been paid under Project Site BP-2020-01972. Application documents have also all been filed under that same Project Site BP. | ACE ELECTRIC LTD.
PP-2022-03286 | 2022-10-17 | 6832 ASH STREET, Vancouver, BC | Plumbing Permit | Commercial | New | Issued | Commercial - Above ground plumbing rough-in and finishing >BP: Building 5 (8) - To construct a 3 storey, 3 dwelling units for this MCD (townhouse). This is a CP process permit and the applicant is Jan Madura, P. Eng., CP (Jensen Hughes Consulting Canada Ltd.) NOTE: All fees have been paid under Project Site BP-2020-01972. Application documents have also all been filed under that same Project Site BP. | Vanguard Mechanical Ltd
PP-2022-03287 | 2022-10-17 | 6846 ASH STREET, Vancouver, BC | Plumbing Permit | Commercial | New | Issued | Commercial - Above ground plumbing rough-in and finishing >BP: Building 6 (9) - To construct a 2 storey, 3 dwelling units for this MCD (townhouse). This is a CP process permit and the applicant is Jan Madura, P. Eng., CP (Jensen Hughes Consulting Canada Ltd.) NOTE: All fees have been paid under Project Site BP-2020-01972. Application documents have also all been filed under that same Project Site BP. | Vanguard Mechanical Ltd
EP-2022-10351 | 2023-05-26 | 6846 ASH STREET, Vancouver, BC | Electrical Permit | Commercial | New | Issued | Installation / Repair - Commercial - Building 6 - Rough Wiring & Finishing of Branch Circuits for Lights, Receptacles, Fire Alarm, Tel, Data and Electrical Panels BP: Building 6 - To construct a 3 storey, 3 dwelling units for this MCD (townhouse). This is a CP process permit and the applicant is Jan Madura, P. Eng., CP (Jensen Hughes Consulting Canada Ltd.) NOTE: All fees have been paid under Project Site BP-2020-01972. Application documents have also all been filed under that same Project Site BP. | ACE ELECTRIC LTD.
SP-2022-00789 | 2023-08-28 | 6846 ASH STREET, Vancouver, BC | Sprinkler Permit | Commercial | New | Issued | Commercial - Building 6 - To construct a 3 storey, 3 dwelling units for this MCD (townhouse). For all sprinkler work to the 2019 VBBL; NFPA 13R (Enhanced per AL-2022-00031), 2013; standpipe work to NFPA 14, 2013; and alternative solutions prepared by Jensen Hughes. This is a CP process permit and the applicant is David Ho, P. Eng., CP (Jensen Hughes Consulting Canada Ltd.) Notes: 1. Sprinkler engineer of record Yadim Amador Castillo, P.Eng. Northwest Sprinkler Company. T: 7787076797 E: yadim@nwsprinkler.com 2. See related permit SP-2021-01854 (related to BP-2020-01972) for related permits, permit documents, correspondence, permit description, terms and conditions. | Evolution Fire Suppression Ltd
EP-2022-10349 | 2023-05-26 | 6858 ASH STREET, Vancouver, BC | Electrical Permit | Commercial | New | Issued | Installation / Repair - Commercial - Building 8 - Rough Wiring & Finishing of Branch Circuits for Lights, Receptacles, Fire Alarm, Tel, Data and Electrical Panels BP: Building 8 - To construct a 3 storey, 6 dwelling units for this MCD (townhouse). This is a CP process permit and the applicant is Jan Madura, P. Eng., CP (Jensen Hughes Consulting Canada Ltd.) NOTE: All fees have been paid under Project Site BP-2020-01972. Application documents have also all been filed under that same Project Site BP. | ACE ELECTRIC LTD.
PP-2022-03280 | 2022-10-17 | 6858 ASH STREET, Vancouver, BC | Plumbing Permit | Commercial | New | Issued | Commercial - Above ground plumbing rough-in and finishing >BP: Building 8 - To construct a 3 storey, 6 dwelling units for this MCD (townhouse). This is a CP process permit and the applicant is Jan Madura, P. Eng., CP (Jensen Hughes Consulting Canada Ltd.) NOTE: All fees have been paid under Project Site BP-2020-01972. Application documents have also all been filed under that same Project Site BP. | Vanguard Mechanical Ltd
PP-2022-03281 | 2022-10-17 | 6852 ASH STREET, Vancouver, BC | Plumbing Permit | Commercial | New | Issued | Commercial - Above ground plumbing rough-in and finishing >BP: Building 7 (3) - To construct a 2 storey, 6 dwelling units for this MCD (townhouse). This is a CP process permit and the applicant is Jan Madura, P. Eng., CP (Jensen Hughes Consulting Canada Ltd.) NOTE: All fees have been paid under Project Site BP-2020-01972. Application documents have also all been filed under that same Project Site BP. | Vanguard Mechanical Ltd
PP-2022-03277 | 2023-03-21 | 6852 ASH STREET, Vancouver, BC | Plumbing Permit | Commercial | New | Issued | Commercial - Above ground plumbing rough-in and finishing > | Vanguard Mechanical Ltd
EP-2022-10350 | 2023-05-26 | 6852 ASH STREET, Vancouver, BC | Electrical Permit | Commercial | New | Issued | Installation / Repair - Commercial - Building 7 - Rough Wiring & Finishing of Branch Circuits for Lights, Receptacles, Fire Alarm, Tel, Data and Electrical Panels BP: Building 7 - To construct a 2 storey, 6 dwelling units for this MCD (townhouse). This is a CP process permit and the applicant is Jan Madura, P. Eng., CP (Jensen Hughes Consulting Canada Ltd.) NOTE: All fees have been paid under Project Site BP-2020-01972. Application documents have also all been filed under that same Project Site BP. | ACE ELECTRIC LTD.
SP-2022-00795 | 2023-08-28 | 6852 ASH STREET, Vancouver, BC | Sprinkler Permit | Commercial | New | Issued | Commercial - Building 7 - To construct a 2 storey, 6 dwelling units for this MCD (townhouse). For all sprinkler work to the 2019 VBBL; NFPA 13R, 2013; standpipe work to NFPA 14, 2013; and alternative solutions prepared by Jensen Hughes. This is a CP process permit and the applicant is David Ho, P. Eng., CP (Jensen Hughes Consulting Canada Ltd.) Notes: 1. Sprinkler engineer of record Yadim Amador Castillo, P.Eng. Northwest Sprinkler Company. T: 7787076797 E: yadim@nwsprinkler.com 2. See related permit SP-2021-01854 (related to BP-2020-01972) for related permits, permit documents, correspondence, permit description, terms and conditions. | Evolution Fire Suppression Ltd
SP-2022-00797 | 2023-08-28 | 6864 ASH STREET, Vancouver, BC | Sprinkler Permit | Commercial | New | Issued | Commercial - Building 9 - To construct a 2 storey, 6 dwelling units for this MCD (townhouse). For all sprinkler work to the 2019 VBBL; NFPA 13R, 2013; standpipe work to NFPA 14, 2013; and alternative solutions prepared by Jensen Hughes. This is a CP process permit and the applicant is David Ho, P. Eng., CP (Jensen Hughes Consulting Canada Ltd.) Notes: 1. Sprinkler engineer of record Yadim Amador Castillo, P.Eng. Northwest Sprinkler Company. T: 7787076797 E: yadim@nwsprinkler.com 2. See related permit SP-2021-01854 (related to BP-2020-01972) for related permits, permit documents, correspondence, permit description, terms and conditions. | Evolution Fire Suppression Ltd
PP-2022-03288 | 2022-10-17 | 6864 ASH STREET, Vancouver, BC | Plumbing Permit | Commercial | New | Issued | Commercial - Above ground plumbing rough-in and finishing >BP: Building 9 (10) - To construct a 2 storey, 6 dwelling units for this MCD (townhouse). This is a CP process permit and the applicant is Jan Madura, P. Eng., CP (Jensen Hughes Consulting Canada Ltd.) NOTE: All fees have been paid under Project Site BP-2020-01972. Application documents have also all been filed under that same Project Site BP. | Vanguard Mechanical Ltd
EP-2023-01100 | 2023-05-26 | 6864 ASH STREET, Vancouver, BC | Electrical Permit | Commercial | New | Issued | Installation / Repair - Commercial - Building 9 - Rough wiring & finishing off branch circuits for lights, receptacles, fire alarm, telephone and data. >BP: Building 9 - To construct a 2 storey, 6 dwelling units for this MCD (townhouse). This is a CP process permit and the applicant is Jan Madura, P. Eng., CP (Jensen Hughes Consulting Canada Ltd.) NOTE: All fees have been paid under Project Site BP-2020-01972. Application documents have also all been filed under that same Project Site BP. | ACE ELECTRIC LTD.
EP-2023-01102 | 2023-05-26 | 6894 ASH STREET, Vancouver, BC | Electrical Permit | Commercial | New | Issued | Installation / Repair - Commercial - Building 11 - Rough wiring & finishing off branch circuits for lights, receptacles, fire alarm, telephone and data. >BP: Building 11 - To construct a 2 storey, 6 dwelling units for this MCD (townhouse). This is a CP process permit and the applicant is Jan Madura, P. Eng., CP (Jensen Hughes Consulting Canada Ltd.) NOTE: All fees have been paid under Project Site BP-2020-01972. Application documents have also all been filed under that same Project Site BP. | ACE ELECTRIC LTD.
PP-2022-03279 | 2022-10-17 | 6894 ASH STREET, Vancouver, BC | Plumbing Permit | Commercial | New | Issued | Commercial - Above ground plumbing rough-in and finishing >BP: Building 11 (1) - To construct a 3 storey, 6 dwelling units for this MCD (townhouse). This is a CP process permit and the applicant is Jan Madura, P. Eng., CP (Jensen Hughes Consulting Canada Ltd.) NOTE: All fees have been paid under Project Site BP-2020-01972. Application documents have also all been filed under that same Project Site BP. | Vanguard Mechanical Ltd
NULL | NULL | 6894 ASH STREET, Vancouver, BC | Mechanical Permit | NULL | NULL | Draft | NULL | Vanguard Mechanical Ltd
NULL | NULL | 6894 ASH STREET, Vancouver, BC | Mechanical Permit | NULL | NULL | Draft | NULL | Vanguard Mechanical Ltd
SP-2022-00796 | 2023-08-28 | 6894 ASH STREET, Vancouver, BC | Sprinkler Permit | Commercial | New | Issued | Commercial - Building 11 - To construct a 2 storey, 6 dwelling units for this MCD (townhouse) For all sprinkler work to the 2019 VBBL; NFPA 13R, 2013; standpipe work to NFPA 14, 2013; and alternative solutions prepared by Jensen Hughes This is a CP process permit and the applicant is David Ho, P. Eng., CP (Jensen Hughes Consulting Canada Ltd.) Notes: 1. Sprinkler engineer of record Yadim Amador Castillo, P.Eng. Northwest Sprinkler Company. T: 7787076797 E: yadim@nwsprinkler.com 2. See related permit SP-2021-01854 (related to BP-2020-01972) for related permits, permit documents, correspondence, permit description, terms and conditions. | Evolution Fire Suppression Ltd
SP-2022-00320 | 2023-07-31 | 6902 ASH STREET, Vancouver, BC | Sprinkler Permit | Commercial | New | Issued | Commercial - Building 1 - For all sprinkler work to the 2019 VBBL; NFPA 13, 2013; and alternative solutions prepared by Jensen Hughes for this newly constructed 3 storey residential building consisting of 5 dwelling units, located on the roof slab of a below grade storage garage. THIS IS A CERTIFIED PROFESSIONAL PROJECT and the CP is David Ho. Notes 1. Fire protection engineer of record is Yadim Castillo, P.Eng. of Northwest sprinkler Company. T: 778 707 6797 E: yadim@nwsprinkler.com 2. One set of approved drawings and permit to be available for viewing at the jobsite. 3. See site permit SP-2021-01844 for site description, accepted documents, terms, and conditions. | Evolution Fire Suppression Ltd
PP-2022-03269 | 2022-10-17 | 6902 ASH STREET, Vancouver, BC | Plumbing Permit | Commercial | New | Issued | Commercial - BLDG 1 (20)- Above ground plumbing rough-in and finishing >BP: (related to site BP-2020-01973) To construct a new 3 storey residential building consisting of 5 dwelling units, located on the roof slab of a below grade storage garage. NOTE: the 2019 VBBL applies to this CP Process permit application which has been reviewed during the Covid-19 pandemic. | Vanguard Mechanical Ltd
EP-2022-07487 | 2022-10-18 | 6902 ASH STREET, Vancouver, BC | Electrical Permit | Commercial | New | Issued | Installation / Repair - Commercial - Rough in and Finishing off Branch Circuits for Lights, Receptacles, Fire Alarm for Bldg #2 Townhouse Suites. >BP: (related to site BP-2020-01973) To construct a new 3 storey residential building consisting of 5 dwelling units, located on the roof slab of a below grade storage garage. NOTE: the 2019 VBBL applies to this CP Process permit application which has been reviewed during the Covid-19 pandemic. This is a Staged Construction CP Process permit and the CP is Jan Madura, MSc., P. Eng., CP (Jensen Hughes Consulting Canada Ltd.) NOTE: All fees are paid under Project Site BP-2020-01973 and application documents are filed there too. Stage 1: Excavation & Shoring. Sept. 9/21. | ACE ELECTRIC LTD.
EP-2022-07484 | 2022-10-18 | 6902 ASH STREET, Vancouver, BC | Electrical Permit | Commercial | New | Issued | Installation / Repair - Commercial - Rough Wiring and Finishing off Branch Circuits for Lights, Receptacles, Fire Alarm for Bldg 1 Townhouse Suites. >BP: (related to site BP-2020-01973) To construct a new 3 storey residential building consisting of 5 dwelling units, located on the roof slab of a below grade storage garage. NOTE: the 2019 VBBL applies to this CP Process permit application which has been reviewed during the Covid-19 pandemic. This is a Staged Construction CP Process permit and the CP is Jan Madura, MSc., P. Eng., CP (Jensen Hughes Consulting Canada Ltd.) NOTE: All fees are paid under Project Site BP-2020-01973 and application documents are filed there too. Stage 1: Excavation & Shoring. Sept. 9/21. | ACE ELECTRIC LTD.
EP-2023-03540 | 2023-05-04 | 6902 ASH STREET, Vancouver, BC | Electrical Permit | Commercial | New | Issued | Temporary Power - Commercial - To provide temporary power. -renewal of EP-2022-03035 -Valid April 14, 2023 - April 13, 2024 | ACE ELECTRIC LTD.
PP-2022-03262 | 2022-10-17 | 6912 ASH STREET, Vancouver, BC | Plumbing Permit | Commercial | New | Issued | Commercial - BLDG 2 (12) - Above ground plumbing rough-in and finishing >BP: (related to site BP-2020-01973). To construct a new 3 storey residential building consisting of 5 dwelling units located on the roof slab of a below grade storage garage. NOTE: the 2019 VBBL applies to this CP Process permit application which has been reviewed during the Covid-19 pandemic. | Vanguard Mechanical Ltd
SP-2022-00319 | 2023-07-31 | 6912 ASH STREET, Vancouver, BC | Sprinkler Permit | Commercial | New | Issued | Commercial - Building 2 - For all sprinkler work to the 2019 VBBL; NFPA 13, 2013; and alternative solutions prepared by Jensen Hughes for this newly constructed 3 storey residential building consisting of 5 dwelling units located on the roof slab of a below grade storage garage. THIS IS A CERTIFIED PROFESSIONAL PROJECT and the CP is David Ho. Notes 1. Fire protection engineer of record is Yadim Castillo, P.Eng. of Northwest sprinkler Company. T: 778 707 6797 E: yadim@nwsprinkler.com 2. One set of approved drawings and permit to be available for viewing at the jobsite. 3. See site permit SP-2021-01844 for site description, accepted documents, terms, and conditions. | Evolution Fire Suppression Ltd
SP-2022-00318 | 2023-07-31 | 6916 ASH STREET, Vancouver, BC | Sprinkler Permit | Commercial | New | Issued | Commercial - Building 3 - For all sprinkler work to the 2019 VBBL; NFPA 13R, 2013; and alternative solutions prepared by Jensen Hughes for this newly constructed 2 storey residential building consisting of 3 dwelling units located on the roof slab of a below grade storage garage. THIS IS A CERTIFIED PROFESSIONAL PROJECT and the CP is David Ho. Notes 1. Fire protection engineer of record is Yadim Castillo, P.Eng. of Northwest sprinkler Company. T: 778 707 6797 E: yadim@nwsprinkler.com 2. One set of approved drawings and permit to be available for viewing at the jobsite. 3. See site permit SP-2021-01844 for site description, accepted documents, terms, and conditions. | Evolution Fire Suppression Ltd
PP-2022-03263 | 2022-10-17 | 6916 ASH STREET, Vancouver, BC | Plumbing Permit | Commercial | New | Issued | Commercial - BLDG 3 (13) - Above ground plumbing rough-in and finishing >BP: (related to site BP-2020-01973) To construct a new 2 storey residential building consisting of 3 dwelling units located on the roof slab of a below grade storage garage. Note: the 2019 VBBL applies to this CP Process permit application which has been reviewed during the Covid-19 pandemic. | Vanguard Mechanical Ltd
EP-2022-07490 | 2022-10-18 | 6916 ASH STREET, Vancouver, BC | Electrical Permit | Commercial | New | Issued | Installation / Repair - Commercial - Rough Wiring and Finishing off Townhouse Suites for Building # 3 >BP: (related to site BP-2020-01973) To construct a new 2 storey residential building consisting of 3 dwelling units located on the roof slab of a below grade storage garage. Note: the 2019 VBBL applies to this CP Process permit application which has been reviewed during the Covid-19 pandemic. This is a Staged Construction CP Process permit and the applicant is Jan Madura, MSc, P. Eng. (Jensen Hughes Consulting Canada Ltd.) NOTE: All fees are paid under Project Site BP-2020-01973 and application documents are filed there too. Stage 1: Excavation & Shoring. Sept. 9/21 | ACE ELECTRIC LTD.
EP-2022-07493 | 2022-10-18 | 6942 ASH STREET, Vancouver, BC | Electrical Permit | Commercial | New | Issued | Installation / Repair - Commercial - Rough Wiring and Finishing off Townhouse Suites for Building # 4 >BP: (related to Site BP-2020-01973) To construct a new 3 storey residential building consisting of 6 dwelling units located on the roof slab of a a below grade storage garage. Note: the 2019 VBBL applies to this CP Process permit application which has bene reviewed during the Covid-19 pandemic. This is a Staged Construction CP Process permit application and the CP is is Jan Madura, MSc, P. Eng. (Jensen Hughes Consulting Canada Ltd.) NOTE: All fees are paid under Project Site BP-2020-01973 and application documents are filed there too. Stage 1: Excavation & Shoring. Sept. 9/21 | ACE ELECTRIC LTD.
PP-2022-03268 | 2022-10-17 | 6942 ASH STREET, Vancouver, BC | Plumbing Permit | Commercial | New | Issued | Commercial - BLDG 4 (19) - Above ground plumbing rough-in and finishing >BP: (related to Site BP-2020-01973) To construct a new 3 storey residential building consisting of 6 dwelling units located on the roof slab of a a below grade storage garage. Note: the 2019 VBBL applies to this CP Process permit application which has bene reviewed during the Covid-19 pandemic. | Vanguard Mechanical Ltd
SP-2022-00317 | 2023-07-31 | 6942 ASH STREET, Vancouver, BC | Sprinkler Permit | Commercial | New | Issued | Commercial - Building 4 - For all sprinkler work to the 2019 VBBL; NFPA 13, 2013; and alternative solutions prepared by Jensen Hughes for this newly constructed 3 storey residential building consisting of 6 dwelling units located on the roof slab of a a below grade storage garage. THIS IS A CERTIFIED PROFESSIONAL PROJECT and the CP is David Ho. Notes 1. Fire protection engineer of record is Yadim Castillo, P.Eng. of Northwest sprinkler Company. T: 778 707 6797 E: yadim@nwsprinkler.com 2. One set of approved drawings and permit to be available for viewing at the jobsite. 3. See site permit SP-2021-01844 for site description, accepted documents, terms, and conditions. | Evolution Fire Suppression Ltd
SP-2022-00316 | 2023-07-31 | 6950 ASH STREET, Vancouver, BC | Sprinkler Permit | Commercial | New | Issued | Commercial - Building 5 -For all sprinkler work to the 2019 VBBL; NFPA 13, 2013; and alternative solutions prepared by Jensen Hughes for this newly constructed 3 storey residential building consisting of 5 dwelling units located on the roof slab of a a below grade storage garage. THIS IS A CERTIFIED PROFESSIONAL PROJECT and the CP David Ho. Notes 1. Fire protection engineer of record is Yadim Castillo, P.Eng. of Northwest sprinkler Company. T: 778 707 6797 E: yadim@nwsprinkler.com 2. One set of approved drawings and permit to be available for viewing at the jobsite. 3. See site permit SP-2021-01844 for site description, accepted documents, terms, and conditions. | Evolution Fire Suppression Ltd
PP-2022-03267 | 2022-10-17 | 6950 ASH STREET, Vancouver, BC | Plumbing Permit | Commercial | New | Issued | Commercial - BLDG 5 (18) - Above ground plumbing rough-in and finishing >BP: (related to Site BP-2020-01973) To construct a new 3 storey residential building consisting of 5 dwelling units located on the roof slab of a a below grade storage garage. Note: the 2019 VBBL applies to this CP Process permit application which has bene reviewed during the Covid-19 pandemic. | Vanguard Mechanical Ltd
EP-2022-07494 | 2022-10-18 | 6950 ASH STREET, Vancouver, BC | Electrical Permit | Commercial | New | Issued | Installation / Repair - Commercial - Rough Wiring and Finishing off Townhouse Suites for Build # 5 >BP: (related to Site BP-2020-01973) To construct a new 3 storey residential building consisting of 5 dwelling units located on the roof slab of a a below grade storage garage. Note: the 2019 VBBL applies to this CP Process permit application which has bene reviewed during the Covid-19 pandemic. This is a Staged Construction CP Process permit application and the CP is is Jan Madura, MSc, P. Eng. (Jensen Hughes Consulting Canada Ltd.) NOTE: All fees are paid under Project Site BP-2020-01973 and application documents are filed there too. Stage 1: Excavation & Shoring. Sept. 9/21 | ACE ELECTRIC LTD.
EP-2022-07495 | 2022-10-18 | 6962 ASH STREET, Vancouver, BC | Electrical Permit | Commercial | New | Issued | Installation / Repair - Commercial - Rough Wiring and Finishing of Townhouse Suites for Bldg # 6 >BP: (related to Site BP-2020-01973) To construct a new 3 storey residential building consisting of 2 dwelling units located on the roof slab of a a below grade storage garage. Note: the 2019 VBBL applies to this CP Process permit application which has bene reviewed during the Covid-19 pandemic. This is a Staged Construction CP Process permit application and the CP is is Jan Madura, MSc, P. Eng. (Jensen Hughes Consulting Canada Ltd.) NOTE: All fees are paid under Project Site BP-2020-01973 and application documents are filed there too. Stage 1: Excavation & Shoring. Sept. 9/21 | ACE ELECTRIC LTD.
PP-2022-03264 | 2022-10-17 | 6962 ASH STREET, Vancouver, BC | Plumbing Permit | Commercial | New | Issued | Commercial - BLDG 6 (14)- Above ground plumbing rough-in and finishing >BP: (related to Site BP-2020-01973) To construct a new 3 storey residential building consisting of 2 dwelling units located on the roof slab of a a below grade storage garage. Note: the 2019 VBBL applies to this CP Process permit application which has bene reviewed during the Covid-19 pandemic. | Vanguard Mechanical Ltd
SP-2022-00315 | 2023-07-31 | 6962 ASH STREET, Vancouver, BC | Sprinkler Permit | Commercial | New | Issued | Commercial - Building 6 - For all sprinkler work to the 2019 VBBL; NFPA 13, 2013; and alternative solutions prepared by Jensen Hughes for this newly constructed 3 storey residential building consisting of 2 dwelling units located on the roof slab of a a below grade storage garage. THIS IS A CERTIFIED PROFESSIONAL PROJECT and the CP is David Ho. Notes 1. Fire protection engineer of record is Yadim Castillo, P.Eng. of Northwest sprinkler Company. T: 778 707 6797 E: yadim@nwsprinkler.com 2. One set of approved drawings and permit to be available for viewing at the jobsite. 3. See site permit SP-2021-01844 for site description, accepted documents, terms, and conditions. | Evolution Fire Suppression Ltd
SP-2022-00314 | 2023-07-31 | 6976 ASH STREET, Vancouver, BC | Sprinkler Permit | Commercial | New | Issued | Commercial - Building 7 - For all sprinkler work to the 2019 VBBL; NFPA 13R, 2013; and alternative solutions prepared by Jensen Hughes for this newly constructed 2 story residential building consisting of 3 dwelling units located on the roof slab of a a below grade storage garage. THIS IS A CERTIFIED PROFESSIONAL PROJECT and the CP David Ho. Notes 1. Fire protection engineer of record is Yadim Castillo, P.Eng. of Northwest sprinkler Company. T: 778 707 6797 E: yadim@nwsprinkler.com 2. One set of approved drawings and permit to be available for viewing at the jobsite. 3. See site permit SP-2021-01844 for site description, accepted documents, terms, and conditions. | Evolution Fire Suppression Ltd
PP-2022-03289 | 2022-10-17 | 6976 ASH STREET, Vancouver, BC | Plumbing Permit | Commercial | New | Issued | Commercial - BLDG 7 (15) - Above ground plumbing rough-in and finishing >BP: (related to Site BP-2020-01973) To construct a new 2 storey residential building consisting of 3 dwelling units located on the roof slab of a a below grade storage garage. Note: the 2019 VBBL applies to this CP Process permit application which has bene reviewed during the Covid-19 pandemic. | Vanguard Mechanical Ltd
EP-2022-07496 | 2022-10-18 | 6976 ASH STREET, Vancouver, BC | Electrical Permit | Commercial | New | Issued | Installation / Repair - Commercial - Rough Wiring and Finishing of Townhouse Suites for Bldg # 7 >BP: (related to Site BP-2020-01973) To construct a new 2 storey residential building consisting of 3 dwelling units located on the roof slab of a a below grade storage garage. Note: the 2019 VBBL applies to this CP Process permit application which has bene reviewed during the Covid-19 pandemic. This is a Staged Construction CP Process permit application and the CP is is Jan Madura, MSc, P. Eng. (Jensen Hughes Consulting Canada Ltd.) NOTE: All fees are paid under Project Site BP-2020-01973 and application documents are filed there too. Stage 1: Excavation & Shoring. Sept. 9/21 | ACE ELECTRIC LTD.
EP-2022-07499 | 2022-10-18 | 557 W 54TH AVENUE, Vancouver, BC | Electrical Permit | Commercial | New | Issued | Installation / Repair - Commercial - Rough Wiring and Finishing of Townhouse Suites for Bldg # 9 >BP: (related to Site BP-2020-01973) To construct a new 3 storey residential building consisting of 7 dwelling units located on the roof slab of a a below grade storage garage. Note: the 2019 VBBL applies to this CP Process permit application which has bene reviewed during the Covid-19 pandemic. This is a Staged Construction CP Process permit application and the CP is is Jan Madura, MSc, P. Eng. (Jensen Hughes Consulting Canada Ltd.) NOTE: All fees are paid under Project Site BP-2020-01973 and application documents are filed there too. Stage 1: Excavation & Shoring. Sept. 9/21 | ACE ELECTRIC LTD.
PP-2022-03265 | 2022-10-17 | 557 W 54TH AVENUE, Vancouver, BC | Plumbing Permit | Commercial | New | Issued | Commercial - BLDG 9 (16) - Above ground plumbing rough-in and finishing >BP: (related to Site BP-2020-01973) To construct a new 3 storey residential building consisting of 7 dwelling units located on the roof slab of a a below grade storage garage. Note: the 2019 VBBL applies to this CP Process permit application which has bene reviewed during the Covid-19 pandemic. | Vanguard Mechanical Ltd
SP-2022-00312 | 2023-07-31 | 557 W 54TH AVENUE, Vancouver, BC | Sprinkler Permit | Commercial | New | Issued | Commercial - Building 9 - For all sprinkler work to the 2019 VBBL; NFPA 13R, 2013; and alternative solutions prepared by Jensen Hughes for this newly constructed 3 storey residential building consisting of 7 dwelling units located on the roof slab of a a below grade storage garage. THIS IS A CERTIFIED PROFESSIONAL PROJECT and the CP is David Ho. Notes 1. Fire protection engineer of record is Yadim Castillo, P.Eng. of Northwest sprinkler Company. T: 778 707 6797 E: yadim@nwsprinkler.com 2. One set of approved drawings and permit to be available for viewing at the jobsite. 3. See site permit SP-2021-01844 for site description, accepted documents, terms, and conditions. | Evolution Fire Suppression Ltd
PP-2022-01039 | 2022-05-20 | 2410 VICTORIA DRIVE, Vancouver, BC | Plumbing Permit | Commercial | New | Issued | Commercial - plumbing throughout 7 unit townhome project To construct a 3-storey plus basement, 10-unit Multiple Dwelling including 3 Lock-Off units with 5 parking spaces (or 3 + 1 accessible parking) having vehicular access from the lane. >>>Amend: January 4, 2023 -Add two roof drains to the fixtures | DHESI PLUMBING LTD
PP-2022-01036 | 2022-05-20 | 2412 VICTORIA DRIVE, Vancouver, BC | Plumbing Permit | Commercial | New | Issued | Commercial - plumbing throughout 7 unit townhome project To construct a 3-storey plus basement, 10-unit Multiple Dwelling including 3 Lock-Off units with 5 parking spaces (or 3 + 1 accessible parking) having vehicular access from the lane. >>>>>>Amend: January 4, 2023 -Add two roof drains to the fixtures. | DHESI PLUMBING LTD
PP-2022-01035 | 2022-05-20 | 2414 VICTORIA DRIVE, Vancouver, BC | Plumbing Permit | Commercial | New | Issued | Commercial - Plumbing throughout 7 unit townhome project To construct a 3-storey plus basement, 10-unit Multiple Dwelling including 3 Lock-Off units with 5 parking spaces (or 3 + 1 accessible parking) having vehicular access from the lane. >>>Amend: January 4, 2023 -Add two roof drains to the fixtures. | DHESI PLUMBING LTD
PP-2022-01034 | 2022-05-20 | 2416 VICTORIA DRIVE, Vancouver, BC | Plumbing Permit | Commercial | New | Issued | Commercial - plumbing throughout for 7 unit townhome project To construct a 3-storey plus basement, 10-unit Multiple Dwelling including 3 Lock-Off units with 5 parking spaces (or 3 + 1 accessible parking) having vehicular access from the lane. >>>Amend: January 4, 2023 -Add one roof drain to the fixtures. | DHESI PLUMBING LTD
PP-2022-01033 | 2022-05-20 | 2418 VICTORIA DRIVE, Vancouver, BC | Plumbing Permit | Commercial | New | Issued | Commercial - plumbing throughout for multi unit townhome project To construct a 3-storey plus basement, 10-unit Multiple Dwelling including 3 Lock-Off units with 5 parking spaces (or 3 + 1 accessible parking) having vehicular access from the lane. >>Amend: January 4, 2023 -Add one roof drain to the fixtures. | DHESI PLUMBING LTD
PP-2022-01038 | 2022-05-20 | 1904 E 8TH AVENUE, Vancouver, BC | Plumbing Permit | Commercial | New | Issued | Commercial - plumbing throughout 7 unit townhome project To construct a 3-storey plus basement, 10-unit Multiple Dwelling including 3 Lock-Off units with 5 parking spaces (or 3 + 1 accessible parking) having vehicular access from the lane. >>>Amend: January 4, 2023 -Add two roof drains to the fixtures. | DHESI PLUMBING LTD
PP-2022-00806 | 2022-03-09 | 2760 HIGHBURY STREET, Vancouver, BC | Plumbing Permit | Residential | New | Completed | Residential - LWH - Plumbing To construct a 2 storey laneway house building with an attached garage and 1 open parking pad, providing a total of 2 parking spaces, having vehicular access from the lane Note: This is a 1 ½ storey building pursuant to the Zoning & Development By-law Note: Bldg 1 (principal bldg) addressed 3785 W 12th Ave retained on site. 1. No A/C unit proposed | WDR CONTRACTING LTD
SP-2022-00612 | 2022-04-26 | 2760 HIGHBURY STREET, Vancouver, BC | Sprinkler Permit | Residential | New | Completed | Residential - New sprinkler system To construct a 2 storey laneway house building with an attached garage and 1 open parking pad, providing a total of 2 parking spaces, having vehicular access from the lane Note: This is a 1 ½ storey building pursuant to the Zoning & Development By-law Note: Bldg 1 (principal bldg) addressed 3785 W 12th Ave retained on site. 1. No A/C unit proposed 2. Schedule B: (Antony Wang) P.Eng (604-618-6236) Structural & Geotechnical 3. HPO: Residential Builder- Comfort Development Ltd | Haven Fire Protection Ltd
EP-2022-03443 | 2022-04-29 | 2760 HIGHBURY STREET, Vancouver, BC | Electrical Permit | Residential | New | Completed | Installation / Repair - Residential - laneway house security alarm system and wiring of tel com services >BP: NFPA-13D To construct a 2 storey laneway house building ($225,000) with an attached garage and 1 open parking pad, providing a total of 2 parking spaces, having vehicular access from the lane | AMBIENT CONNECTIONS INC
PP-2022-01851 | 2022-06-01 | 2690 WILLIAM STREET #3, Vancouver, BC V5K 2Y5 | Plumbing Permit | Residential | New | Completed | Residential - new Plumbing >BP: To construct a 2 storey laneway house building ($146,750) with 1 open parking pad, providing a total of 1 parking space, having vehicular access from the 20' Lane. Note: This is a 1 ½ storey building pursuant to the Zoning & Development By-law. 1. Covenant registered at the Land Title Office under CA9112688 2. No Strata Titling permitted 3. No A/C Unit proposed. 4. Schedule B: (ALAN PHAHALAD) P.Eng (604-831-1431) Structural 5. Schedule B: (PAULLUS K.F YOUNG) P.Eng (604-841-7748) Geotechnical 6. HPO: Residential Builder- (Alves Construction Ltd) NOTE: To achieve the required FSR. A floor space exclusion of 3% has been applied to this application as per section 11.24.18 of the district schedule, to accommodate improved building performance. Address Information: Principal Dwelling: #1-2690 William St – (One Family Dwelling -1st & 2nd floor, west portion of basement) Secondary Suite: #2-2690 William St (east portion of basement) Laneway home: #3-2690 William St Address and suite numbers assigned as per approved plans for Fire and Emergency response. The address number is to be posted to the building to be visible from the street and the suite numbers are to be posted at the suite entries in accordance with the Building By-law prior to final inspection. *NEW HOUSE* Note: See DB-2021-01313 for Bldg 1 on site (principal bldg) addressed #1-2690 William St. **THIS PERMIT HAS BEEN ISSUED UNDER THE REQUIREMENTS OF VBBL #12511 (2019) ** | ALI & ALI PLUMBING & HEATING LTD
EP-2022-08066 | 2022-09-23 | 2690 WILLIAM STREET #3, Vancouver, BC V5K 2Y5 | Electrical Permit | Residential | New | Completed | Installation / Repair - Residential - LWH Complete Wiring/Finishing To construct a 2 storey laneway house building with 1 open parking pad, providing a total of 1 parking space, having vehicular access from the 20' Lane. Note: This is a 1 ½ storey building pursuant to the Zoning & Development By-law. 1. Covenant registered at the Land Title Office under CA9112688 2. No Strata Titling permitted 3. No A/C Unit proposed. 4. Schedule B: (ALAN PHAHALAD) P.Eng (604-831-1431) Structural 5. Schedule B: (PAULLUS K.F YOUNG) P.Eng (604-841-7748) Geotechnical 6. HPO: Residential Builder- (Alves Construction Ltd) Amend: Oct 7, 2022 Resubmit Load Calculation for 2690 house and LWH As per Requested **Amend 10/11/2022** Re submitting load calculations | ORBIT ENERGY CONTROLS LTD
SP-2022-01373 | 2022-08-26 | 2690 WILLIAM STREET #3, Vancouver, BC V5K 2Y5 | Sprinkler Permit | Residential | New | Completed | Residential - LWH - #3 - new sprinkler system >DB: To construct a 2 storey laneway house building with 1 open parking pad, providing a total of 1 parking space, having vehicular access from the 20' Lane. Note: This is a 1 ½ storey building pursuant to the Zoning & Development By-law. 1. Covenant registered at the Land Title Office under CA9112688 2. No Strata Titling permitted 3. No A/C Unit proposed. | Haven Fire Protection Ltd
EP-2022-08682 | 2022-10-13 | 2690 WILLIAM STREET #3, Vancouver, BC V5K 2Y5 | Electrical Permit | Residential | New | Completed | Installation / Repair - Residential - Alarm/tel/tv/data/cctv rough in and complete To construct a 2 storey laneway house building with 1 open parking pad, providing a total of 1 parking space, having vehicular access from the 20' Lane. Note: This is a 1 ½ storey building pursuant to the Zoning & Development By-law. 1. Covenant registered at the Land Title Office under CA9112688 2. No Strata Titling permitted 3. No A/C Unit proposed. 4. Schedule B: (ALAN PHAHALAD) P.Eng (604-831-1431) Structural 5. Schedule B: (PAULLUS K.F YOUNG) P.Eng (604-841-7748) Geotechnical 6. HPO: Residential Builder- (Alves Construction Ltd) | Summit Digital Systems Ltd
EP-2023-03410 | 2023-04-20 | 2690 WILLIAM STREET #3, Vancouver, BC V5K 2Y5 | Electrical Permit | Residential | New | Completed | Installation / Repair - Residential - Extra low voltage .security alarm systems completion >BP: To construct a 2 storey laneway house building ($146,750) with 1 open parking pad, providing a total of 1 parking space, having vehicular access from the 20' Lane. Note: This is a 1 ½ storey building pursuant to the Zoning & Development By-law. 1. Covenant registered at the Land Title Office under CA9112688 2. No Strata Titling permitted 3. No A/C Unit proposed. 4. Schedule B: (ALAN PHAHALAD) P.Eng (604-831-1431) Structural 5. Schedule B: (PAULLUS K.F YOUNG) P.Eng (604-841-7748) Geotechnical 6. HPO: Residential Builder- (Alves Construction Ltd) NOTE: To achieve the required FSR. A floor space exclusion of 3% has been applied to this application as per section 11.24.18 of the district schedule, to accommodate improved building performance. *NEW HOUSE* Note: See DB-2021-01313 for Bldg 1 on site (principal bldg) addressed #1-2690 William St. **THIS PERMIT HAS BEEN ISSUED UNDER THE REQUIREMENTS OF VBBL #12511 (2019) ** | Orbit Home Automation Ltd
PP-2022-00129 | 2022-01-18 | 750 E 32ND AVENUE #3, Vancouver, BC V5V 2Y6 | Plumbing Permit | Residential | New | Completed | Residential - LWH - #3 - SUMP WITHOUT PUMP To construct a 2 storey laneway house building ($151,875.00) with an open parking pad, providing 1 parking space, having vehicular access from the lane. Note: This is a 1 ½ storey building pursuant to the Zoning & Development By-law 1. No Strata Titling permitted 2. No A/C unit proposed | Bhullar Excavating and Demolition
PP-2022-00036 | 2022-01-11 | 750 E 32ND AVENUE #3, Vancouver, BC V5V 2Y6 | Plumbing Permit | Residential | New | Completed | Residential - This is a new laneway house with 9 fixtures. | AKAL Plumbing & Heating Ltd
EP-2022-01047 | 2022-02-11 | 750 E 32ND AVENUE #3, Vancouver, BC V5V 2Y6 | Electrical Permit | Residential | New | Completed | Installation / Repair - Residential - wiring and finishing of laneway house >BP: To construct a 2 storey laneway house building ($151,875.00) with an open parking pad, providing 1 parking space, having vehicular access from the lane. Note: This is a 1 ½ storey building pursuant to the Zoning & Development By-law 1. No Strata Titling permitted 2. No A/C unit proposed 3. Schedule B: Md. Shahidul Alam P.Eng (604.653.7475) Structural & Geotechnical 4. HPO: Residential Builder- PACIFIC BLUE DEVELOPMENTS LTD Address and suite number assigned as per approved plans for Fire and Emergency response. The address number is to be posted to the building to be visible from the street and the suite number is to be posted at the suite entry in accordance with the Building By-law prior to final inspection. ******THIS PERMIT HAS BEEN ISSUED UNDER THE REQUIREMENTS OF VBBL #12511 (2019)****** | STAT ELECTRICS LIMITED
NULL | NULL | 750 E 32ND AVENUE #3, Vancouver, BC V5V 2Y6 | Electrical Permit | Residential | New | Withdrawn | Installation / Repair - Residential - wiring and finishing of laneway | STAT ELECTRICS LIMITED
NULL | NULL | 750 E 32ND AVENUE #3, Vancouver, BC V5V 2Y6 | Electrical Permit | Residential | New | Withdrawn | Installation / Repair - Residential - wiring and finishing of laneway house | STAT ELECTRICS LIMITED
SP-2022-00179 | 2022-02-11 | 750 E 32ND AVENUE #3, Vancouver, BC V5V 2Y6 | Sprinkler Permit | Residential | New | Completed | Residential - Install sprinklers in LWH >BP: To construct a 2 storey laneway house building ($151,875.00) with an open parking pad, providing 1 parking space, having vehicular access from the lane. Note: This is a 1 ½ storey building pursuant to the Zoning & Development By-law 1. No Strata Titling permitted 2. No A/C unit proposed 3. Schedule B: Md. Shahidul Alam P.Eng (604.653.7475) Structural & Geotechnical 4. HPO: Residential Builder- PACIFIC BLUE DEVELOPMENTS LTD Address and suite number assigned as per approved plans for Fire and Emergency response. The address number is to be posted to the building to be visible from the street and the suite number is to be posted at the suite entry in accordance with the Building By-law prior to final inspection. ******THIS PERMIT HAS BEEN ISSUED UNDER THE REQUIREMENTS OF VBBL #12511 (2019)****** | Gold Key Fire Protection Ltd
EP-2022-03289 | 2022-04-26 | 1111 RICHARDS STREET, Vancouver, BC | Electrical Permit | Commercial | NULL | Expired | Annual / Operating - Two annual inspections with reports & a maintained worklog Amend: Mar 14, 2023 Change FSR from Mario Fata 219985 to Jason White 252323 | Nightingale Electric Ltd
EP-2023-03585 | 2023-04-25 | 1111 RICHARDS STREET, Vancouver, BC | Electrical Permit | Commercial | NULL | Issued | Annual / Operating - Annual Electical Operating Permit: Two annual inspections with reports & a maintained digital worklog. Renewal of EP-2022-03289 Valid: Apr 26, 2023 to Apr 25, 2024 | Nightingale Electric Ltd
EP-2022-06330 | 2022-08-04 | 1111 RICHARDS STREET, Vancouver, BC | Electrical Permit | Commercial | Addition | Completed | Installation / Repair - Commercial - Installation / Repair - Commercial - Bike Charging Station: Supply and install bike share panel with mini breakers and main breaker. Connect to 120/208V 20 amp cct provided by city or property manager. Run 16/2 cable tire from panel board to each charging dock, terminate connections. Run no.10 AWG bond from panel board to each charging doc. Verification and testing. >>Location: 1111 Richards St, Mobi/ Shaw bike share station outside building | MJR Electric Ltd
EP-2022-00181 | 2022-02-01 | 332 E 50TH AVENUE, Vancouver, BC V5X 1A8 | Electrical Permit | Residential | New | Completed | Installation / Repair - Residential - new house low voltage wiring To construct a two and half storey two-family dwelling with a detached accessory building (garage) at the rear providing 2 parking spaces, having vehicular access from the lane. Note: This is a 2.5 storey building pursuant to the Zoning and Development By-Law 1. A/C units proposed in the rear yard 2. Schedule B: Jason Hui, P.Eng (778-319-3403) Structural & Geotechnical 3. HPO: Residential Builder - 0820163 BC Ltd. 604-720-9692 | Ema Electric Ltd
PP-2022-01973 | 2022-06-09 | 1146 E 49TH AVENUE #3, Vancouver, BC V5W 2J1 | Plumbing Permit | Residential | New | Issued | Residential - Two out side sumps with out pump | JVT EXCAVATING & DEMOLITION LTD
GP-2022-02663 | 2022-09-08 | 1146 E 49TH AVENUE #3, Vancouver, BC V5W 2J1 | Gas Permit | Residential | New | Completed | Residential - To install boiler >BP: To construct a 2 storey laneway house building ($137,750) with an open parking pad, providing 1 parking space, having vehicular access from the lane. | JOT MECHANICAL LTD
PP-2022-04126 | 2022-11-16 | 1146 E 49TH AVENUE #3, Vancouver, BC V5W 2J1 | Plumbing Permit | Residential | New | Completed | Residential - plumbing >>BP: To construct a 2 storey laneway house building ($137,750) with an open parking pad, providing 1 parking space, having vehicular access from the lane. Note: This is a 1 ½ storey building pursuant to the Zoning & Development By-law Note: Bldg 1 (principal bldg) addressed 1146 E 49th Ave retained on site. 1. No A/C unit proposed 2. Schedule B: STR/GEO - TIM LAM P.Eng (604-255-7670) Structural & Geotechnical 3. HPO: Residential Builder- GMJ Home Designs Ltd # 43621 4. Entire Building to have NFPA 13-D ****ALL PROJECT COORINATOR NOTES HAS BEEN ACCEPTED BY THE APPLICANT**** ******THIS PERMIT HAS BEEN ISSUED UNDER THE REQUIREMENTS OF VBBL #12511 (2019)****** | Forbes Mechanical Ltd
EP-2022-10305 | 2023-02-21 | 1146 E 49TH AVENUE #3, Vancouver, BC V5W 2J1 | Electrical Permit | Residential | New | Completed | Installation / Repair - Residential - 100amp Service, rough-in and finishing installation. *2nd service to address at LWH- 125A *Existing service at 1FD- 100A >BP: To construct a 2 storey laneway house building ($137,750) with an open parking pad, providing 1 parking space, having vehicular access from the lane. Note: This is a 1 ½ storey building pursuant to the Zoning & Development By-law Note: Bldg 1 (principal bldg) addressed 1146 E 49th Ave retained on site. 1. No A/C unit proposed 2. Schedule B: STR/GEO - TIM LAM P.Eng (604-255-7670) Structural & Geotechnical 3. HPO: Residential Builder- GMJ Home Designs Ltd # 43621 4. Entire Building to have NFPA 13-D ******THIS PERMIT HAS BEEN ISSUED UNDER THE REQUIREMENTS OF VBBL #12511 (2019)****** | Enlightened Electrical Ltd
SP-2023-00472 | 2023-03-17 | 1146 E 49TH AVENUE #3, Vancouver, BC V5W 2J1 | Sprinkler Permit | Residential | New | Completed | Residential - Install sprinklers in LWH >BP: To construct a 2 storey laneway house building with an open parking pad, providing 1 parking space, having vehicular access from the lane. Note: This is a 1 ½ storey building pursuant to the Zoning & Development By-law Note: Bldg 1 (principal bldg) addressed 1146 E 49th Ave retained on site. 1. Rev#1: 1 Mini-Split A/C unit proposed 2. Schedule B: STR/GEO - TIM LAM P.Eng (604-255-7670) Structural & Geotechnical 3. HPO: Residential Builder- GMJ Home Designs Ltd # 43621 4. Entire Building to have NFPA 13-D | Gold Key Fire Protection Ltd
EP-2023-01937 | 2023-03-08 | 1146 E 49TH AVENUE #3, Vancouver, BC V5W 2J1 | Electrical Permit | Residential | New | Completed | Installation / Repair - Residential - LWH - #3 - Rough in and complete security alarm, structured wiring, CCTV . >DB: To construct a 2 storey laneway house building with an open parking pad, providing 1 parking space, having vehicular access from the lane. Note: This is a 1 ½ storey building pursuant to the Zoning & Development By-law Note: Bldg 1 (principal bldg) addressed 1146 E 49th Ave retained on site. 1. Rev#1: 1 Mini-Split A/C unit proposed 4. Entire Building to have NFPA 13-D | Total Security & Automation Inc.
EP-2022-03458 | 2022-04-29 | 3484 FRANKLIN STREET #3, Vancouver, BC V5K 1Y3 | Electrical Permit | Residential | New | Completed | Installation / Repair - Residential - Alarm, intercom, Camera wire, TV/Data/Tel >BP: To construct a 1 storey laneway house building ($160,500) with 1 open parking pad, providing a total of 2 parking spaces, having vehicular access from the 20' Lane. 1. Covenant not required with existing house 2. No Strata Titling permitted 3. No A/C Unit proposed 4. Schedule B: (Ke Jian Ma) P.Eng (604.599.8890) Structural 5. Schedule B: (Ke Jian Ma) P.Eng (604.599.8890) Geotechnical 6. HPO: Residential Builder- BRB West Coast Construction Ltd NOTE: To achieve the required FSR. A floor space exclusion of 3% has been applied to this application as per section 11.24.18 of the district schedule, to accommodate improved building performance. Address Information: Principle Dwelling: #1-3484 FRANKLIN ST Laneway home: #3-3484 FRANKLIN ST Address and suite number assigned as per approved plans for Fire and Emergency response. The address number is to be posted to the building to be visible from the street and the suite number is to be posted at the suite entry in accordance with the Building By-law prior to final inspection. NOTE: Information regarding the principal building on the survey and site plan is for reference only. Any discrepancy between information regarding the principal building on the survey and/or site plan and approved permit drawings for the principal building are neither approved nor authorized under this laneway house permit. *EXISTING HOUSE* Note: Bldg 1 (principal bldg) addressed #1-3484 FRANKLIN ST retained on site. **THIS PERMIT HAS BEEN ISSUED UNDER THE REQUIREMENTS OF VBBL #12511 (2019) ** | Anmi Technology Corp.
SP-2022-00385 | 2022-03-18 | 3484 FRANKLIN STREET #3, Vancouver, BC V5K 1Y3 | Sprinkler Permit | Residential | New | Completed | Residential - New sprinkler system To construct a 1 storey laneway house building with 1 open parking pad, providing a total of 2 parking spaces, having vehicular access from the 20' Lane. 1. Covenant not required with existing house 2. No Strata Titling permitted 3. No A/C Unit proposed 4. Schedule B: (Ke Jian Ma) P.Eng (604.599.8890) Structural 5. Schedule B: (Ke Jian Ma) P.Eng (604.599.8890) Geotechnical 6. HPO: Residential Builder- BRB West Coast Construction Ltd | Haven Fire Protection Ltd
EP-2021-09311 | 2022-01-26 | 3484 FRANKLIN STREET #3, Vancouver, BC V5K 1Y3 | Electrical Permit | Residential | New | Completed | Installation / Repair - Residential - electrical wiring for lane way house >BP: To construct a 1 storey laneway house building ($160,500) with 1 open parking pad, providing a total of 2 parking spaces, having vehicular access from the 20' Lane. 1. Covenant not required with existing house 2. No Strata Titling permitted 3. No A/C Unit proposed 4. Schedule B: (Ke Jian Ma) P.Eng (604.599.8890) Structural 5. Schedule B: (Ke Jian Ma) P.Eng (604.599.8890) Geotechnical 6. HPO: Residential Builder- BRB West Coast Construction Ltd NOTE: To achieve the required FSR. A floor space exclusion of 3% has been applied to this application as per section 11.24.18 of the district schedule, to accommodate improved building performance. Address Information: Principle Dwelling: #1-3484 FRANKLIN ST Laneway home: #3-3484 FRANKLIN ST Address and suite number assigned as per approved plans for Fire and Emergency response. The address number is to be posted to the building to be visible from the street and the suite number is to be posted at the suite entry in accordance with the Building By-law prior to final inspection. NOTE: Information regarding the principal building on the survey and site plan is for reference only. Any discrepancy between information regarding the principal building on the survey and/or site plan and approved permit drawings for the principal building are neither approved nor authorized under this laneway house permit. *EXISTING HOUSE* Note: Bldg 1 (principal bldg) addressed #1-3484 FRANKLIN ST retained on site. **THIS PERMIT HAS BEEN ISSUED UNDER THE REQUIREMENTS OF VBBL #12511 (2019) ** | Dragon Electric Ltd
PP-2022-00045 | 2022-01-11 | 3484 FRANKLIN STREET #3, Vancouver, BC V5K 1Y3 | Plumbing Permit | Residential | New | Completed | Residential - LWH plumbing | Deep Water Plumbing Heating & Gas Services Limited
EP-2022-07661 | 2022-09-14 | 1111 RICHARDS STREET #1710, Vancouver, BC V6B 0S3 | Electrical Permit | Commercial | Renovation - Dwelling Unit(s) only | Completed | Installation / Repair - Commercial - SUITE #1710 - Minor residential electrical upgrades - Install circuit for wine fridge and bar outlet, and install bar shelf puck lights | Wespac Electrical Contractor Ltd
EP-2022-06157 | 2022-07-22 | 2731 W 7TH AVENUE, Vancouver, BC V6K 1Z3 | Electrical Permit | Residential | Tenant Improvement | Issued | Installation / Repair - Residential - - Electrical install of heat pump - No change to existing serivce - BP not required - Mechanical permit to be obtained | Moore And Russell Heating And Air Conditioning Ltd
EP-2023-03514 | 2023-04-24 | 3198 RIVERWALK AVENUE, Vancouver, BC | Electrical Permit | Commercial | NULL | Issued | Annual / Operating - Minor Electrical installation, repair, and maintenance -Renewal of: EP-2022-02844 -Valid: April 22, 2023 - April 21, 2024 | Berts Electric (2001) Ltd
EP-2022-02844 | 2022-04-11 | 3198 RIVERWALK AVENUE, Vancouver, BC | Electrical Permit | Commercial | NULL | Expired | Annual / Operating - Minor Electrical installation, repair and maintenance -Renewal of EP-2021-03043 -Valid: April 22, 2022 - April 21, 2023 | Berts Electric (2001) Ltd
EP-2022-02120 | 2022-03-17 | 762 E 10TH AVENUE #3, Vancouver, BC V5T 2A7 | Electrical Permit | Residential | New | Completed | Installation / Repair - Residential - Alarm pre-wire, tv, net, doorbell Alarm is pre-wire only - no finish >BP: To construct a 2 storey laneway house building ($145,000.00) with an open parking pad, providing 1 parking space, having vehicular access from the lane. Note: This is a 1 ½ storey building pursuant to the Zoning & Development By-law 1. No A/C unit proposed 2. Schedule B: O. Wegner, P.Eng (604.579.0110) Structural 3. Schedule B: P.K.L. Fong, P.Eng (604.837.3205) Geotechnical 4. HPO: Residential Builder- Smallworks Studio and Laneway Housing Inc Address and suite number assigned as per approved plans for Fire and Emergency response. The address number is to be posted to the building to be visible from the street and the suite number is to be posted at the suite entry in accordance with the Building By-law prior to final inspection. ******THIS PERMIT HAS BEEN ISSUED UNDER THE REQUIREMENTS OF VBBL #12511 (2019)****** | Best Built-In Centre Ltd
SP-2022-00285 | 2022-03-03 | 762 E 10TH AVENUE #3, Vancouver, BC V5T 2A7 | Sprinkler Permit | Residential | New | Completed | Residential - new sprinkler system >To construct a 2 storey laneway house building ($145,000.00) with an open parking pad, providing 1 parking space, having vehicular access from the lane. Note: This is a 1 ½ storey building pursuant to the Zoning & Development By-law 1. No A/C unit proposed 2. Schedule B: O. Wegner, P.Eng (604.579.0110) Structural 3. Schedule B: P.K.L. Fong, P.Eng (604.837.3205) Geotechnical 4. HPO: Residential Builder- Smallworks Studio and Laneway Housing Inc Address and suite number assigned as per approved plans for Fire and Emergency response. The address number is to be posted to the building to be visible from the street and the suite number is to be posted at the suite entry in accordance with the Building By-law prior to final inspection. ******THIS PERMIT HAS BEEN ISSUED UNDER THE REQUIREMENTS OF VBBL #12511 (2019)****** | Alco Fire Protection Ltd
PP-2022-00072 | 2022-01-12 | 762 E 10TH AVENUE #3, Vancouver, BC V5T 2A7 | Plumbing Permit | Residential | New | Completed | Residential - Install 1 outside sump with no pump for laneway house | Octiscapes Site Services Ltd
PP-2022-00078 | 2022-01-13 | 762 E 10TH AVENUE #3, Vancouver, BC V5T 2A7 | Plumbing Permit | Residential | New | Completed | Residential - new laneway house To construct a 2 storey laneway house building with an open parking pad, providing 1 parking space, having vehicular access from the lane. Note: This is a 1 ½ storey building pursuant to the Zoning & Development By-law 1. No A/C unit proposed 2. Schedule B: O. Wegner, P.Eng (604.579.0110) Structural 3. Schedule B: P.K.L. Fong, P.Eng (604.837.3205) Geotechnical 4. HPO: Residential Builder- Smallworks Studio and Laneway Housing Inc | Next Level Plumbing Ltd
GP-2022-00079 | 2022-01-12 | 762 E 10TH AVENUE #3, Vancouver, BC V5T 2A7 | Gas Permit | Residential | New | Completed | Residential - new laneway house To construct a 2 storey laneway house building with an open parking pad, providing 1 parking space, having vehicular access from the lane. Note: This is a 1 ½ storey building pursuant to the Zoning & Development By-law 1. No A/C unit proposed 2. Schedule B: O. Wegner, P.Eng (604.579.0110) Structural 3. Schedule B: P.K.L. Fong, P.Eng (604.837.3205) Geotechnical 4. HPO: Residential Builder- Smallworks Studio and Laneway Housing Inc | Next Level Plumbing Ltd
SP-2022-01752 | 2022-10-21 | 5419 LANARK STREET #3, Vancouver, BC V5P 2X9 | Sprinkler Permit | Residential | New | Completed | Residential - LWH - #3 - Install sprinklers in LWH To construct a 2 storey laneway house building with 1 open parking pad, having vehicular access from the 20' Lane. Note: This is a 1 ½ storey building pursuant to the Zoning & Development By-law. 1. Covenant registered at the Land Title Office under CA9072921 2. No Strata Titling permitted 3. No A/C Unit proposed | Gold Key Fire Protection Ltd
PP-2022-01946 | 2022-06-08 | 5419 LANARK STREET #3, Vancouver, BC V5P 2X9 | Plumbing Permit | Residential | New | Completed | Residential - Plumbing for: >BP: To construct a 2 storey laneway house building ($160,522.00) with 1 open parking pad, having vehicular access from the 20' Lane. Note: This is a 1 ½ storey building pursuant to the Zoning & Development By-law. 1. Covenant registered at the Land Title Office under CA9072921 2. No Strata Titling permitted 3. No A/C Unit proposed 4. Schedule B: (Shambhu N. Biswas) P.Eng (604.250.8666) Structural 5. Schedule B: (Jason Hui) P.Eng (778.319.3403) Geotechnical 6. HPO: Residential Builder- LiWa Enterprises Ltd. NOTE: To achieve the required FSR. A floor space exclusion of 3% has been applied to this application as per section 11.24.18 of the district schedule, to accommodate improved building performance. Note: This is a 2 storey building pursuant to the Zoning and Development By-Law Address Information: Principle Dwelling: #1-5419 Lanark St Secondary Suite: #2-5419 Lanark St Laneway home: #3-5419 Lanark St Address has been assigned per the approved plans as the fire/emergency access to the laneway house is from the South side. This access must be provided & maintained at 20' Lane at all times in accordance with the Building By-law. NOTE: Information regarding the principal building on the survey and site plan is for reference only. Any discrepancy between information regarding the principal building on the survey and/or site plan and approved permit drawings for the principal building are neither approved nor authorized under this laneway house permit. *NEW HOUSE* Note: See DB-2021-01157 for Bldg 1 on site (principal bldg) addressed #1-5419 Lanark St. **THIS PERMIT HAS BEEN ISSUED UNDER THE REQUIREMENTS OF VBBL #12511 (2019) ** | KSS Mechanical Ltd
GP-2022-01727 | 2022-06-08 | 5419 LANARK STREET #3, Vancouver, BC V5P 2X9 | Gas Permit | Residential | New | Completed | Residential - Gas fitting | KSS Mechanical Ltd
EP-2022-04527 | 2022-05-31 | 5419 LANARK STREET #3, Vancouver, BC V5P 2X9 | Electrical Permit | Residential | New | Completed | Installation / Repair - Residential - Service, Rough Wiring, And Finishing - LWH MAIN HOUSE 100A SECONDARY SUITE 100A LANEWAY 125A MAIN CONCUMER'S SERVICE 200A 3 ELECTRIC METERS. >BP: To construct a 2 storey laneway house building ($160,522.00) with 1 open parking pad, having vehicular access from the 20' Lane. Note: This is a 1 ½ storey building pursuant to the Zoning & Development By-law. 1. Covenant registered at the Land Title Office under CA9072921 2. No Strata Titling permitted 3. No A/C Unit proposed 4. Schedule B: (Shambhu N. Biswas) P.Eng (604.250.8666) Structural 5. Schedule B: (Jason Hui) P.Eng (778.319.3403) Geotechnical 6. HPO: Residential Builder- LiWa Enterprises Ltd. NOTE: To achieve the required FSR. A floor space exclusion of 3% has been applied to this application as per section 11.24.18 of the district schedule, to accommodate improved building performance. Note: This is a 2 storey building pursuant to the Zoning and Development By-Law Address Information: Principle Dwelling: #1-5419 Lanark St Secondary Suite: #2-5419 Lanark St Laneway home: #3-5419 Lanark St *NEW HOUSE* Note: See DB-2021-01157 for Bldg 1 on site (principal bldg) addressed #1-5419 Lanark St. **THIS PERMIT HAS BEEN ISSUED UNDER THE REQUIREMENTS OF VBBL #12511 (2019) ** Amend: July 5, 2022 Please amend permit to show the following: HOUSE BREAKER 125A SUITE BREAKER 100A LANEWAY BREAKER 100A MAIN SERVICE 200A Please also attach the revised load calculation. | Kooner Electrical Ltd
NULL | NULL | 508 POWELL STREET, Vancouver, BC | Sprinkler Permit | Commercial | New | Draft | Commercial - Parakde with 7 levels of residential. | NULL
SP-2022-00187 | 2022-12-12 | 508 POWELL STREET, Vancouver, BC | Sprinkler Permit | Commercial | New | Issued | Commercial - For all sprinkler work to the 2019 VBBL; NFPA 13, 2013; standpipe work to NFPA 14, 2013for this newly constructed 7-storey high -rise mixed-use building consisting of: Level 1- Social Service Centre (with classrooms for community programs, laundry, safe injection site, commercial kitchen with large seating area for eating) - Group A-2, Residential and Office lobbies, 2 CRU units (retail and vocational school) Level 2- Rental Offices Level 3 to Level 7 - 114 social housing units (3rd-7th floor) Roof top terrace connected with 7th floor terrace, All over one level of underground parking accessed from the lane. THIS IS A CERTIFIED PROFESSIONAL PROJECT and the CP is Kai Mikkelsen of Thorson Consulting CP This application does not include any of the following: • Warehouse storage arrangements, or mobile compact storage arrangements. • Flexible sprinkler pipe. • Information Technology Equipment Rooms (e.g. IT Rooms, LAN Rooms, etc.). • Alternative solutions. Notes: 1. Fire Protection engineer of record Mr. Ian MacKay of MFPE Engineering Ltd. T:604.792.7714 E: ian.mackay@mfpe.ca 2. One set of approved drawings and permit to be available for viewing at the jobsite. 3. Separate documents and application are required for the tenant improvement. 4. Construction Standpipe to Bulletin 2017-003-BU/FI, VBBL, NFPA 14, and VFBL. | Trilar Fire Protection Ltd
EP-2022-09567 | 2022-11-10 | 508 POWELL STREET, Vancouver, BC | Electrical Permit | Commercial | New | Expired | Temporary Power - Commercial - To provide temporary power. | Seylers Electrical Ltd
EP-2022-09883 | 2022-11-22 | 508 POWELL STREET, Vancouver, BC | Electrical Permit | Commercial | New | Expired | Temporary Power - Commercial - To provide temporary power. | Seylers Electrical Ltd
SP-2022-01711 | NULL | 508 POWELL STREET, Vancouver, BC | Sprinkler Permit | Residential | New | Cancelled | Residential - New fire sprinkler and standpipe system installation in a 7 level + 1 level below grade parkade BC Housing project. >BP: To construct a new 7-storey high-rise, mixed-use building consisting of: Level 1- Social Service Centre (with classrooms for community programs, laundry, safe injection site, commercial kitchen with large seating area for eating) - Group A-2 Residential and Office Lobbies 2 (two) CRU units, Retail shell (Group E) Level 2- Rental Offices shell ( Group D) Level 3 to Level 7 - 114 Social Housing units (3rd-7th Floors) Roof top terrace connected with 7th Floor terrace. All over one level of underground parking accessed from the lane. | Trilar Fire Protection Ltd
PP-2022-03424 | 2023-01-04 | 508 POWELL STREET, Vancouver, BC | Plumbing Permit | Commercial | New | Issued | Commercial - >>>UNDERGROUND<<< New installation of plumbing piping and fixtures (above grade: PP-2022-03188) >BP: To construct a new 7-storey high-rise, mixed-use building consisting of: Level 1- Social Service Centre (with classrooms for community programs, laundry, safe injection site, commercial kitchen with large seating area for eating) - Group A-2 Residential and Office Lobbies 2 (two) CRU units, Retail shell (Group E) Level 2- Rental Offices shell ( Group D) Level 3 to Level 7 - 114 Social Housing units (3rd-7th Floors) Roof top terrace connected with 7th Floor terrace. All over one level of underground parking accessed from the lane. | Connelly Mechanical Systems Ltd
NULL | NULL | 508 POWELL STREET, Vancouver, BC | Plumbing Permit | Commercial | New | Withdrawn | Commercial - New plumbing installation | Connelly Mechanical Systems Ltd
PP-2022-03188 | 2023-01-16 | 508 POWELL STREET, Vancouver, BC | Plumbing Permit | Commercial | New | Issued | Commercial - New installation of plumbing pipe and fixtures (below grade: PP-2022-03424) >BP: To construct a new 7-storey high-rise, mixed-use building consisting of: Level 1- Social Service Centre (with classrooms for community programs, laundry, safe injection site, commercial kitchen with large seating area for eating) - Group A-2 Residential and Office Lobbies 2 (two) CRU units, Retail shell (Group E) Level 2- Rental Offices shell ( Group D) Level 3 to Level 7 - 114 Social Housing units (3rd-7th Floors) Roof top terrace connected with 7th Floor terrace. All over one level of underground parking accessed from the lane. | Connelly Mechanical Systems Ltd
EP-2023-01194 | 2023-02-16 | 508 POWELL STREET, Vancouver, BC | Electrical Permit | Commercial | New | Completed | Interim - Commercial - Supervision of Seylers Electric's installation for the HV Unit Substation equipment only. - Interim permit for EP-2023-00953 >BP: To construct a new 7-storey high-rise, mixed-use building consisting of: Level 1- Social Service Centre (with classrooms for community programs, laundry, safe injection site, commercial kitchen with large seating area for eating) - Group A-2 Residential and Office Lobbies 2 (two) CRU units, Retail shell (Group E) Level 2- Rental Offices shell ( Group D) Level 3 to Level 7 - 114 Social Housing units (3rd-7th Floors) Roof top terrace connected with 7th Floor terrace. All over one level of underground parking accessed from the lane. Note: Building is TIPs eligible as at the time of construction. Class-1 Cooking operation VBBL 2019 This is a single Stage CP application 2-Feb-2023 - Revision#1 issued. 1. Provide lane access to unit substation 2. Provide 2.1m. basement setback due to neighboring condition with no ability to underpin. | Vancouver Industrial Electric Ltd
EP-2023-00953 | 2023-08-04 | 508 POWELL STREET, Vancouver, BC | Electrical Permit | Commercial | New | Issued | Installation / Repair - Commercial - Electrical installation for a new 7-storey high-rise, mixed-use building. High-voltage installation by EP-2023-03815. >BP: To construct a new 7-storey high-rise, mixed-use building consisting of: Level 1- Social Service Centre (with classrooms for community programs, laundry, safe injection site, commercial kitchen with large seating area for eating) - Group A-2 Residential and Office Lobbies 2 (two) CRU units, Retail shell (Group E) Level 2- Rental Offices shell ( Group D) Level 3 to Level 7 - 114 Social Housing units (3rd-7th Floors) Roof top terrace connected with 7th Floor terrace. All over one level of underground parking accessed from the lane. Note: Building is TIPs eligible as at the time of construction. Class-1 Cooking operation VBBL 2019 This is a single Stage CP application | Seylers Electrical Ltd
EP-2023-00954 | 2023-02-08 | 508 POWELL STREET, Vancouver, BC | Electrical Permit | Commercial | New | Completed | Interim - Commercial - Grounding, Bonding, Slab on grade, underground & P1 to Level suspended slab - Interim permit for EP-2023-00953. Note: This permit does not cover high voltage installation. The proposed high-voltage installation requires an installation permit and interim permit obtained by a licensed contractor registered with an unrestricted ‘A’ FSR on its licence and a designated AFSR must be named on the permit applications for the HV installation. >BP: To construct a new 7-storey high-rise, mixed-use building consisting of: Level 1- Social Service Centre (with classrooms for community programs, laundry, safe injection site, commercial kitchen with large seating area for eating) - Group A-2 Residential and Office Lobbies 2 (two) CRU units, Retail shell (Group E) Level 2- Rental Offices shell ( Group D) Level 3 to Level 7 - 114 Social Housing units (3rd-7th Floors) Roof top terrace connected with 7th Floor terrace. All over one level of underground parking accessed from the lane. Note: Building is TIPs eligible as at the time of construction. Class-1 Cooking operation VBBL 2019 This is a single Stage CP application | Seylers Electrical Ltd
EP-2023-03815 | 2023-08-09 | 508 POWELL STREET, Vancouver, BC | Electrical Permit | Commercial | New | Issued | Installation / Repair - Commercial - High-voltage installation: Provide consultation and inspections of the various stages of installation of main unit substation; electrical room equipment and system grounding. >BP: To construct a new 7-storey high-rise, mixed-use building consisting of: Level 1- Social Service Centre (with classrooms for community programs, laundry, safe injection site, commercial kitchen with large seating area for eating) - Group A-2 Residential and Office Lobbies 2 (two) CRU units, Retail shell (Group E) Level 2- Rental Offices shell ( Group D) Level 3 to Level 7 - 114 Social Housing units (3rd-7th Floors) Roof top terrace connected with 7th Floor terrace. All over one level of underground parking accessed from the lane. Note: Building is TIPs eligible as at the time of construction. Class-1 Cooking operation VBBL 2019 This is a single Stage CP application 2-Feb-2023 - Revision#1 issued. 1. Provide lane access to unit substation 2. Provide 2.1m. basement setback due to neighboring condition with no ability to underpin. 21-Mar-2023 - Revision#2 issued. Effective January 13, 2023, Ian Grannary, P. Eng assumed responsibility as RPR for Electrical discipline. | Vancouver Industrial Electric Ltd
EP-2023-05476 | 2023-06-19 | 508 POWELL STREET, Vancouver, BC | Electrical Permit | Commercial | New | Issued | Temporary Power - Commercial - To provide temporary power. | Seylers Electrical Ltd
EP-2023-05808 | 2023-07-19 | 6733 CAMBIE STREET, Vancouver, BC | Electrical Permit | Commercial | Renovation | Completed | Installation / Repair - Commercial - Installation of EVSE branch circuits. The additional six circuits would total 39,936W this added to the peak demand comes to 93,032W again well under 230.3kW. We will be installing the circuits on panel HC. A 225A 208V 3phase panel with only Two 2P 50A heat trace circuits on it. Assuming they are loaded to 100% they total 20,800W. adding the six new 6,656W EV circuits on panel HC would bring the new total to 60,736W under the 80% capacity of the panel of 64,771.2W. | TCA Industries Ltd
EP-2023-04503 | 2023-05-23 | 6733 CAMBIE STREET, Vancouver, BC | Electrical Permit | Commercial | NULL | Issued | Annual / Operating - Annual Operating Permit Renew of EP-2022-03906 VALID: Mar 15, 2023 to Mar 14, 2024 Annual permit for: Electrical By-law No. 5563, 5.14 (a) the maintenance of existing operating electrical equipment. | Canem Systems Ltd
EP-2022-03906 | 2022-05-16 | 6733 CAMBIE STREET, Vancouver, BC | Electrical Permit | Commercial | NULL | Expired | Annual / Operating - Annual Operating Permit Renew of EP-2021-01905 VALID: Mar 15, 2022 TO Mar 14, 2023 Annual permit for: Electrical By-law No. 5563, 5.14 (a) the maintenance of existing operating electrical equipment. | Canem Systems Ltd
NULL | NULL | 1831 E 15TH AVENUE, Vancouver, BC | Gas Permit | Residential | New | Withdrawn | Residential - ALL BLACK IRON PIPNG INCLOUDE FITTINGS.2PSIG NATURAL GASLINE.IT IS DUPLEX SO COMPLETE INSTALLATION FOR BOILERS .PIPING ONLY FOR 2 RANGE AND 2 FIREPLACE.( 1 RANGE AND 1 FIREPLACE IN EACH DUPLEX ) | POLLY MECHANICAL LTD
SP-2022-00957 | 2022-06-14 | 3576 W 32ND AVENUE #3, Vancouver, BC V6S 1Z2 | Sprinkler Permit | Residential | New | Completed | Residential - LWH - #3 - NEW HOME To construct a 2 storey laneway house building with an attached garage and an open parking pad providing total of 2 parking space having vehicular access from the lane. The entire building, INCLUDING THE ATTACHED GARAGE, to be sprinklered to NFPA 13D. 1. Covenant registered at the Land Title Office under CA8835848 2. No Strata Titling permitted 3. No A/C unit proposed for the laneway house | SBMS Construction Ltd
PP-2022-00805 | 2022-03-09 | 3576 W 32ND AVENUE #3, Vancouver, BC V6S 1Z2 | Plumbing Permit | Residential | New | Completed | Residential - LWH - #3 - Plumbing and heating To construct a 2 storey laneway house building with an attached garage and an open parking pad providing total of 2 parking space having vehicular access from the lane. The entire building, INCLUDING THE ATTACHED GARAGE, to be sprinklered to NFPA 13D. 1. Covenant registered at the Land Title Office under CA8835848 2. No Strata Titling permitted 3. No A/C unit proposed for the laneway house | West Point Plumbing & Heating Ltd
EP-2022-02905 | 2022-05-16 | 3576 W 32ND AVENUE #3, Vancouver, BC V6S 1Z2 | Electrical Permit | Residential | New | Completed | Installation / Repair - Residential - Lane way house wiring >BP: To construct a 2 storey laneway house building with an attached garage and an open parking pad providing total of 2 parking space having vehicular access from the lane. The entire building, INCLUDING THE ATTACHED GARAGE, to be sprinklered to NFPA 13D. NOTE: To achieve the required FSR a floor space exclusion of 3% has been applied to this application as per section 11.17.24(d) of the district schedule, to accommodate improved building performance. 1. Covenant registered at the Land Title Office under CA8835848 2. No Strata Titling permitted 3. No A/C unit proposed for the laneway house 4. Schedule B Antony Wang P.Eng (604-618-6236) Structural & Geotechnical 5. BC Housing Pridwen Construction Ltd. Note: This is a 1 1/2 storey building pursuant to the Zoning & Development By-law ******THIS PERMIT HAS BEEN ISSUED UNDER THE REQUIREMENTS OF VBBL 2019****** "Combustible projections or roof soffits on an exposing building face shall not project to less than .45m from the property line and shall be in compliance with VBBL 2019 9.10.15.5.(9)" Any alterations or conversions to the attached garage (if applicable) to habitable living space shall not be permitted without first obtaining the approval of the Director of Planning and the Chief Building Official. Thermal protection measures and Laneway house design guidelines shall be required to be met prior to the approval of the conversion. See BP-2021-02776 for Bldg 1 on site (principal bldg) addressed #1-3576 W 32nd Av - One Family Dwelling | Central Power Group Ltd
EP-2022-06657 | 2022-08-09 | 3576 W 32ND AVENUE #3, Vancouver, BC V6S 1Z2 | Electrical Permit | Residential | New | Completed | Installation / Repair - Residential - LWH - #3 - lane way house low voltage wiring and finishing. COMPLETE SECURITY ALARM SYSTEM To construct a 2 storey laneway house building with an attached garage and an open parking pad providing total of 2 parking space having vehicular access from the lane. The entire building, INCLUDING THE ATTACHED GARAGE, to be sprinklered to NFPA 13D. 1. Covenant registered at the Land Title Office under CA8835848 2. No Strata Titling permitted 3. No A/C unit proposed for the laneway house | Ema Electric Ltd
EP-2022-02806 | 2022-04-07 | 6775 RUPERT STREET #3, Vancouver, BC V5S 2Z4 | Electrical Permit | Residential | New | Completed | Installation / Repair - Residential - Laneway House Extra Low Voltage. Door Bell, Data/Voice/TV Cable, Security Alarm Prewire, Camera >BP: To construct a 2 storey laneway house building ($225,000) with an attached garage and an open parking pad, providing 2 parking space, having vehicular access from the lane. Rev #1: The entire building, INCLUDING THE ATTACHED GARAGE (if applicable), to be sprinklered to NFPA 13D as per VBBL 3.2.5.12(3)(d). Note: This is a 1 ½ storey building pursuant to the Zoning & Development By-law 1. Covenant registered at the Land Title Office under CA8989433 2. No Strata Titling permitted 3. No A/C unit proposed 4. Schedule B: Edward C. Yip, P.Eng. (604-231-8929) Structural & Geotechnical 5. HPO: Residential Builder - LC Contracting Ltd. Addressing Note: Building 2 #3-6775 Rupert St - Laneway House (1.5 storey) Address and suite number assigned as per approved plans for Fire and Emergency response. The address number is to be posted to the building to be visible from the street and the suite number is to be posted at the suite entry in accordance with the Building By-law prior to final inspection. ******THIS PERMIT HAS BEEN ISSUED UNDER THE REQUIREMENTS OF VBBL #12511 (2019)****** | SECUTECH DEVELOPMENT LTD.
GP-2022-00800 | 2022-03-15 | 6775 RUPERT STREET #3, Vancouver, BC V5S 2Z4 | Gas Permit | Residential | New | Completed | Residential - 1 Range (complete) 1 Boiler (complete) | G & D Hayer Plumbing Ltd
SP-2022-00661 | 2022-05-02 | 6775 RUPERT STREET #3, Vancouver, BC V5S 2Z4 | Sprinkler Permit | Residential | New | Completed | Residential - NEW LANEWAY HOME To construct a 2 storey + basement one-family dwelling with a secondary suite (located in the basement with a detached accessory building (garage), at the rear providing 2 parking spaces, having vehicular access from the lane. Note: This is a 2 storey building pursuant to the Zoning and Development By-Law 1- Covenant registered at the Land Title Office under CA8989433 2- No strata titling permitted 3- Bar sink proposed in the basement 4- A/C unit proposed in the rear yard 5- Schedule B: Edward C. Yip, P.Eng. (604-231-8929) Structural & Geotechnical 6- HPO: Residential Builder - LC Contracting Ltd. | SBMS Construction Ltd
EP-2022-01110 | 2022-02-15 | 6775 RUPERT STREET #3, Vancouver, BC V5S 2Z4 | Electrical Permit | Residential | New | Completed | Installation / Repair - Residential - LWH wiring 200A main service 100A subservice to LWH >>BP: To construct a 2 storey laneway house building ($225,000) with an attached garage and an open parking pad, providing 2 parking space, having vehicular access from the lane. Rev #1: The entire building, INCLUDING THE ATTACHED GARAGE (if applicable), to be sprinklered to NFPA 13D as per VBBL 3.2.5.12(3)(d). Note: This is a 1 ½ storey building pursuant to the Zoning & Development By-law 1. Covenant registered at the Land Title Office under CA8989433 2. No Strata Titling permitted 3. No A/C unit proposed 4. Schedule B: Edward C. Yip, P.Eng. (604-231-8929) Structural & Geotechnical 5. HPO: Residential Builder - LC Contracting Ltd. ******THIS PERMIT HAS BEEN ISSUED UNDER THE REQUIREMENTS OF VBBL #12511 (2019)****** | L.H. ELECTRIC LTD
PP-2022-00094 | 2022-01-14 | 6775 RUPERT STREET #3, Vancouver, BC V5S 2Z4 | Plumbing Permit | Residential | New | Completed | Residential - LWH To construct a 2 storey laneway house building with an attached garage and an open parking pad, providing 2 parking space, having vehicular access from the lane. Note: This is a 1 ½ storey building pursuant to the Zoning & Development By-law 1. Covenant registered at the Land Title Office under CA8989433 2. No Strata Titling permitted 3. No A/C unit proposed 4. Schedule B: Edward C. Yip, P.Eng. (604-231-8929) Structural & Geotechnical 5. HPO: Residential Builder - LC Contracting Ltd. | G & D Hayer Plumbing Ltd
PP-2022-02168 | NULL | 5624 CULLODEN STREET, Vancouver, BC | Plumbing Permit | Residential | New | Withdrawn | Residential - Plumbing | WDR CONTRACTING LTD
PP-2022-00657 | 2022-02-25 | 2161 NOOTKA STREET, Vancouver, BC | Plumbing Permit | Residential | New | Completed | Residential - LWH - Installing new plumbing fixtures inside the laneway house To construct a 2 storey laneway house building with an open parking pad, providing 1 parking space, having vehicular access from the lane. Note: This is a 1 ½ storey building pursuant to the Zoning & Development By-law 1. No A/C unit proposed | SUNSHINE PLUMBING LTD
EP-2022-02787 | 2022-04-11 | 2161 NOOTKA STREET, Vancouver, BC | Electrical Permit | Residential | New | Completed | Installation / Repair - Residential - Laneway house >BP: To construct a 2 storey laneway house building ($161,267.50) with an open parking pad, providing 1 parking space, having vehicular access from the lane. Note: This is a 1 ½ storey building pursuant to the Zoning & Development By-law 1. A/C unit proposedRev#1: 1 mini-split A/C unit proposed (total 2) 2. Schedule B: Julian Bozsik P.Eng (604.431.0055) Structural & Geotechnical 3. HPO: Residential Builder- Nucasa Development Inc. Address number assigned as per approved plans for Fire and Emergency response. The address number is to be posted and to the building and to be visible from the street in accordance with the Building By-law prior to final inspection. **Amend 10/03/2022** new load calculations have been updated include A/C | ALPHA ONE ELECTRIC LTD
SP-2022-00456 | 2022-03-31 | 2161 NOOTKA STREET, Vancouver, BC | Sprinkler Permit | Residential | New | Completed | Residential - Install sprinklers in LWH >BP: To construct a 2 storey laneway house building ($161,267.50) with an open parking pad, providing 1 parking space, having vehicular access from the lane. Note: This is a 1 ½ storey building pursuant to the Zoning & Development By-law 1. No A/C unit proposed 2. Schedule B: Julian Bozsik P.Eng (604.431.0055) Structural & Geotechnical 3. HPO: Residential Builder- Nucasa Development Inc. Address number assigned as per approved plans for Fire and Emergency response. The address number is to be posted and to the building and to be visible from the street in accordance with the Building By-law prior to final inspection. | Gold Key Fire Protection Ltd
EP-2022-02627 | 2022-04-01 | 2161 NOOTKA STREET, Vancouver, BC | Electrical Permit | Residential | New | Completed | Installation / Repair - Residential - tv,telephone, security alarm prewire and complete >BP: To construct a 2 storey laneway house building ($161,267.50) with an open parking pad, providing 1 parking space, having vehicular access from the lane. Note: This is a 1 ½ storey building pursuant to the Zoning & Development By-law 1. No A/C unit proposed 2. Schedule B: Julian Bozsik P.Eng (604.431.0055) Structural & Geotechnical 3. HPO: Residential Builder- Nucasa Development Inc. | Tvisha Technologies Ltd
GP-2022-01242 | 2022-04-25 | 769 W 53RD AVENUE, Vancouver, BC V6P 1K5 | Gas Permit | Residential | New | Completed | Residential - To install 2 boiler 2 range 1 fireplace 2 bbq 2 firepit There is piping for 2 firepit *** Amend 07/26/2022*** add 2 more range each has 60,000 >>Amend: August 2, 2022 add 2 gas dryer each has 45000 btu | JOT MECHANICAL LTD
PP-2022-00787 | 2022-03-08 | 769 W 53RD AVENUE, Vancouver, BC V6P 1K5 | Plumbing Permit | Residential | New | Completed | Residential - 2FD+2SS - EAST UNIT - 767 W 53RD AV - #1 & #2 WEST UNIT - 769 W 53RD AV - #1 & #2 Drain Tiles, RWL, sumps, Water line, Storm Sewer to city. To construct a two-storey two-family dwelling with two secondary suites located in the basement, with a detached accessory building (garage) and open parking at the rear providing 3 parking spaces, having vehicular access from the lane. 1. A/C unit proposed at rear yard. | Dryland Excavating Ltd
NULL | NULL | 5058 JOYCE STREET, Vancouver, BC | Electrical Permit | Commercial | NULL | Withdrawn | Annual / Operating - new AOP | Houle Electric Limited
EP-2022-02658 | 2022-04-05 | 5058 JOYCE STREET, Vancouver, BC | Electrical Permit | Commercial | NULL | Expired | Annual / Operating - AEOP 2022-2023 Two inspections annually with reports and worklogs. Renewal of EP-2021-02352 Valid: Mar 30, 22 to Mar 29, 2023 Amend: Mar 14, 2023 Change FSR from Mario Fata 219985 to Jason White 252323 | Nightingale Electric Ltd
EP-2023-02720 | 2023-03-29 | 5058 JOYCE STREET, Vancouver, BC | Electrical Permit | Commercial | NULL | Issued | Annual / Operating - -Annual Operating Permit -renewal of: EP-2022-02658 -valid: March 30, 2023 - March 29, 2024 Two inspections annually with reports and digital worklogs. All common areas interior, exterior, service rooms, amenities, parkade, CRU distribution. | Nightingale Electric Ltd
PP-2022-01346 | 2022-04-22 | 3615 YALE STREET, Vancouver, BC | Plumbing Permit | Residential | New | Completed | Residential - 2FD+2SS - WEST UNIT - 606 N KOOTENAY ST & 620 N KOOTENAY ST (SS) EAST UNIT - 3615 YALE ST & 622 N KOOTENAY ST (SS) plumbing To construct a 2 storey two-family dwelling with 2 secondary suites located in the Basement with a detached accessory building (garage) and 1 open parking at the rear providing 3 parking spaces, having vehicular access from the lane. 1. Covenant registered at the Land Title Office under CA9655127 2. A/C proposed – Exterior component located in Rear, Interior component located in Upper 3. Bar sink located in Basement AMEND: JAN 17/2023 Adding 4 deck drains above ground 1 | Easyway Plumbing & Heating Ltd
EP-2023-02777 | 2023-03-30 | 2450 GARDEN DRIVE, Vancouver, BC V5N 4X5 | Electrical Permit | Commercial | New | Issued | Temporary Power - Commercial - To provide temporary power. | Nightingale Electric Ltd
SP-2023-00522 | NULL | 2450 GARDEN DRIVE, Vancouver, BC V5N 4X5 | Sprinkler Permit | Commercial | New | In Review | Commercial - BRAND NEW 6 STOREY WOOD FRAME C/W TWO PARKING LEVELS CRU UNITS LOCATED ON FIRST STOREY >BP: To develop a new six-storey, mixed-use building combustible building with retail units (Group E shell) on the first storey and 122 strata dwelling units on storeys one through six all over two levels of underground parking having vehicular access from the rear lane. NOTE: The building is demised by a firewall into 2 separate buildings. The firewall runs from the 3.2.1.2. parkade slab, terminating at a parapet at the Level 4 roof deck. The portions of Level 5 and 6 above the firewall are setback from the firewall. | NULL
EP-2023-02572 | 2023-03-24 | 2450 GARDEN DRIVE, Vancouver, BC V5N 4X5 | Electrical Permit | Commercial | New | Completed | Interim - Commercial - Scope of work: slab, underground, raceways, grounding, branch circuits. Service connection to BC Hydro is not permitted under this permit. -Interim permit for EP-2023-02082 >BP: To develop a new six-storey, mixed-use building combustible building with retail units (Group E shell) on the first storey and 122 strata dwelling units on storeys one through six all over two levels of underground parking having vehicular access from the rear lane. NOTE: The building is demised by a firewall into 2 separate buildings. The firewall runs from the 3.2.1.2. parkade slab, terminating at a parapet at the Level 4 roof deck. The portions of Level 5 and 6 above the firewall are setback from the firewall. Stage 1 (excavation and shoring) - issued September 29, 2022 Stage 2 ( foundation to grade) - In Review | Nightingale Electric Ltd
PP-2023-00932 | 2023-04-04 | 2450 GARDEN DRIVE, Vancouver, BC V5N 4X5 | Plumbing Permit | Commercial | New | Issued | Commercial - **Underground Plumbing*** Entire Plumbing Scope >BP: To develop a new six-storey, mixed-use building combustible building with retail units (Group E shell) on the first storey and 122 strata dwelling units on storeys one through six all over two levels of underground parking having vehicular access from the rear lane. NOTE: The building is demised by a firewall into 2 separate buildings. The firewall runs from the 3.2.1.2. parkade slab, terminating at a parapet at the Level 4 roof deck. The portions of Level 5 and 6 above the firewall are setback from the firewall. Stage 1 (excavation and shoring) - issued September 29, 2022 Stage 2 ( foundation to grade) - In Review | Northland Mechanical Contracting Ltd
EP-2023-02082 | 2023-06-06 | 2450 GARDEN DRIVE, Vancouver, BC V5N 4X5 | Electrical Permit | Commercial | New | Issued | Installation / Repair - Commercial - Electrical installation for the construction of a 6-storey concrete/timber frame structure mixed-use commercial/residential building (122 units) BP To develop a new six-storey, mixed-use building combustible building with retail units (Group E shell) on the first storey and 122 strata dwelling units on storeys one through six all over two levels of underground parking having vehicular access from the rear lane. NOTE: The building is demised by a firewall into 2 separate buildings. The firewall runs from the 3.2.1.2. parkade slab, terminating at a parapet at the Level 4 roof deck. The portions of Level 5 and 6 above the firewall are setback from the >BP: To develop a new six-storey, mixed-use building combustible building with retail units (Group E shell) on the first storey and 122 strata dwelling units on storeys one through six all over two levels of underground parking having vehicular access from the rear lane. NOTE: The building is demised by a firewall into 2 separate buildings. The firewall runs from the 3.2.1.2. parkade slab, terminating at a parapet at the Level 4 roof deck. The portions of Level 5 and 6 above the firewall are setback from the firewall. Stage 1 (excavation and shoring) - issued September 29, 2022 Stage 2 ( foundation to grade) - In Review | Nightingale Electric Ltd
EP-2023-06565 | 2023-08-08 | 2450 GARDEN DRIVE, Vancouver, BC V5N 4X5 | Electrical Permit | Commercial | New | Issued | Temporary Power - Commercial - TO CONTINUE WORK STARTED BY OTHERS (EP-2022-10324) To provide temporary power. | Nightingale Electric Ltd
EP-2022-10324 | 2022-12-07 | 2450 GARDEN DRIVE, Vancouver, BC V5N 4X5 | Electrical Permit | Commercial | New | Expired | Temporary Power - Commercial - To provide temporary power. | Adept Electrical Services Ltd
PP-2023-04185 | 2023-12-14 | 2450 GARDEN DRIVE, Vancouver, BC V5N 4X5 | Plumbing Permit | Commercial | New | Issued | Commercial - Aboveslab plumbing scope >BP: To develop a new six-storey, mixed-use combustible building with a retail unit (Group E shell) at 2325 E Broadway, and 122 strata dwelling units on storeys one through six all over two levels of underground parking having vehicular access from the rear lane. NOTE: The building is demised by a firewall into 2 separate buildings. The firewall runs from the 3.2.1.2. parkade slab, terminating at a parapet at the Level 4 roof deck. The portions of Level 5 and 6 above the firewall are setback from the firewall. 29-Sept-2022 - Stage 1 (excavation and shoring) issued. 11-May-2023 - Stage 2 ( foundation to grade, struct. only) issued. 10-May-2023 - Revision#1 issued Changes to Excavation and shoring drawings as per letter by Kevin Bodnar, P. Eng, dated 23-Feb-2023 22-Sept-2023 - Stage 3 (full construction) issued. Note: Stage 3 was issued to facilitate continuation of construction work on site. Completion of deficiency deficiency list was deferred a future application for revision to ST3. No drawings have been processed. 25-Oct-2023 - Revision#2 issued. Revision to Stage 3 New DP Compliance letter submitted. BP ST3 Drawings were processed. | Northland Mechanical Contracting Ltd
EP-2023-08313 | 2023-09-13 | 2450 GARDEN DRIVE, Vancouver, BC V5N 4X5 | Electrical Permit | Commercial | New | Issued | Temporary Power - Commercial - To provide temporary power. | Nightingale Electric Ltd
EP-2023-10324 | 2023-11-16 | 2450 GARDEN DRIVE, Vancouver, BC V5N 4X5 | Electrical Permit | Commercial | New | Issued | Temporary Power - Commercial - To provide temporary power. | 0777792 BC Ltd
PP-2022-01120 | 2022-04-01 | 3170 W 26TH AVENUE, Vancouver, BC V6L 1V8 | Plumbing Permit | Residential | New | Completed | Residential - 2FD+SS - plumbing for a duplex To construct a 2-storey two-family dwelling with a secondary suite and detached accessory building (garage) at the rear providing 2 parking spaces and a surface parking, having vehicular access from the lane. The entire building to be sprinklered to NFPA 13D. NOTE: To achieve the required FSR a floor space exclusion of 2% has been applied to this application as per section 10.11.1 of the district schedule, to accommodate improved building performance. 1. Covenant registered at the Land Title Office under CA9268165 2. No strata titling permitted 3. A/C unit proposed in front and rear yard | Desmond C Wong
EP-2022-06238 | 2022-07-24 | 127 W 11TH AVENUE, Vancouver, BC | Electrical Permit | Residential | New | Expired | Temporary Power - Residential - To provide temporary power. | Indy Electrical Ltd
GP-2022-03152 | 2022-10-14 | 1925 WHYTE AVENUE, Vancouver, BC V6J 1B4 | Gas Permit | Residential | New | Completed | Residential - Thermador 36" Gas Rangetop >BP: Exterior and interior alterations to this existing heritage B house. Scope of work to include renovating interior to turn back into a single family home. Adding dormers to rear of portion of loft floor and converting rear portion of the loft floor into a roof deck. New 2 car garage. | Han Appliances & Refrigeration Ltd
PP-2022-00525 | 2022-02-15 | 1925 WHYTE AVENUE, Vancouver, BC V6J 1B4 | Plumbing Permit | Residential | Renovation | Completed | Residential - Plumbing Exterior and interior alterations to this existing heritage B house. Scope of work to include renovating interior to turn back into a single family home. Adding dormers to rear of portion of loft floor and converting rear portion of the loft floor into a roof deck. New 2 car garage. | Avante Plumbing & Heating 21 Ltd
PP-2022-00423 | NULL | 1925 WHYTE AVENUE, Vancouver, BC V6J 1B4 | Plumbing Permit | Residential | Renovation | Withdrawn | Residential - Plumbing | Avante Plumbing & Heating Ltd
SP-2022-00128 | 2022-02-16 | 1925 WHYTE AVENUE, Vancouver, BC V6J 1B4 | Sprinkler Permit | Residential | New | Completed | Residential - new fire sprinkler system. >BP: Exterior and interior alterations to this existing heritage B house. Scope of work to include renovating interior to turn back into a single family home. Adding dormers to rear of portion of loft floor and converting rear portion of the loft floor into a roof deck. New 2 car garage. Entire building to be sprinklered to NFPA-13D Structural/Geotechnical schedule B submitted by: Henry S.N Hsu 604-322-7158 REUP submitted by: Tommy Youngsung Byun of Captol Home Energy Inc. 604-562-0387 QP Declaration submitted by: Tarlochan (Terry) Sunar, BSc, AScT of MCA Environmental Consulting Inc. Board of Variance Decision - September 08th, 2020 Appeal No. Z35727 - 1925 Whyte Avenue This appeal was heard by the Board of Variance on September 08th, 2020 and was ALLOWED, thereby DELETING Conditions 1.1 and 1.8 from the prior-to letter issued under Development Permit No. DP-2019-00516, and approved the alteration and conversion of this existing Heritage-B containing three (3) self-contained dwelling units, one-sleeping unit and three (3) housekeeping units to a multiple-conversion dwelling containing three (3) dwelling units, and providing three (3) parking spaces having vehicular access from the lane, and subject to the following condition: (1) that the development shall otherwise comply with the requirements and regulations of the Zoning and Development By-law to the satisfaction of the Director of Planning. Reviewed under VBBL 2019 | Mainland Fire Protection Ltd
EP-2022-02009 | 2022-03-16 | 1925 WHYTE AVENUE, Vancouver, BC V6J 1B4 | Electrical Permit | Residential | Addition | Completed | Installation / Repair - Residential - Wiring of new home with detached garage >BP: Exterior and interior alterations to this existing heritage B house. Scope of work to include renovating interior to turn back into a single family home. Adding dormers to rear of portion of loft floor and converting rear portion of the loft floor into a roof deck. New 2 car garage. Entire building to be sprinklered to NFPA-13D Structural/Geotechnical schedule B submitted by: Henry S.N Hsu 604-322-7158 REUP submitted by: Tommy Youngsung Byun of Captol Home Energy Inc. 604-562-0387 QP Declaration submitted by: Tarlochan (Terry) Sunar, BSc, AScT of MCA Environmental Consulting Inc. Board of Variance Decision - September 08th, 2020 Appeal No. Z35727 - 1925 Whyte Avenue This appeal was heard by the Board of Variance on September 08th, 2020 and was ALLOWED, thereby DELETING Conditions 1.1 and 1.8 from the prior-to letter issued under Development Permit No. DP-2019-00516, and approved the alteration and conversion of this existing Heritage-B containing three (3) self-contained dwelling units, one-sleeping unit and three (3) housekeeping units to a multiple-conversion dwelling containing three (3) dwelling units, and providing three (3) parking spaces having vehicular access from the lane, and subject to the following condition: (1) that the development shall otherwise comply with the requirements and regulations of the Zoning and Development By-law to the satisfaction of the Director of Planning. Reviewed under VBBL 2019 Amend: Aug 5, 2022 Add an electric patio heater and a load miser to allow for the extra load as the service is at its maximum rating. The value of this additional project is $3000. | Empire Electric Ltd
GP-2022-01443 | 2022-05-11 | 1925 WHYTE AVENUE, Vancouver, BC V6J 1B4 | Gas Permit | Residential | Renovation | Completed | Residential - Installation of 2 gas fireplaces - venting and hook up ony | Urban Fireplaces Ltd
GP-2022-01537 | 2022-05-20 | 1925 WHYTE AVENUE, Vancouver, BC V6J 1B4 | Gas Permit | Residential | New | Completed | Residential - Fortis disconnected meter on the house. The house was raised And gutted. All new services are getting connected back to the home. | Gaspar Lazar
EP-2022-04175 | 2022-05-20 | 1925 WHYTE AVENUE, Vancouver, BC V6J 1B4 | Electrical Permit | Residential | Addition | Completed | Installation / Repair - Residential - Low Voltage security alarm, tel/data/cable, intercom, CCTV cameras, Audio >BP: Exterior and interior alterations to this existing heritage B house. Scope of work to include renovating interior to turn back into a single family home. Adding dormers to rear of portion of loft floor and converting rear portion of the loft floor into a roof deck. New 2 car garage. Entire building to be sprinklered to NFPA-13D Structural/Geotechnical schedule B submitted by: Henry S.N Hsu 604-322-7158 REUP submitted by: Tommy Youngsung Byun of Captol Home Energy Inc. 604-562-0387 QP Declaration submitted by: Tarlochan (Terry) Sunar, BSc, AScT of MCA Environmental Consulting Inc. Board of Variance Decision - September 08th, 2020 Appeal No. Z35727 - 1925 Whyte Avenue This appeal was heard by the Board of Variance on September 08th, 2020 and was ALLOWED, thereby DELETING Conditions 1.1 and 1.8 from the prior-to letter issued under Development Permit No. DP-2019-00516, and approved the alteration and conversion of this existing Heritage-B containing three (3) self-contained dwelling units, one-sleeping unit and three (3) housekeeping units to a multiple-conversion dwelling containing three (3) dwelling units, and providing three (3) parking spaces having vehicular access from the lane, and subject to the following condition: (1) that the development shall otherwise comply with the requirements and regulations of the Zoning and Development By-law to the satisfaction of the Director of Planning. Reviewed under VBBL 2019 | Orca Automation Corp
SP-2023-01247 | NULL | 255 W 49TH AVENUE, Vancouver, BC V5Y 2Z8 | Sprinkler Permit | Commercial | New | Applicant Revisions | Commercial - installation of an automatic sprinkler system >BP: To construct a six-storey mixed use building, non-combustible construction to 3rd storey slab, combustible construction from 3rd storey and above, consisting 1st and 2nd storeys - with 13 retail spaces (shell only - 3 with mezzanines), and eight 2-storey townhouse dwelling units, 3rd to 5th storeys - 82 dwelling units, 6th storey - amenity room, common roof deck and private roof decks, all over two levels of underground parking accessible from the rear lane. Total number of dwelling units = 90. All tenant spaces require separate tenant improvement permits. The building is subdivided into two by 2h firewall, related to AL-2021-00140. Storage garage is constructed with 3.2.1.2. slab and as a separate building. This permit has been reviewed under the 2019 Vancouver Building By-law (#12511). Building to be sprinklered to NFPA 13 requirements. Radio Antenna System to be installed in this building. STAGED CONSTRUCTION Stage 1 - Excavation and Shoring - issued September 29, 2022 Stage 2 - Full Construction and Revision 1 - Modify secant piles around BC Hydro pole at lane. - in review | NULL
EP-2023-05121 | 2023-06-16 | 255 W 49TH AVENUE, Vancouver, BC V5Y 2Z8 | Electrical Permit | Commercial | New | Issued | Temporary Power - Commercial - To provide temporary power. NOTE: Work authorized by this permit is for placement of a temporary power pole only and does not authorize any site construction and/or excavation. A separate Building Permit will be required prior to commencement of any other work on this site. | Nightingale Electric Ltd
EP-2023-05122 | NULL | 255 W 49TH AVENUE, Vancouver, BC V5Y 2Z8 | Electrical Permit | Commercial | New | Withdrawn | Installation / Repair - Commercial - Electrical installation for the construction of a 4-story concrete/timber frame structure mixed-use commercial/residential building (90 units) >BP: To construct a six-storey mixed use building, non-combustible construction to 3rd storey slab, combustible construction from 3rd storey and above, consisting 1st and 2nd storeys - with 13 retail spaces (shell only - 3 with mezzanines), and eight 2-storey townhouse dwelling units, 3rd to 5th storeys - 82 dwelling units, 6th storey - amenity room, common roof deck and private roof decks, all over two levels of underground parking accessible from the rear lane. Total number of dwelling units = 90. All tenant spaces require separate tenant improvement permits. The building is subdivided into two by 2h firewall, related to AL-2021-00140. Storage garage is constructed with 3.2.1.2. slab and as a separate building. This permit has been reviewed under the 2019 Vancouver Building By-law (#12511). Building to be sprinklered to NFPA 13 requirements. The retail shell portions of the building are TIPs eligible at the time of construction. STAGED CONSTRUCTION Stage 1 - Excavation and Shoring - issued September 29, 2022 Stage 2 - Full Construction - in review | Nightingale Electric Ltd
PP-2024-00308 | NULL | 255 W 49TH AVENUE, Vancouver, BC V5Y 2Z8 | Plumbing Permit | Commercial | New | Submitted | Commercial - Below grade plumbing - installing sumps, catch basins, oil interceptor, floor drains and associated piping | Vanguard Mechanical Ltd
SP-2022-02002 | NULL | 1289 NICOLA STREET, Vancouver, BC | Sprinkler Permit | Commercial | New | Applicant Revisions | Commercial - installation of automatic sprinkler system >BP: To construct a 6-storey noncombustible residential building consisting of seven (7) strata dwelling units and three (3) rental dwelling units, all over one level of an underground parkade. The project will be designed with passive house features. Stage I - Excavation & Shoring Issued July 26, 2022. Stage 2 -foundation to grade - in review DO NOT ISSUE PRIOR TO TREE PERMIT IS ISSUED 30-AUG-22 TN | NULL
PP-2023-02188 | 2023-06-27 | 3239 CLIVE AVENUE, Vancouver, BC | Plumbing Permit | Commercial | New | Issued | Commercial - plumbing for 2 townhouse units >BP: To construct a 3 storey building ( Building 2) located at south-west corner of this site, containing 2 townhomes. Building 2 is part of larger development. For full descripting of the proposed development on this site, refer to BP-2021-02279. This is a shingle stage Building Permit that was reviewed under the VBBL 2019. | Russell Mechanical Systems Ltd
PP-2022-00475 | 2022-02-10 | 2771 E 25TH AVENUE #3, Vancouver, BC V5R 1H6 | Plumbing Permit | Residential | New | Completed | Residential - LWH - #3 - New plumbing in laneway house. To construct a 2 storey laneway house building with an open parking pad, providing 1 parking space, having vehicular access from the lane. Note: This is a 1 ½ storey building pursuant to the Zoning & Development By-law 1. No Strata Titling permitted 2. No A/C unit proposed | John R Saunders
EP-2022-01479 | 2022-02-25 | 2771 E 25TH AVENUE #3, Vancouver, BC V5R 1H6 | Electrical Permit | Residential | New | Completed | Installation / Repair - Residential - Rough wiring of Security, CATV and Ethernet. Includes termination of CATV and Ethernet. >BP: To construct a 2 storey laneway house building ($157,250.00) with an open parking pad, providing 1 parking space, having vehicular access from the lane. Note: This is a 1 ½ storey building pursuant to the Zoning & Development By-law 1. No Strata Titling permitted 2. No A/C unit proposed 3. Schedule B: Joel Blanco, P.Eng. (604-882-8476) Geotechnical O. Wegner, P.Eng (604-579-0110) Structural 4. HPO: Residential Builder - Roadhouse Homes Ltd. Addressing Note: BUILDING 2 #3-2771 E 25th Av - Laneway House (1.5 storey) Address and suite number assigned as per approved plans for Fire and Emergency response. The address number is to be posted to the building to be visible from the street and the suite number is to be posted at the suite entry in accordance with the Building By-law prior to final inspection. Note: As a result of the addition of a laneway house, the main house / principal dwelling will be assigned a suite number and the site will be as follows: #1-2771 E 25th Av - Principal Dwelling ******THIS PERMIT HAS BEEN ISSUED UNDER THE REQUIREMENTS OF VBBL #12511 (2019)****** | Techline Security & Sound Inc
SP-2022-00247 | 2022-02-24 | 2771 E 25TH AVENUE #3, Vancouver, BC V5R 1H6 | Sprinkler Permit | Residential | New | Completed | Residential - Sprinkler system for laneway house To construct a 2 storey laneway house building with an open parking pad, providing 1 parking space, having vehicular access from the lane. Note: This is a 1 ½ storey building pursuant to the Zoning & Development By-law 1. No Strata Titling permitted 2. No A/C unit proposed 3. Schedule B: Joel Blanco, P.Eng. (604-882-8476) Geotechnical O. Wegner, P.Eng (604-579-0110) Structural 4. HPO: Residential Builder - Roadhouse Homes Ltd. | Allright Sprinklers Ltd
EP-2022-01171 | 2022-02-15 | 4560 W 8TH AVENUE, Vancouver, BC V6R 2A5 | Electrical Permit | Residential | New | Completed | Installation / Repair - Residential - New house construction >BP: To construct a 2 storey one-family dwelling with a secondary suite located in the Basement ($663,750) with a surface parking at the rear providing 1 parking space, having vehicular access from the lane. ***The entire building to be sprinklered to NFPA 13D.*** Note: This is a 2 storey building pursuant to the Zoning and Development By-Law 1- Covenant registered at the Land Title Office under CA9063917 2- No strata titling permitted 3- A/C unit proposed 4- 8’ bar sink proposed in basement 5- Structural and geotechnical schedule B: Shamsul Alam Shikder 6- HPO: Kasza Developments Ltd. "Combustible projections or roof soffits on an exposing building face shall not project to less than .45m from the property line and shall be in compliance with VBBL 2019 9.10.15.5.(11) Any alterations or conversions to the attached garage (if applicable) to habitable living space shall not be permitted without first obtaining the approval of the Director of Planning and the Chief Building Official. Thermal protection measures and Laneway house design guidelines shall be required to be met prior to the approval of the conversion. ******THIS PERMIT HAS BEEN ISSUED UNDER THE REQUIREMENTS OF VBBL 2019****** Addressing Data Principle Dwelling: #1-4560 W 8th Av Secondary Suite: #2-4560 W 8th Av | Samreet Electrical Services Ltd
GP-2022-00491 | 2022-02-16 | 4560 W 8TH AVENUE, Vancouver, BC V6R 2A5 | Gas Permit | Residential | New | Completed | Residential - Install bioler 2 range 2 bbq There is piping for 1 range 1 bbq and fireplace | JOT MECHANICAL LTD
GP-2022-00492 | 2022-02-16 | 4560 W 8TH AVENUE, Vancouver, BC V6R 2A5 | Gas Permit | Residential | New | Completed | Residential - To install boiler 2 range 2 bbq and fireplace There is piping for 1 range 1 bbq and fireplace | JOT MECHANICAL LTD
GP-2022-01368 | 2022-05-10 | 4560 W 8TH AVENUE, Vancouver, BC V6R 2A5 | Gas Permit | Residential | New | Completed | Residential - Main house fireplace | Canadian Fireplace Ltd
EP-2022-02323 | 2022-03-23 | 4560 W 8TH AVENUE, Vancouver, BC V6R 2A5 | Electrical Permit | Residential | New | Completed | Installation / Repair - Residential - tv,telephone,alarm prewire and complete >BP: To construct a 2 storey one-family dwelling with a secondary suite located in the Basement ($663,750) with a surface parking at the rear providing 1 parking space, having vehicular access from the lane. ***The entire building to be sprinklered to NFPA 13D.*** Note: This is a 2 storey building pursuant to the Zoning and Development By-Law 1- Covenant registered at the Land Title Office under CA9063917 2- No strata titling permitted 3- A/C unit proposed 4- 8’ bar sink proposed in basement 5- Structural and geotechnical schedule B: Shamsul Alam Shikder 6- HPO: Kasza Developments Ltd. "Combustible projections or roof soffits on an exposing building face shall not project to less than .45m from the property line and shall be in compliance with VBBL 2019 9.10.15.5.(11) Any alterations or conversions to the attached garage (if applicable) to habitable living space shall not be permitted without first obtaining the approval of the Director of Planning and the Chief Building Official. Thermal protection measures and Laneway house design guidelines shall be required to be met prior to the approval of the conversion. ******THIS PERMIT HAS BEEN ISSUED UNDER THE REQUIREMENTS OF VBBL 2019****** | Tvisha Technologies Ltd
SP-2022-00588 | 2022-04-22 | 4560 W 8TH AVENUE, Vancouver, BC V6R 2A5 | Sprinkler Permit | Residential | New | Completed | Residential - NEW SPRINKLER INSTALLATION >BP: To construct a 2 storey one-family dwelling with a secondary suite located in the Basement ($663,750) with a surface parking at the rear providing 1 parking space, having vehicular access from the lane. ***The entire building to be sprinklered to NFPA 13D.*** Note: This is a 2 storey building pursuant to the Zoning and Development By-Law 1- Covenant registered at the Land Title Office under CA9063917 2- No strata titling permitted 3- A/C unit proposed 4- 8’ bar sink proposed in basement 5- Structural and geotechnical schedule B: Shamsul Alam Shikder 6- HPO: Kasza Developments Ltd. "Combustible projections or roof soffits on an exposing building face shall not project to less than .45m from the property line and shall be in compliance with VBBL 2019 9.10.15.5.(11) Any alterations or conversions to the attached garage (if applicable) to habitable living space shall not be permitted without first obtaining the approval of the Director of Planning and the Chief Building Official. Thermal protection measures and Laneway house design guidelines shall be required to be met prior to the approval of the conversion. ******THIS PERMIT HAS BEEN ISSUED UNDER THE REQUIREMENTS OF VBBL 2019****** Addressing Data Principle Dwelling: #1-4560 W 8th Av Secondary Suite: #2-4560 W 8th Av | Real Tech Fire Protection Ltd
PP-2022-03072 | 2022-09-02 | 4560 W 8TH AVENUE, Vancouver, BC V6R 2A5 | Plumbing Permit | Residential | New | Completed | Residential - Backflow preventor for lawn irrigation >BP:To construct a 2 storey one-family dwelling with a secondary suite located in the Basement ($663,750) with a surface parking at the rear providing 1 parking space, having vehicular access from the lane. | Oriental Landscaping & Home Improvement ltd
EP-2022-02324 | 2022-03-23 | 4560 W 8TH AVENUE #3, Vancouver, BC V6R 2A5 | Electrical Permit | Residential | New | Completed | Installation / Repair - Residential - tv,telephone,alarm prewire and complete >BP: To construct a 2 storey laneway house building ($150,000) with an attached garage providing 1 parking space having vehicular access from the lane ***The entire building, INCLUDING THE ATTACHED GARAGE (if applicable), to be sprinklered to NFPA 13D*** Note: Parking for the site has been provided under DB (construction of LWH) Note: This is a 1 1/2 storey building pursuant to the Zoning & Development By-law 1. Covenant registered at the Land Title Office under CA9063917 2. No Strata Titling permitted 3. No A/C unit proposed 4. Structural and geotechnical schedule B: Shamsul Alam Shikder 5. HPO: Kasza Developments Ltd. "Combustible projections or roof soffits on an exposing building face shall not project to less than .45m from the property line and shall be in compliance with VBBL 2019 9.10.15.5.(11)" Any alterations or conversions to the attached garage (if applicable) to habitable living space shall not be permitted without first obtaining the approval of the Director of Planning and the Chief Building Official. Thermal protection measures and Laneway house design guidelines shall be required to be met prior to the approval of the conversion. ******THIS PERMIT HAS BEEN ISSUED UNDER THE REQUIREMENTS OF VBBL 2019****** See DB-2021-00040 for Bldg 1 on site (principal bldg) addressed #1- 4560 W 8th Ave | Tvisha Technologies Ltd
SP-2022-00363 | 2022-03-15 | 4560 W 8TH AVENUE #3, Vancouver, BC V6R 2A5 | Sprinkler Permit | Residential | New | Completed | Residential - LWH - #3 - new sprinkler system To construct a 2 storey laneway house building with an attached garage providing 1 parking space having vehicular access from the lane ***The entire building, INCLUDING THE ATTACHED GARAGE (if applicable), to be sprinklered to NFPA 13D*** Note: Parking for the site has been provided under DB (construction of LWH) Note: This is a 1 1/2 storey building pursuant to the Zoning & Development By-law 1. Covenant registered at the Land Title Office under CA9063917 2. No Strata Titling permitted 3. No A/C unit proposed AMEND: APR 21/2022 UPLOADED: REVISED PLANS, SCHEDULE B & LOAD CALCULATIONS | Real Tech Fire Protection Ltd
EP-2022-01173 | 2022-02-15 | 4560 W 8TH AVENUE #3, Vancouver, BC V6R 2A5 | Electrical Permit | Residential | New | Completed | Installation / Repair - Residential - New laneway construction Main services: 200 amp Volt: 120/240 Phase: single phase three wire Main House panel :125 Laneway panel :125 >BP: To construct a 2 storey laneway house building ($150,000) with an attached garage providing 1 parking space having vehicular access from the lane ***The entire building, INCLUDING THE ATTACHED GARAGE (if applicable), to be sprinklered to NFPA 13D*** Note: Parking for the site has been provided under DB (construction of LWH) Note: This is a 1 1/2 storey building pursuant to the Zoning & Development By-law 1. Covenant registered at the Land Title Office under CA9063917 2. No Strata Titling permitted 3. No A/C unit proposed 4. Structural and geotechnical schedule B: Shamsul Alam Shikder 5. HPO: Kasza Developments Ltd. "Combustible projections or roof soffits on an exposing building face shall not project to less than .45m from the property line and shall be in compliance with VBBL 2019 9.10.15.5.(11)" Any alterations or conversions to the attached garage (if applicable) to habitable living space shall not be permitted without first obtaining the approval of the Director of Planning and the Chief Building Official. Thermal protection measures and Laneway house design guidelines shall be required to be met prior to the approval of the conversion. ******THIS PERMIT HAS BEEN ISSUED UNDER THE REQUIREMENTS OF VBBL 2019****** See DB-2021-00040 for Bldg 1 on site (principal bldg) addressed #1- 4560 W 8th Ave Address: #3-4560 W 8th Av - Laneway House | Samreet Electrical Services Ltd
PP-2023-01627 | 2023-05-09 | 1575 W 45TH AVENUE, Vancouver, BC | Plumbing Permit | Residential | New | Issued | Residential - LWH - Plumbing rough and finish >DB: To construct a 2 storey laneway house building with an attached garage and 1 open parking pad, providing a total of 3 parking spaces, having vehicular access from the lane. Note: The entire building, INCLUDING THE ATTACHED GARAGE, to be sprinklered to NFPA 13R. Note: This is a 1 ½ storey building pursuant to the Zoning & Development By-law. 1. Covenant registered at the Land Title Office under CA9216220 2. No Strata Titling permitted 3. No A/C unit proposed | United Mechanical Ltd
PP-2023-03962 | 2023-11-09 | 1575 W 45TH AVENUE, Vancouver, BC | Plumbing Permit | Residential | New | Issued | Residential - LWH - LANEWAY HOUSE - CHANGE OF CONTRACTOR >DB: To construct a 2 storey laneway house building with an attached garage and 1 open parking pad, providing a total of 3 parking spaces, having vehicular access from the lane. Note: The entire building, INCLUDING THE ATTACHED GARAGE, to be sprinklered to NFPA 13R. Note: This is a 1 ½ storey building pursuant to the Zoning & Development By-law. 1. Covenant registered at the Land Title Office under CA9216220 2. No Strata Titling permitted 3. No A/C unit proposed ******THIS PERMIT HAS BEEN ISSUED UNDER THE REQUIREMENTS OF VBBL #12511 (2019)****** | J&YMechanical Ltd
EP-2023-09273 | 2023-12-05 | 1575 W 45TH AVENUE, Vancouver, BC | Electrical Permit | Residential | New | Issued | Installation / Repair - Residential - laneway house wiring >BP: To construct a 2 storey laneway house building ($225,000) with an attached garage and 1 open parking pad, providing a total of 3 parking spaces, having vehicular access from the lane. Note: The entire building, INCLUDING THE ATTACHED GARAGE, to be sprinklered to NFPA 13R. Note: This is a 1 ½ storey building pursuant to the Zoning & Development By-law. 1. Covenant registered at the Land Title Office under CA9216220 2. No Strata Titling permitted 3. No A/C unit proposed 4. Schedule B: SHAOZHE GUO 778-926-0525 Structural & Geotechnical 5. HPO: Residential Builder - ******THIS PERMIT HAS BEEN ISSUED UNDER THE REQUIREMENTS OF VBBL #12511 (2019)****** | Ema Electric Ltd
EP-2023-09441 | 2023-11-14 | 1328 E 34TH AVENUE #3, Vancouver, BC V5W 1A4 | Electrical Permit | Residential | New | Issued | Installation / Repair - Residential - LV, Tv, Data, >BP: To construct a 2 storey laneway house building ($174,250) with an open parking pad, providing 1 parking space, having vehicular access from the lane. Note: This is a 1 ½ storey building pursuant to the Zoning & Development By-law Note: Bldg 1 (principal bldg) addressed #1 - 1328 E 34th Ave retained on site. 1. No A/C unit proposed 2. Schedule B: O Wegner P.Eng (604.579.0110) Structural & 3. Schedule B: P.K.L. Fong P.Eng (604-837-3205 Geotechnical 3. HPO: Residential Builder- Vince Coletta License# 38492 ****ALL PROJECT COORINATOR NOTES HAS BEEN ACCEPTED BY THE APPLICANT**** ******THIS PERMIT HAS BEEN ISSUED UNDER THE REQUIREMENTS OF VBBL #12511 (2019)****** | Burglar Busters Alarm & Security Ltd
GP-2023-02830 | 2023-09-28 | 1328 E 34TH AVENUE #3, Vancouver, BC V5W 1A4 | Gas Permit | Residential | New | Issued | Residential - 1 BBQ & 1 Boiler >BP: To construct a 2 storey laneway house building ($174,250) with an open parking pad, providing 1 parking space, having vehicular access from the lane. | AKAL Plumbing & Heating Ltd
EP-2023-04568 | 2023-06-01 | 1328 E 34TH AVENUE #3, Vancouver, BC V5W 1A4 | Electrical Permit | Residential | New | Issued | Installation / Repair - Residential - Laneway house wiring 100A to main house 100A to laneway house >BP: To construct a 2 storey laneway house building ($174,250) with an open parking pad, providing 1 parking space, having vehicular access from the lane. Note: This is a 1 ½ storey building pursuant to the Zoning & Development By-law Note: Bldg 1 (principal bldg) addressed #1 - 1328 E 34th Ave retained on site. 1. No A/C unit proposed 2. Schedule B: O Wegner P.Eng (604.579.0110) Structural & 3. Schedule B: P.K.L. Fong P.Eng (604-837-3205 Geotechnical 3. HPO: Residential Builder- Vince Coletta License# 38492 | L.H. ELECTRIC LTD
PP-2023-01759 | NULL | 1328 E 34TH AVENUE #3, Vancouver, BC V5W 1A4 | Plumbing Permit | Residential | New | Draft | Residential - Plumbing roughin and finishing for a new laneway home.. | CRONADA PLUMBING AND HEATING
PP-2023-01698 | 2023-05-15 | 1328 E 34TH AVENUE #3, Vancouver, BC V5W 1A4 | Plumbing Permit | Residential | New | Issued | Residential - Sump installation | Kingsman Excavating Ltd.
PP-2023-02185 | 2023-06-21 | 1328 E 34TH AVENUE #3, Vancouver, BC V5W 1A4 | Plumbing Permit | Residential | New | Issued | Residential - This is a new laneway house with 8 fixtures >BP: To construct a 2 storey laneway house building with an open parking pad, providing 1 parking space, having vehicular access from the lane. Note: This is a 1 ½ storey building pursuant to the Zoning & Development By-law Note: Bldg 1 (principal bldg) addressed #1 - 1328 E 34th Ave retained on site. 1. No A/C unit proposed 2. Schedule B: O Wegner P.Eng (604.579.0110) Structural & 3. Schedule B: P.K.L. Fong P.Eng (604-837-3205 Geotechnical 3. HPO: Residential Builder- Vince Coletta License# 38492 | AKAL Plumbing & Heating Ltd
SP-2023-01377 | 2023-07-31 | 1328 E 34TH AVENUE #3, Vancouver, BC V5W 1A4 | Sprinkler Permit | Residential | New | Issued | Residential - LWH - #3 - new home >DB: To construct a 2 storey laneway house building with an open parking pad, providing 1 parking space, having vehicular access from the lane. Note: This is a 1 ½ storey building pursuant to the Zoning & Development By-law Note: Bldg 1 (principal bldg) addressed #1 - 1328 E 34th Ave retained on site. 1. No A/C unit proposed ****ALL PROJECT COORINATOR NOTES HAS BEEN ACCEPTED BY THE APPLICANT**** ******THIS PERMIT HAS BEEN ISSUED UNDER THE REQUIREMENTS OF VBBL #12511 (2019)****** | SBMS Construction Ltd
EP-2022-01170 | 2022-02-15 | 4556 W 8TH AVENUE #3, Vancouver, BC | Electrical Permit | Residential | New | Completed | Installation / Repair - Residential - New laneway construction Main services : 200 Amp volt : 120/240 phase : single phase three wire Main house panel :125 amp Laneway panel : 125 amp >BP: To construct a 2 storey laneway house building ($151,250) with an attached garage providing 1 parking space having vehicular access from the lane ***The entire building, INCLUDING THE ATTACHED GARAGE (if applicable), to be sprinklered to NFPA 13D*** Note: Parking for the site has been provided under DB (construction of LWH) Note: This is a 1 1/2 storey building pursuant to the Zoning & Development By-law 1. Covenant registered at the Land Title Office under CA9063918 2. No Strata Titling permitted 3. No A/C unit proposed 4. Structural and geotechnical schedule B: Shamsul Alam Shikder 5. HPO: Kasza Developments Ltd. "Combustible projections or roof soffits on an exposing building face shall not project to less than .45m from the property line and shall be in compliance with VBBL 2019 9.10.15.5.(11)" Any alterations or conversions to the attached garage (if applicable) to habitable living space shall not be permitted without first obtaining the approval of the Director of Planning and the Chief Building Official. Thermal protection measures and Laneway house design guidelines shall be required to be met prior to the approval of the conversion. ******THIS PERMIT HAS BEEN ISSUED UNDER THE REQUIREMENTS OF VBBL 2019****** See DB-2021-00049 for Bldg 1 on site (principal bldg) addressed #1- 4556 W 8th Ave | Samreet Electrical Services Ltd
EP-2022-02322 | 2022-03-23 | 4556 W 8TH AVENUE #3, Vancouver, BC | Electrical Permit | Residential | New | Completed | Installation / Repair - Residential - tv,telephone,alarm prewire and complete >BP: To construct a 2 storey laneway house building ($151,250) with an attached garage providing 1 parking space having vehicular access from the lane ***The entire building, INCLUDING THE ATTACHED GARAGE (if applicable), to be sprinklered to NFPA 13D*** Note: Parking for the site has been provided under DB (construction of LWH) Note: This is a 1 1/2 storey building pursuant to the Zoning & Development By-law 1. Covenant registered at the Land Title Office under CA9063918 2. No Strata Titling permitted 3. No A/C unit proposed 4. Structural and geotechnical schedule B: Shamsul Alam Shikder 5. HPO: Kasza Developments Ltd. "Combustible projections or roof soffits on an exposing building face shall not project to less than .45m from the property line and shall be in compliance with VBBL 2019 9.10.15.5.(11)" Any alterations or conversions to the attached garage (if applicable) to habitable living space shall not be permitted without first obtaining the approval of the Director of Planning and the Chief Building Official. Thermal protection measures and Laneway house design guidelines shall be required to be met prior to the approval of the conversion. ******THIS PERMIT HAS BEEN ISSUED UNDER THE REQUIREMENTS OF VBBL 2019****** See DB-2021-00049 for Bldg 1 on site (principal bldg) addressed #1- 4556 W 8th Ave | Tvisha Technologies Ltd
SP-2022-00549 | 2022-04-19 | 4556 W 8TH AVENUE #3, Vancouver, BC | Sprinkler Permit | Residential | New | Completed | Residential - NEW SPRINKLER INSTALLATION >BP: To construct a 2 storey laneway house building ($151,250) with an attached garage providing 1 parking space having vehicular access from the lane ***The entire building, INCLUDING THE ATTACHED GARAGE (if applicable), to be sprinklered to NFPA 13D*** Note: Parking for the site has been provided under DB (construction of LWH) Note: This is a 1 1/2 storey building pursuant to the Zoning & Development By-law 1. Covenant registered at the Land Title Office under CA9063918 2. No Strata Titling permitted 3. No A/C unit proposed 4. Structural and geotechnical schedule B: Shamsul Alam Shikder 5. HPO: Kasza Developments Ltd. "Combustible projections or roof soffits on an exposing building face shall not project to less than .45m from the property line and shall be in compliance with VBBL 2019 9.10.15.5.(11)" Any alterations or conversions to the attached garage (if applicable) to habitable living space shall not be permitted without first obtaining the approval of the Director of Planning and the Chief Building Official. Thermal protection measures and Laneway house design guidelines shall be required to be met prior to the approval of the conversion. ******THIS PERMIT HAS BEEN ISSUED UNDER THE REQUIREMENTS OF VBBL 2019****** See DB-2021-00049 for Bldg 1 on site (principal bldg) addressed #1- 4556 W 8th Ave | Real Tech Fire Protection Ltd
PP-2022-01448 | 2022-04-29 | 3286 W 31ST AVENUE #3, Vancouver, BC V6L 2A7 | Plumbing Permit | Residential | New | Issued | Residential - LWH - #3 - plumbing & roughing for new house laneway To construct a 1 storey laneway house building with an attached garage, having vehicular access from the lane. Note: This is a 1 ½ storey building pursuant to the Zoning & Development By-law 1. No Strata Titling permitted 2. No A/C unit proposed | Forbes Mechanical Ltd
EP-2022-10009 | 2022-12-02 | 3286 W 31ST AVENUE #3, Vancouver, BC V6L 2A7 | Electrical Permit | Residential | New | Issued | Installation / Repair - Residential - lane way house electrical and low voltage wiring >BP: Building Permit for DB-2021-02000 To construct a 1 storey laneway house building ($150,000.00) with an attached garage, having vehicular access from the lane. Note: This is a 1 ½ storey building pursuant to the Zoning & Development By-law Revision #1: The entire building including the attached garage to be sprinklered to NFPA 13D as per VBBL 3.2.5.12(3)(d). 1. No Strata Titling permitted 2. No A/C unit proposed 3. Schedule B: Tsung-Hua Yang P.Eng (604-729-0585) Structural & Geotechnical 4. HPO: Residential Builder - 365656 - Golden Flame Construction Ltd. *NEW HOUSE* Note: See DB-2021-02000 for Bldg 1 on site (principal bldg) addressed 3286 W 31ST AVENUE ******THIS PERMIT HAS BEEN ISSUED UNDER THE REQUIREMENTS OF VBBL #12511 (2019)****** | Ema Electric Ltd
PP-2023-02745 | 2023-08-02 | 3384 E 2ND AVENUE, Vancouver, BC V5M 1G5 | Plumbing Permit | Residential | New | Issued | Residential - Complete drainage and water pipe for duplex >BP: To construct a two and a half storey two-family dwelling with a detached accessory building (garage) at the rear providing 2 parking spaces, having vehicular access from the lane. The entire building to be sprinklered to 2 x NFPA 13D. 1. A/C units proposed in rear yard 2. No Bar sinks proposed 3. Schedule B: Antony Wang (604.618.6236) Structural & Geotechnical 4. HPO: Residential Builder - Raunek Construction Ltd. | 20-20 Solutions Mechanical Ltd
PP-2023-00526 | 2023-02-14 | 3384 E 2ND AVENUE, Vancouver, BC V5M 1G5 | Plumbing Permit | Residential | New | Issued | Residential - sump installation | Kingsman Excavating Ltd.
MP-2023-02201 | 2023-12-11 | 3384 E 2ND AVENUE, Vancouver, BC V5M 1G5 | Mechanical Permit | NULL | NULL | Issued | NULL | 20-20 Solutions Mechanical Ltd
GP-2024-00098 | 2024-01-17 | 3384 E 2ND AVENUE, Vancouver, BC V5M 1G5 | Gas Permit | Residential | New | Issued | Residential - 2 Ranges, 2 Boilers & 2 BBQ's Complete natural gas piping system installation for new duplex >BP: To construct a two and a half storey two-family dwelling ($770,000), with a detached accessory building (garage) at the rear providing 2 parking spaces, having vehicular access from the lane. | 20-20 Solutions Mechanical Ltd
EP-2023-10864 | 2023-12-07 | 2138 E 55TH AVENUE #3, Vancouver, BC V5P 2A3 | Electrical Permit | Residential | New | Issued | Installation / Repair - Residential - ALARM/TV/NETWORK ROUGH IN AND FINISH -alarm rough-in and completion >BP: To construct a 2 storey laneway house building ($201,750) with an attached garage and 1 open parking pad, providing a total of 2 parking spaces, having vehicular access from the 20' Lane. Note: This is a 1 ½ storey building pursuant to the Zoning & Development By-law. 1. Covenant registered at the Land Title Office under CA9280463 2. Schedule B: (Zhanchao Zhao) P.Eng (604.526-1305) Structural and Geotechnical 3. Schedule B P.Eng. Kim Chau Chung (604-362-7398) Proposed Shoring 4. HPO: Residential Builder- (AR Event Solutions Inc.) 5. Rev#2: Interior mechancial unit proposed (combined gas radiant heat and hot water system) NOTE: To achieve the required FSR. A floor space exclusion of 3% has been applied to this application as per section 11.24.18 of the district schedule, to accommodate improved building performance. **THIS PERMIT HAS BEEN ISSUED UNDER THE REQUIREMENTS OF VBBL #12511 (2019) ** | Columbia Security Systems & Surveillance Inc
MP-2023-01764 | 2023-09-28 | 2138 E 55TH AVENUE #3, Vancouver, BC V5P 2A3 | Mechanical Permit | NULL | NULL | Issued | NULL | Bright Star Plumbing & Heating Supply Ltd
GP-2023-02849 | 2023-10-30 | 2138 E 55TH AVENUE #3, Vancouver, BC V5P 2A3 | Gas Permit | Residential | New | Issued | Residential - To install gas line for one gas boiler. >BP: To construct a 2 storey laneway house building ($201,750) with an attached garage and 1 open parking pad, providing a total of 2 parking spaces, having vehicular access from the 20' Lane. | Bright Star Plumbing & Heating Supply Ltd
PP-2023-00474 | 2023-02-10 | 2138 E 55TH AVENUE #3, Vancouver, BC V5P 2A3 | Plumbing Permit | Residential | New | Issued | Residential - To install DWV, water pipe and all plumbing fixtures for the LWH >BP: To construct a 2 storey laneway house building with an attached garage and 1 open parking pad, providing a total of 2 parking spaces, having vehicular access from the 20' Lane. Note: This is a 1 ½ storey building pursuant to the Zoning & Development By-law. 1. Covenant registered at the Land Title Office under CA9280463 2. Schedule B: (Zhanchao Zhao) P.Eng (604.526-1305) Structural and Geotechnical 3. Schedule B P.Eng. Kim Chau Chung (604-362-7398) Proposed Shoring 4. HPO: Residential Builder- (AR Event Solutions Inc.) | Bright Star Plumbing & Heating Supply Ltd
SP-2023-00464 | 2023-03-16 | 2138 E 55TH AVENUE #3, Vancouver, BC V5P 2A3 | Sprinkler Permit | Residential | New | Issued | Residential - LWH - #3 - To install 15 heads fire sprinkler system for the LWH >DB: ** The entire building, INCLUDING THE ATTACHED GARAGE , to be sprinklered to NFPA 13D** To construct a 2 storey laneway house building with an attached garage and 1 open parking pad, providing a total of 2 parking spaces, having vehicular access from the 20' Lane. Note: This is a 1 ½ storey building pursuant to the Zoning & Development By-law. | Bright Star Plumbing & Heating Supply Ltd
EP-2022-10227 | 2022-12-06 | 2138 E 55TH AVENUE #3, Vancouver, BC V5P 2A3 | Electrical Permit | Residential | New | Issued | Installation / Repair - Residential - Installing fixture, receptacle , and power distribution for the new lane-way house. Total incoming service : 200amp - Main house : 150 Amp -Lane way house :100 Amp >BP: ** The entire building, INCLUDING THE ATTACHED GARAGE , to be sprinklered to NFPA 13R.** To construct a 2 storey laneway house building ($201,750) with an attached garage and 1 open parking pad, providing a total of 2 parking spaces, having vehicular access from the 20' Lane. Note: This is a 1 ½ storey building pursuant to the Zoning & Development By-law. 1. Covenant registered at the Land Title Office under CA9280463 2. Schedule B: (Zhanchao Zhao) P.Eng (604.526-1305) Structural and Geotechnical 3. Schedule B P.Eng. Kim Chau Chung (604-362-7398) Proposed Shoring 4. HPO: Residential Builder- (AR Event Solutions Inc.) NOTE: To achieve the required FSR. A floor space exclusion of 3% has been applied to this application as per section 11.24.18 of the district schedule, to accommodate improved building performance. NOTE: Information regarding the principal building on the survey and site plan is for reference only. Any discrepancy between information regarding the principal building on the survey and/or site plan and approved permit drawings for the principal building are neither approved nor authorized under this laneway house permit. *NEW HOUSE* Note: See DB-2021-02050 for Bldg 1 on site (principal bldg) addressed #1-2138 E 55th Av. **THIS PERMIT HAS BEEN ISSUED UNDER THE REQUIREMENTS OF VBBL #12511 (2019) ** | Allone Electric Ltd
PP-2022-04321 | 2022-12-01 | 2138 E 55TH AVENUE #3, Vancouver, BC V5P 2A3 | Plumbing Permit | Residential | New | Issued | Residential - LWH - #3 - Install Two Outside Storm Sump | PTL Contracting Ltd
SP-2022-01384 | 2023-08-16 | 8370 ONTARIO STREET, Vancouver, BC | Sprinkler Permit | Commercial | New | Completed | Commercial - Building 2 - For all sprinkler work to the 2019 VBBL, NFPA 13, 2013 for this newly constructed noncombustible industrial building Building 2 (East) containing seven (7) two-level industrial strata units (shell). Related permits - SP-2022-00356 8360 ONTARIO ST Bldg 1 - North - containing 11 two-level industrial strata suites (shell) - SP-2022-01383 8380 ONTARIO ST Bldg 3 - South - containing 10 two-level industrial strata units (shell) THIS IS A CERTIFIED PROFESSIONAL PROJECT and the CP is Matt Turco of GHL Notes - See SP-2022-00356 (site permit) for site description, terms and conditions, and correspondence. | Pacific Rim Fire Protection (2008) Ltd
EP-2023-08744 | 2023-09-28 | 8370 ONTARIO STREET, Vancouver, BC | Electrical Permit | Commercial | New | Issued | Annual / Operating - Maintenance of existing operating electrical equipment in compliance with the Electrical By-law No. 5563. | INT Electrical Ltd
EP-2022-04169 | 2022-07-19 | 8370 ONTARIO STREET, Vancouver, BC | Electrical Permit | Commercial | New | Completed | Installation / Repair - Commercial - Base building for warehouse spaces. Distribution, lighting, fire alarm, emergency lighting and general devices. >BP: To construct a new noncombustible industrial building Building 2 (East) containing seven (7) two-level industrial strata units (shell). Each suite contains 2 levels: 1st Level - warehouse and office space ( shell) 2nd Leve l- ancillary office (shell). It is PROHIBITTED to divide the 2-storey warehouse units with ancillary office at Level 2 into two suites up and down because the 2nd floor is not accessible. The upper storey is permitted to contain only facilities that are also contained on the accessible storey; therefore, an office space at Level 1 shall be provided; refer to 3.8.2.1.(1) (f). NOTE: Three industrial building are proposed on this site (Building 1, Building 2 and Building 3). Total number of warehouse units on this site is 28. Related to BP-2021-01262 (Building 1) BP-2021-03086 (Building 3). NOTE: All units will be provided with universal washroom at the TI application stage. This BP application was processed under the VBBL 2019. 09-Feb-2022- Stage I (on Site Grading) issued. 13-May-2022 - Stage 2( full permit) issued. | INT Electrical Ltd
PP-2022-00746 | 2022-05-25 | 8370 ONTARIO STREET, Vancouver, BC | Plumbing Permit | Commercial | New | Completed | Commercial - BLDG 2 - Bathrooms in new construction multi-tenant building Site services plan for reference only. Plumbing permit for Civil required. To construct a new noncombustible industrial building Building 2 (East) containing seven (7) two-level industrial strata suites. Each suite contains 2 levels: 1st level- warehouse and office space 2nd level- ancillary office. | Encon Performance Inc
PP-2022-00747 | 2022-05-25 | 8380 ONTARIO STREET, Vancouver, BC | Plumbing Permit | Commercial | New | Completed | Commercial - BLDG 3 - Bathrooms in new construction multi-tenant building Site services plan for reference only. Plumbing permit for Civil required. To construct a new noncombustible industrial building Building 3 (South) containing ten (10) two- level industrial strata suites. Each suite contains 2 levels: 1st level- warehouse and office space 2 nd level- ancillary office. | Encon Performance Inc
EP-2022-04170 | 2022-07-19 | 8380 ONTARIO STREET, Vancouver, BC | Electrical Permit | Commercial | New | Completed | Installation / Repair - Commercial - Base building for warehouse spaces. Distribution, lighting, fire alarm, emergency lighting and general devices. -Building 3 >BP: To construct a new noncombustible industrial building Building 3 (South) containing ten (10) two-level industrial strata units (shell). Each suite contains 2 levels: 1st Level - warehouse and office space (shell) 2nd Level - ancillary office (shell) It is PROHIBITTED to divide the 2-storey warehouse units with ancillary office at Level 2 into two suites up and down because the 2nd Floor is not accessible. The upper storey is permitted to contain only facilities that are also contained on the accessible storey; therefore, an office space at Level 1 shall be provided; refer to 3.8.2.1.(1) (f). NOTE: Three industrial buildings are proposed on this site ( Building 1, Building 2 and Building 3). Total number of warehouse units on this site is 28. Related to BP-2021-01262 (Building 1) and BP-2021-03085 (Building 2). NOTE: all units will be provided with universal washroom at the TI application stage. This BP application was processed under VBBL 2019. 09-Feb-2022 - Stage 1 (onsite Grading) issued. 13-May-2022 - Stage 2( full permit) issued. | INT Electrical Ltd
EP-2023-08741 | 2023-09-28 | 8380 ONTARIO STREET, Vancouver, BC | Electrical Permit | Commercial | NULL | Issued | Annual / Operating - Maintenance of existing operating electrical equipment in compliance with the Electrical By-law No. 5563. | INT Electrical Ltd
SP-2022-01383 | 2023-08-15 | 8380 ONTARIO STREET, Vancouver, BC | Sprinkler Permit | Commercial | New | Completed | Commercial - Building 3 - For all sprinkler work to the 2019 VBBL, NFPA 13, 2013 for this newly constructed noncombustible industrial building Building 3 (South) containing ten (10) two-level industrial strata units (shell). Related permits - SP-2022-00356 8360 ONTARIO ST Bldg 1 - North - containing 11 two-level industrial strata suites (shell) - SP-2022-01384 8370 ONTARIO ST Bldg 2 - East - containing 7 two-level industrial strata units (shell) THIS IS A CERTIFIED PROFESSIONAL PROJECT and the CP is Matt Turco of GHL Notes - See SP-2022-00356 (site permit) for site description, terms and conditions, and correspondence. | Pacific Rim Fire Protection (2008) Ltd
PP-2022-01944 | NULL | 3621 FRANKLIN STREET, Vancouver, BC | Plumbing Permit | Residential | New | Withdrawn | Residential - plumbing for a single family residential suite | Saran Plumbing and Heating Ltd
NULL | NULL | 3222 E 27TH AVENUE, Vancouver, BC | Plumbing Permit | Residential | New | Withdrawn | Residential - Plumbing | KSS Mechanical Ltd
MP-2022-00480 | 2022-10-26 | 3222 E 27TH AVENUE, Vancouver, BC | Mechanical Permit | NULL | NULL | Completed | NULL | KSS Mechanical Ltd
EP-2022-07183 | 2023-01-27 | 5718 CHOY YUEN CRESCENT, Vancouver, BC | Electrical Permit | Commercial | New | Issued | Installation / Repair - Commercial - Building 2 - Construct a new 22 storey residential building containing 187 social housing units Residential Lobby to the 1st - 22nd Level >BP: Building Permit for BP-2020-03879 To construct a new 22-storey residential building containing 187 social housing units. | Red Seal Electric Ltd
EP-2022-01071 | 2022-02-23 | 3011 W 44TH AVENUE, Vancouver, BC V6N 3K5 | Electrical Permit | Residential | New | Cancelled | Installation / Repair - Residential - whole house wiring >To construct a 2 storey + cellar one-family dwelling with an attached accessory building (garage), at the rear providing 2 parking spaces, having vehicular access from the lane. Note: This is a 2 storey building pursuant to the Zoning and Development By-Law 1- Bar/Sink proposed in bar room, cellar floor 2- No A/C unit proposed 3- Schedule B: Ke Jian, Ma, P.Eng (604.599.8890) Structural & Geotechnical 4- Residential Builder, CMP Dev. Group Ltd. "Combustible projections or roof soffits on an exposing building face shall not project to less than .45m from the property line and shall be in compliance with VBBL 2014 9.10.15.5.(9)" The entire building, INCLUDING THE ATTACHED GARAGE (if applicable), to be sprinklered to NFPA 13D. Any alterations or conversions to the attached garage (if applicable) to habitable living space shall not be permitted without first obtaining the approval of the Director of Planning and the Chief Building Official. Thermal protection measures and Laneway house design guidelines shall be required to be met prior to the approval of the conversion. ******THIS PERMIT HAS BEEN ISSUED UNDER THE REQUIREMENTS OF VBBL 2019****** | Jeff Electric Ltd
PP-2022-00205 | 2022-01-25 | 3011 W 44TH AVENUE, Vancouver, BC V6N 3K5 | Plumbing Permit | Residential | New | Completed | Residential - 1FD - Installation of Two outside sumps To construct a 2 storey + cellar one-family dwelling with an attached accessory building (garage), at the rear providing 2 parking spaces, having vehicular access from the lane. Note: This is a 2 storey building pursuant to the Zoning and Development By-Law 1- Bar/Sink proposed in bar room, cellar floor 2- No A/C unit proposed | JBS Services Ltd
EP-2022-06795 | 2022-08-24 | 3011 W 44TH AVENUE, Vancouver, BC V6N 3K5 | Electrical Permit | Residential | New | Completed | Installation / Repair - Residential - Install Low Voltage wiring (networking), Alarm, CCTV, Data, Tel., Vacuum, Audio. Rough-In and Finishing >BP: To construct a 2 storey + cellar one-family dwelling with an attached accessory building (garage), at the rear providing 2 parking spaces, having vehicular access from the lane. Note: This is a 2 storey building pursuant to the Zoning and Development By-Law 1- Bar/Sink proposed in bar room, cellar floor 2- A/C unit proposed rear yard under stairs North elevation. To comply to City of Vancouver Noise Bylaw #6555 3- Schedule B: Ke Jian, Ma, P.Eng (604.599.8890) Structural & Geotechnical 4- Residential Builder, CMP Dev. Group Ltd. | Magnificent Security Inc.
SP-2022-01531 | 2022-09-20 | 3011 W 44TH AVENUE, Vancouver, BC V6N 3K5 | Sprinkler Permit | Residential | New | Completed | Residential - We are installing sprinkler system for new main house single dwelling . To construct a 2 storey + cellar one-family dwelling with an attached accessory building (garage), at the rear providing 2 parking spaces, having vehicular access from the lane. Note: This is a 2 storey building pursuant to the Zoning and Development By-Law 1- Bar/Sink proposed in bar room, cellar floor 2- A/C unit proposed rear yard under stairs North elevation. To comply to City of Vancouver Noise Bylaw #6555 3- Schedule B: Ke Jian, Ma, P.Eng (604.599.8890) Structural & Geotechnical 4- Residential Builder, CMP Dev. Group Ltd. | Superstar Plumbing Heating & Sprinkler Supplies Ltd
GP-2022-02820 | 2022-09-20 | 3011 W 44TH AVENUE, Vancouver, BC V6N 3K5 | Gas Permit | Residential | New | Completed | Residential - We are installing Navien combi boiler,bbq,range and fireplaces | Superstar Plumbing Heating & Sprinkler Supplies Ltd
EP-2022-05986 | 2022-07-19 | 3011 W 44TH AVENUE, Vancouver, BC V6N 3K5 | Electrical Permit | Residential | New | Completed | Installation / Repair - Residential - 1FD - single house wiring To construct a 2 storey + cellar one-family dwelling with an attached accessory building (garage), at the rear providing 2 parking spaces, having vehicular access from the lane. Note: This is a 2 storey building pursuant to the Zoning and Development By-Law 1- Bar/Sink proposed in bar room, cellar floor 2- A/C unit proposed rear yard under stairs North elevation. To comply to City of Vancouver Noise Bylaw #6555 | SS Electrical Limited
PP-2023-02256 | 2023-06-26 | 3011 W 44TH AVENUE, Vancouver, BC V6N 3K5 | Plumbing Permit | Residential | New | Completed | Residential - installing a backflow preventer for lawn irrigation >BP: To construct a 2 storey + cellar one-family dwelling with an attached accessory building (garage), at the rear providing 2 parking spaces, having vehicular access from the lane. | Chongren Yao
EP-2022-01266 | 2022-02-23 | 561 W 61ST AVENUE #3, Vancouver, BC V6P 2B4 | Electrical Permit | Residential | New | Completed | Installation / Repair - Residential - Install electrical service,panel box,bathroom fans,light fixtures,smoke detectors,receptacles and switch,wiring branch/appliance circuits. -CF-2021-013178 >BP: To construct a 2 storey laneway house building ($264,210.00) with an attached garage and 1 open parking pad, providing a total of 2 parking spaces, having vehicular access from the 20' Lane. Note: This is a 1 ½ storey building pursuant to the Zoning & Development By-law. 1. Covenant registered at the Land Title Office under CA7204115 2. No Strata Titling permitted 3. No A/C Unit proposed 4. Schedule B: (A.S Rathod) P.Eng (778.885.0551) Structural & Geotechnical 5. HPO: Residential Builder- (VANCOR DEVELOPMENT LTD) 6. The entire building, INCLUDING THE ATTACHED GARAGE, to be sprinklered to NFPA 13R **ALL PROJECT COORDINATOR NOTES HAVE BEEN ACCEPTED** **THIS PERMIT HAS BEEN ISSUED UNDER THE REQUIREMENTS OF VBBL #12511 (2019).** | Myarc Electrical Inc
EP-2022-01478 | 2022-02-25 | 561 W 61ST AVENUE #3, Vancouver, BC V6P 2B4 | Electrical Permit | Residential | New | Completed | Installation / Repair - Residential - To Pre-wire and install security Alarm, and Data/TV cables. >BP: To construct a 2 storey laneway house building ($264,210.00) with an attached garage and 1 open parking pad, providing a total of 2 parking spaces, having vehicular access from the 20' Lane. Note: This is a 1 ½ storey building pursuant to the Zoning & Development By-law. 1. Covenant registered at the Land Title Office under CA7204115 2. No Strata Titling permitted 3. No A/C Unit proposed 4. Schedule B: (A.S Rathod) P.Eng (778.885.0551) Structural & Geotechnical 5. HPO: Residential Builder- (VANCOR DEVELOPMENT LTD) 6. The entire building, INCLUDING THE ATTACHED GARAGE, to be sprinklered to NFPA 13R As a result of the addition of the laneway house, the existing secondary suite address, 563 W 61st Av, has been cancelled and replaced with a suite number. The site is as follows: #1-561 W 61st Av = Principal Dwelling #2-561 W 61st Av = Secondary Suite #3-561 W 61st Av = Laneway House Address and suite numbers assigned as per approved plans for Fire and Emergency response. The address number is to be posted to the building to be visible from the street and the suite numbers are to be posted at the suite entries in accordance with the Building By-law prior to final inspection. rom the West side. This access must be provided & maintained at 20' Lane at all times in accordance with the Building By-law. **ALL PROJECT COORDINATOR NOTES HAVE BEEN ACCEPTED** **THIS PERMIT HAS BEEN ISSUED UNDER THE REQUIREMENTS OF VBBL #12511 (2019).** | Yao Rong Xu
SP-2022-00340 | 2022-03-10 | 561 W 61ST AVENUE #3, Vancouver, BC V6P 2B4 | Sprinkler Permit | Residential | New | Completed | Residential - To install 19 sprikler heads To construct a 2 storey laneway house building with an attached garage and 1 open parking pad, providing a total of 2 parking spaces, having vehicular access from the 20' Lane. Note: This is a 1 ½ storey building pursuant to the Zoning & Development By-law. 1. Covenant registered at the Land Title Office under CA7204115 2. No Strata Titling permitted 3. No A/C Unit proposed 4. Schedule B: (A.S Rathod) P.Eng (778.885.0551) Structural & Geotechnical 5. HPO: Residential Builder- (VANCOR DEVELOPMENT LTD) 6. The entire building, INCLUDING THE ATTACHED GARAGE, to be sprinklered to NFPA 13R | General Sprinkler Systems Ltd
EP-2024-00037 | 2024-01-04 | 3669 W 11TH AVENUE, Vancouver, BC V6R 2K4 | Electrical Permit | Commercial | NULL | Issued | Annual / Operating - **ANNUAL OPERATING PERMIT** Safety Checks, Fire alarm , Em light, Electrical Valid January 4th, 2024 until January 3rd, 2025 | Apna Fire & Electrical Service Ltd
EP-2023-06632 | 2023-07-21 | 181 E 32ND AVENUE, Vancouver, BC V5V 3R6 | Electrical Permit | Commercial | NULL | Issued | Annual / Operating - Maintenance of existing operating electrical equipment. | Seylers Electrical Ltd
EP-2023-04883 | 2023-06-20 | 181 E 32ND AVENUE, Vancouver, BC V5V 3R6 | Electrical Permit | Commercial | New | Completed | Installation / Repair - Commercial - Installation 3 heat trace lines of Domestic cold water lines for hose bibs only; (3 branch circuits) followed up with megger tests of all 3 lines. >BP: To construct a 6-storey mixed-use combustible building consisting: 1 st storey - seven (7) retail shell spaces ( Group E) & one(1) restaurant shell (Group A2) 2nd to 6th storeys - eighty nine (89) secured market rental units, all over two levels of underground parking. Note: 1. This project was design in accordance with CSA B 651 Section 4.3 and 5.1 IN LIEU OF 3.8.3.2. 2. The 2019 VBBL 12511 and its amendments apply to this application that has been reviewed during the Covid-19 pandemic. 3. The following units are TIPs eligible as at the time of construction: All 7 (seven) retail spaces (Group E) at 1st storey. 20-Oct-2021 Stage 1 (excavation and shoring) issued. 02-Feb-2022 Stage 2 ( foundation to grade ) issued. 04-May-2022 Stage 3 9 full construction) issued. | MCKINLEY ELECTRIC LTD
EP-2023-01986 | 2023-03-09 | 181 E 32ND AVENUE, Vancouver, BC V5V 3R6 | Electrical Permit | Commercial | New | Expired | Temporary Power - Commercial - To provide temporary power. | Polo Security Services Ltd
EP-2023-02374 | 2023-03-21 | 181 E 32ND AVENUE, Vancouver, BC V5V 3R6 | Electrical Permit | Commercial | New | Completed | Installation / Repair - Commercial - prewire and completion of access control, enterphone & cameras >BP: To construct a 6-storey mixed-use combustible building consisting: 1 st storey - seven (7) retail shell spaces ( Group E) & one(1) restaurant shell (Group A2) 2nd to 6th storeys - eighty nine (89) secured market rental units, all over two levels of underground parking. Note: 1. This project was design in accordance with CSA B 651 Section 4.3 and 5.1 IN LIEU OF 3.8.3.2. 2. The 2019 VBBL 12511 and its amendments apply to this application that has been reviewed during the Covid-19 pandemic. 3. The following units are TIPs eligible as at the time of construction: All 7 (seven) retail spaces (Group E) at 1st storey. 20-Oct-2021 Stage 1 (excavation and shoring) issued. 02-Feb-2022 Stage 2 ( foundation to grade ) issued. 04-May-2022 Stage 3 9 full construction) issued. | First Choice Security & Audio Systems (2000) Ltd
SP-2022-01918 | 2022-11-21 | 181 E 32ND AVENUE, Vancouver, BC V5V 3R6 | Sprinkler Permit | Commercial | New | Completed | Commercial - ***Above Grade Sprinklers & Final Standpipe Design*** For all sprinkler work to the 2019 VBBL; NFPA 13, 2013; standpipe work to NFPA 14, 2013; and alternative solutions prepared by GHL for this newly constructed of a 6-storey mixed-use building consisting of commercial retail units at the ground level (Shell Only) and 89 residential (secured market rental) at Levels 2 - 6. The building will include 2 levels of underground parking and will be sprinklered throughout and equipped with a fire alarm system. NOTE: noncombustible construction for storage garage & ground floor, but levels 2 thru 6 will be combustible construction. This application does not include any of the following: • Warehouse storage arrangements, or mobile compact storage arrangements. • Flexible sprinkler pipe. • Information Technology Equipment Rooms (e.g. IT Rooms, LAN Rooms, etc.). THIS IS A CERTIFIED PROFESSIONAL PROJECT and the CP is John Buscemi, P.Eng., C.P. of GHL Related Permits: 1. AL-2021-00113: Increased Building Area. 2. AL-2021-00116: Exposure Protection at Loading Bay Entry. 3. SP-2021-01840: Below Grade Sprinklers and Construction Standpipe Notes: 1. Exterior canopies on L1 - No occupancy permitted for exterior canopies on L1. Separate permit and documents required if area below the L1 canopies are to be occupied. 2. Sprinkler Engineer of Record Mr. Ryan Pavey of Cardinal Engineering Ltd. T: 604 605 0606 E: info@cardinalfire.ca 3. One set of approved drawings and permit to be available for viewing at the jobsite. 4. Construction Standpipe to Bulletin 2017-003-BU/FI, VBBL, NFPA 14, and VFBL. 5. Separate permit(s) and documents required for tenant improvements. | Titan Fire Protection Ltd
EP-2022-10370 | 2022-12-08 | 181 E 32ND AVENUE, Vancouver, BC V5V 3R6 | Electrical Permit | Commercial | New | Expired | Temporary Power - Commercial - To provide temporary power. | Seylers Electrical Ltd
PP-2022-02811 | 2022-09-27 | 181 E 32ND AVENUE, Vancouver, BC V5V 3R6 | Plumbing Permit | Commercial | New | Completed | Commercial - Plumbing rough in and finish >BP: To construct a 6-storey mixed-use combustible building consisting: 1 st storey - seven (7) retail shell spaces ( Group E) & one(1) restaurant shell (Group A2) 2nd to 6th storeys - eighty nine (89) secured market rental units, all over two levels of underground parking. Note: 1. This project was design in accordance with CSA B 651 Section 4.3 and 5.1 IN LIEU OF 3.8.3.2. 2. The 2019 VBBL 12511 and its amendments apply to this application that has been reviewed during the Covid-19 pandemic. 3. The following units are TIPs eligible as at the time of construction: All 7 (seven) retail spaces (Group E) at 1st storey. 20-Oct-2021 Stage 1 (excavation and shoring) issued. 02-Feb-2022 Stage 2 ( foundation to grade ) issued. 04-May-2022 Stage 3 9 full construction) issued. | MV Mechanical
PP-2021-04108 | 2022-02-17 | 181 E 32ND AVENUE, Vancouver, BC V5V 3R6 | Plumbing Permit | Commercial | New | Completed | Commercial - >>UNDERGROUND<<<< Grounds work sumps and drain tile >Construction of a 6-storey mixed-use building consisting of commercial retail units at the ground level and 89 residential (secured market rental) at Levels 2 - 6. The building will include 2 levels of underground parking and will be sprinklered throughout and equipped with a fire alarm system. NOTE: noncombustible construction for storage garage & ground floor, but levels 2 thru 6 will be combustible construction. The 2019 VBBL 12511 and its amendments apply to this application that has been reviewed during the Covid-19 pandemic. 20-Oct-2021 - Stage 1 (excavation and shoring) issued. Stage 2 ( Full permit) - In Review )7-Dec-2021 tn THE CP TO SPECIFY APPLICATIONS OF SCA B 651 IN LIEU OF 3.8.3.2. - 22-OCT-2021 TN | MV Mechanical
SP-2021-01840 | 2022-10-21 | 181 E 32ND AVENUE, Vancouver, BC V5V 3R6 | Sprinkler Permit | Commercial | New | Completed | Commercial - ***BELOW GRADE SPRINKLERS AND CONSTRUCTION STANDPIPE ONLY*** For all sprinkler work to the 2019 VBBL; NFPA 13, 2013; standpipe work to NFPA 14, 2013; and alternative solutions prepared by GHL for this newly constructed of a 6-storey mixed-use building consisting of commercial retail units at the ground level and 89 residential (secured market rental) at Levels 2 - 6. The building will include 2 levels of underground parking and will be sprinklered throughout and equipped with a fire alarm system. NOTE: noncombustible construction for storage garage & ground floor, but levels 2 thru 6 will be combustible construction. This application does not include any of the following: • Warehouse storage arrangements, or mobile compact storage arrangements. • Flexible sprinkler pipe. • Information Technology Equipment Rooms (e.g. IT Rooms, LAN Rooms, etc.). THIS IS A CERTIFIED PROFESSIONAL PROJECT and the CP is John Buscemi, P.Eng., C.P. of GHL Related Permits: 1. AL-2021-00113: Increased Building Area. 2. AL-2021-00116: Exposure Protection at Loading Bay Entry. 3. SP-2022-0XXXX: Above Grade Sprinklers (TBC) Notes: 1. Exterior canopies on L1 - No occupancy permitted for exterior canopies on L1. Separate permit and documents required if area below the L1 canopies are intended to be occupied. 2. Sprinkler Engineer of Record Mr. Ryan Pavey of Cardinal Engineering Ltd. T: 604 605 0606 E: info@cardinalfire.ca 3. One set of approved drawings and permit to be available for viewing at the jobsite. 4. Construction Standpipe to Bulletin 2017-003-BU/FI, VBBL, NFPA 14, and VFBL. 5. Separate permit and documents required for above grade sprinklers and final standpipe design. | Titan Fire Protection Ltd
EP-2022-01315 | 2022-02-23 | 181 E 32ND AVENUE, Vancouver, BC V5V 3R6 | Electrical Permit | Commercial | New | Expired | Temporary Power - Commercial - To provide temporary power. | Polo Security Services Ltd
EP-2022-01131 | 2022-02-15 | 181 E 32ND AVENUE, Vancouver, BC V5V 3R6 | Electrical Permit | Commercial | New | Completed | Interim - Commercial - Installation of ground rods and mesh ground grid for unit substation equipment. Interim permit for EP-2022-00746. Note: Service connection to BC Hydro is not permitted under this permit. The work under this permit is authorized pursuant to the Electrical By-law NO.5563. The issuance of this permit does not represent or warrant that the drawings submitted for the full electrical permit will comply with the provisions of the Electrical By-law. The responsibility to comply with the By-law remains with the permit holder, P.Eng of record and the owner. >BP: Construction of a 6-storey mixed-use building consisting of commercial retail units at the ground level and 89 residential (secured market rental) at Levels 2 - 6. The building will include 2 levels of underground parking and will be sprinklered throughout and equipped with a fire alarm system. NOTE: noncombustible construction for storage garage & ground floor, but levels 2 thru 6 will be combustible construction. The 2019 VBBL 12511 and its amendments apply to this application that has been reviewed during the Covid-19 pandemic. 20-Oct-2021 Stage 1 (excavation and shoring) issued. 02-Feb-2022 Stage 2 ( foundation to grade ) issued. This project was design in accordance with CSA B 651 Section 4.3 and 5.1 IN LIEU OF 3.8.3.2. | Vancouver Industrial Electric Ltd
EP-2022-00746 | 2022-02-04 | 181 E 32ND AVENUE, Vancouver, BC V5V 3R6 | Electrical Permit | Commercial | New | Completed | Interim - Commercial - Scope of work: slab, underground, raceways, grounding, branch circuits. Service connection to BC Hydro is not permitted under this permit. The work under this permit is authorized pursuant to the Electrical By-law NO.5563. The issuance of this permit does not represent or warrant that the drawings submitted for the full electrical permit will comply with the provisions of the Electrical By-law. The responsibility to comply with the By-law remains with the permit holder, P.Eng of record and the owner. >BP: Construction of a 6-storey mixed-use building consisting of commercial retail units at the ground level and 89 residential (secured market rental) at Levels 2 - 6. The building will include 2 levels of underground parking and will be sprinklered throughout and equipped with a fire alarm system. NOTE: noncombustible construction for storage garage & ground floor, but levels 2 thru 6 will be combustible construction. The 2019 VBBL 12511 and its amendments apply to this application that has been reviewed during the Covid-19 pandemic. 20-Oct-2021 Stage 1 (excavation and shoring) issued. 02-Feb-2022 Stage 2 ( foundation to grade ) issued. This project was design in accordance with CSA B 651 Section 4.3 and 5.1 IN LIEU OF 3.8.3.2. | Seylers Electrical Ltd
EP-2022-00334 | 2022-06-15 | 181 E 32ND AVENUE, Vancouver, BC V5V 3R6 | Electrical Permit | Commercial | New | Completed | Installation / Repair - Commercial - Electrical Scope - Distribution, Lighting, EM Lighting, Fire Alarm, Branch Circuits, Low Voltage & Extra Low Voltage BP: Construction of a 6-storey mixed-use building consisting of commercial retail units at the ground level and 89 residential (secured market rental) at Levels 2 - 6. The building will include 2 levels of underground parking and will be sprinklered throughout and equipped with a fire alarm system. NOTE: noncombustible construction for storage garage & ground floor, but levels 2 thru 6 will be combustible construction. | Seylers Electrical Ltd
EP-2022-00574 | 2022-06-15 | 181 E 32ND AVENUE, Vancouver, BC V5V 3R6 | Electrical Permit | Commercial | New | Completed | Installation / Repair - Commercial - Installation permit of an unit substation consisting of a transformer (1750 kVA 12470:120/208V 3P4W). Unit substation installation in the main electrical room only. ** main service is 80A** >BP: Construction of a 6-storey mixed-use building consisting of commercial retail units at the ground level and 89 residential (secured market rental) at Levels 2 - 6. The building will include 2 levels of underground parking and will be sprinklered throughout and equipped with a fire alarm system. NOTE: noncombustible construction for storage garage & ground floor, but levels 2 thru 6 will be combustible construction. The 2019 VBBL 12511 and its amendments apply to this application that has been reviewed during the Covid-19 pandemic. 20-Oct-2021 - Stage 1 (excavation and shoring) issued. Stage 2 ( Full permit) - In Review )7-Dec-2021 tn This project was design in accordance with CSA B 651 Section 4.3 and 5.1 IN LIEU OF 3.8.3.2. | Vancouver Industrial Electric Ltd
EP-2022-01707 | 2022-03-03 | 1503 KINGSWAY, Vancouver, BC V5B 2R8 | Electrical Permit | Commercial | New | Expired | Temporary Power - Commercial - To provide temporary power. | Polo Security Services Ltd
EP-2023-00247 | 2023-01-11 | 1503 KINGSWAY, Vancouver, BC V5B 2R8 | Electrical Permit | Commercial | New | Expired | Temporary Power - Commercial - To provide temporary power. | Alpine Electric Ltd
EP-2022-06226 | 2022-07-27 | 1503 KINGSWAY, Vancouver, BC V5B 2R8 | Electrical Permit | Residential | New | Issued | Installation / Repair - Residential - Installation of access control, CCTV and visitor intercom systems. This permit has been issued for site work and all below grade facilities for the proposed development: To construct a mixed use development consisting of 5 buildings: Building 1 - 3996 Dumfries St. BP-2021-01237 14 storey tower with 6 level podium, consisting of one Retail unit, Offices and 123 strata residential units Building 2 ( TH 1 block ) 3950 Dumfries St - BP-2021-01238 15 townhomes Building 3 ( TH 2 block) 3910 Dumfries St. - BP-2021-01239 12 townhomes Building 4 ( TH 3 block) - 3969 Fleming St. - BP-2021-01240 5 townhomes Building 5 ( TH 4 block) - 3979 Fleming St - BP-2021-01241 6 townhomes All over 3 levels of underground parking. Total number of dwelling units on this site is 161 strata units. | Smart-Tek Communications Inc
EP-2023-01984 | 2023-03-14 | 1503 KINGSWAY, Vancouver, BC V5B 2R8 | Electrical Permit | Commercial | New | Issued | Temporary Power - Commercial - To provide temporary power. Expired permit EP-2022-01707 (expired March 2/2023) | Polo Security Services Ltd
EP-2022-05368 | 2022-06-23 | 3996 DUMFRIES STREET, Vancouver, BC V5N 5R3 | Electrical Permit | Commercial | New | Completed | Installation / Repair - Commercial - Extra Low Voltage Wiring for Thermostats and VRF Controls >BP: To construct a mixed use 14 storey tower with 6 storey podium building ( Building 1) consisting of: First Storey ( Level 1) - 1 retail shell (Group E) three(3) townhomes , Residential Amenity Spaces Second Storey - emergency Generator and Upper Level of TH Third Storey ( Level 2) - office spaces ( shell) and residential amenity 4 th to 14th Storeys ( Level 3 to Level 13) - 120 apartment units all over 3 levels of underground parking. Total number of residential suites in Building 1 is 123. Building 1 is part of a mixed use development; for full project description defer to BP-2020-01943. 21-July-2021 - Stage I (Excavation and Shoring) issued. 18-Nov-2021 - Stage I - Rev 1, issued, changes approved under DP-2021-00703 19-Nov-2021 - Stage II (Full Structure) issued. 21-Apr-2022 - Stage III ( Full permit) issued. | Westport Mechanical Ltd
EP-2023-00200 | 2023-01-11 | 3996 DUMFRIES STREET, Vancouver, BC V5N 5R3 | Electrical Permit | Residential | New | Issued | Installation / Repair - Residential - Installation of access control, CCTV and visitor intercom systems. >BP: To construct a mixed use 14 storey tower with 6 storey podium building ( Building 1) consisting of: First Storey ( Level 1) - 1 retail shell (Group E) three(3) townhomes , Residential Amenity Spaces Second Storey - emergency Generator and Upper Level of TH Third Storey ( Level 2) - office spaces ( shell) and residential amenity 4 th to 14th Storeys ( Level 3 to Level 13) - 120 apartment units all over 3 levels of underground parking. Total number of residential suites in Building 1 is 123. Building 1 is part of a mixed use development; for full project description defer to BP-2020-01943. 21-July-2021 - Stage I (Excavation and Shoring) issued. 18-Nov-2021 - Stage I - Rev 1, issued, changes approved under DP-2021-00703 19-Nov-2021 - Stage II (Full Structure) issued. 21-Apr-2022 - Stage III ( Full permit) issued. | Smart-Tek Communications Inc
EP-2023-07850 | 2023-08-30 | 3996 DUMFRIES STREET, Vancouver, BC V5N 5R3 | Electrical Permit | Commercial | New | Completed | Installation / Repair - Commercial - Ecomm Installation. Note: In compliance with Sentence 3.2.5.20.(4) of the VBBL, a radio antenna system shall comply with ANSI/CAN/UL 2524 “Standard For Safety In-building 2-Way Emergency Radio Communication Enhancement Systems. >BP: This permit has been issued for site work and all below grade facilities for the proposed development: To construct a mixed use development consisting of 5 buildings: Building 1 - 3996 Dumfries St. BP-2021-01237 14 storey tower with 6 level podium, consisting of one Retail unit, Offices and 123 strata residential units Building 2 ( TH 1 block ) 3950 Dumfries St - BP-2021-01238 15 townhomes Building 3 ( TH 2 block) 3910 Dumfries St. - BP-2021-01239 12 townhomes Building 4 ( TH 3 block) - 3969 Fleming St. - BP-2021-01240 5 townhomes Building 5 ( TH 4 block) - 3979 Fleming St - BP-2021-01241 6 townhomes All over 3 levels of underground parking. Total number of dwelling units on this site is 161 strata units. All fees for the entire development on this site applied against this permit. 21-July-2021 -Stage 1 (excavation and shoring) issued. 19-Nov-2021 - Stage 2 (full structure) issued 21-Apr-2022 - Stage 3 (full permit) issued. 18-Nov-2021 - Stage 1 - Revision#1 - issued To add additional P3 level, changes to P2, P1, Level 1 and 2 as proposed under DP-2021-00703. Revised excavation and shoring drawings provided. 15-Aug-2022 - Revision#2 issued. Clarifications on the floor assembly within Building 2 (TH1 Block) and Building 3 (TH2 Block). Refer to Staged Construction drawings list for revised drawings. 03-Apr-2023 - Revision#3 issued. 1. Changes to commercial garbage/recycling and loading area at Level 1 2. Modification of office suite 203 (removal of vestibule). | Metro Mobile Radio Sales Inc
PP-2022-00867 | 2022-03-25 | 3996 DUMFRIES STREET, Vancouver, BC V5N 5R3 | Plumbing Permit | Commercial | New | Issued | Commercial - Parkade plumbing This permit has been issued for site work and all below grade facilities for the proposed development: To construct a mixed use development consisting of 5 buildings: Building 1 - 3996 Dumfries St. BP-2021-01237 14 storey tower with 6 level podium, consisting of Retail units, Offices and 123 strata residential units | DOVIE MECHANICAL LTD
PP-2022-01636 | NULL | 3996 DUMFRIES STREET, Vancouver, BC V5N 5R3 | Plumbing Permit | Commercial | New | Withdrawn | Commercial - Above plumbing installation for suite fixtures. | DOVIE MECHANICAL LTD
NULL | NULL | 3996 DUMFRIES STREET, Vancouver, BC V5N 5R3 | Plumbing Permit | Commercial | New | Withdrawn | Commercial - New Highrise residential building - Plumbing and fixture installation | DOVIE MECHANICAL LTD
PP-2022-02066 | 2022-08-17 | 3996 DUMFRIES STREET, Vancouver, BC V5N 5R3 | Plumbing Permit | Commercial | New | Issued | Commercial - New plumbing installation. >BP: To construct a mixed use 14 storey tower with 6 storey podium building ( Building 1) consisting of: First Storey ( Level 1) - 1 retail shell (Group E) three(3) townhomes , Residential Amenity Spaces Second Storey - emergency Generator and Upper Level of TH Third Storey ( Level 2) - office spaces ( shell) and residential amenity 4 th to 14th Storeys ( Level 3 to Level 13) - 120 apartment units all over 3 levels of underground parking. Total number of residential suites in Building 1 is 123. | DOVIE MECHANICAL LTD
EP-2021-09074 | 2022-01-07 | 3996 DUMFRIES STREET, Vancouver, BC V5N 5R3 | Electrical Permit | Commercial | New | Issued | Installation / Repair - Commercial - BLDG 1 - 14 story mixed use tower with 6 level podium. Building Permit: To construct a mixed use 14 storey tower with 6 storey podium building ( Building 1) consisting of: First Storey ( Level 1) - 1 retail unit (Group E) three(3) townhomes , Residential Amenity Spaces Second Storey - emergency Generator and Upper Level of TH Third Storey ( Level 2) - office spaces and residential amenity 4 th to 14th Storeys ( Level 3 to Level 13) - 120 apartment units. all over 2 levels of underground parking. Total number of residential suites in Building 1 is 123. Building 1 is part of a mixed use development; for full project description defer to BP-2020-01943. Note: As per Planning Department, one restaurant shall be provided in this building at 1539 Kingsway. The unit at 1539 Kingsway is provided with kitchen exhaust shaft. Retail units at 1503, 1509 and 1529 Kingsway are not designed to accommodate class 1 cooking operation and therefore are not provided with kitchen ventilation shaft. 21-July-2021 - Stage 1(excavation and shoring) issued. 18-Nov-2021 - Stage 1 rev 1 issued, changes approved under DP-2021-00703 19-Nov-2021 - Stage 2 ( full structure) issued. | Alpine Electric Ltd
SP-2021-01384 | 2022-01-13 | 3996 DUMFRIES STREET, Vancouver, BC V5N 5R3 | Sprinkler Permit | Commercial | New | Issued | Commercial - To install sprinkler through out the parkade and standpipes throughout the this site consisting of 5 buildings: Building 1 (14 storey tower) - 3996 Dumfries St. BP-2021-01237 - Retail units, Offices and residential units Building 2 ( TH 1 block ) - 3950 Dumfries St - BP-2021-01238 - 15 townhomes Building 3 ( TH 2 block ) - 3910 Dumfries St. - BP-2021-01239 - 12 townhomes Building 4 ( TH 3 block ) - 3969 Fleming St. - BP-2021-01240 - 5 townhomes Building 5 ( TH 4 block ) - 3979 Fleming St - BP-2021-01241 - 6 townhomes | Martex Sprinkler Installations Ltd
SP-2021-01599 | 2022-07-05 | 3996 DUMFRIES STREET, Vancouver, BC V5N 5R3 | Sprinkler Permit | Commercial | New | Issued | Commercial - Fire sprinkler system in RESIDENTIAL TOWER (Includes Townhouse #5). For all sprinkler work to the 2019 VBBL; NFPA 13, 2013; standpipe work to NFPA 14, 2013; fire pump work to NFPA 20, 2013; and alternative solutions prepared by McAuley Consulting. This is a certified professional project and the CP is Tavis McAuley of McAuley Consulting Site Description: See SP-2021-01384 Related Permits: - Site and Below Grade - SP-2021-01384 3996 Dumfries St. - Parking - Building 1 (14 storey tower) - SP-2021-01599 - Retail units, Offices and residential units - Building 2 ( TH 1 block ) - 3950 Dumfries St - SP-2021-01598 - 15 townhomes - Building 3 ( TH 2 block ) - 3910 Dumfries St. - SP-2021-01597 - 12 townhomes - Building 4 ( TH 3 block ) - 3969 Fleming St. - SP-2021-01596 - 5 townhomes - Building 5 ( TH 4 block ) - 3979 Fleming St - SP-2021-01595 - 6 townhomes Notes: - Sprinkler engineer of record Sean Collins of Westworks Engineering Ltd. T: 604309599 E: sean@westworksengineering.ca - One set of approved drawings and permit to be available for viewing at the jobsite. | Martex Sprinkler Installations Ltd
EP-2021-07433 | 2022-01-07 | 3996 DUMFRIES STREET, Vancouver, BC V5N 5R3 | Electrical Permit | Commercial | New | Issued | Installation / Repair - Commercial - Electrical installation for the site work and all below grade facilities for the proposed development. Building Permit: This permit has been issued for site work and all below grade facilities for the proposed development: To construct a mixed use development consisting of 5 buildings: Building 1 - 3996 Dumfries St. BP-2021-01237 14 storey tower with 6 level podium, consisting of Retail units, Offices and 123 strata residential units Building 2 ( TH 1 block ) 3950 Dumfries St - BP-2021-01238 15 townhomes Building 3 ( TH 2 block) 3910 Dumfries St. - BP-2021-01239 12 townhomes Building 4 ( TH 3 block) - 3969 Fleming St. - BP-2021-01240 5 townhomes Building 5 ( TH 4 block) - 3979 Fleming St - BP-2021-01241 6 townhomes All over 2 levels of underground parking. Total number of dwelling units on this site is 161 strata units. Note: As per planning, one restaurant shall be provided in this building at 1539 Kingsway. The unit at 1539 Kingsway is provided with kitchen exhaust shaft. Retail units at 1503, 1509 and 1529 Kingsway are not designed to accommodate class 1 cooking operation and required kitchen ventilation system. All fees for the entire development on this site applied against this permit. 21-July-2021 -Stage 1 (excavation and shoring) issued. 18-Nov-2021 - Stage 1 - Rev#1 - issued To add additional P3 level, changes to P2, P1, Level 1 and 2 as proposed under DP-2021-00703. Revised excavation and shoring drawings provided. 19-Nov-2021 - Stage 2 (full structure) - issued | Alpine Electric Ltd
SP-2021-01597 | 2022-07-05 | 3910 DUMFRIES STREET, Vancouver, BC V5B 2R8 | Sprinkler Permit | Commercial | New | Issued | Commercial - Sprinkler system in townhouses - TH #2 - Bldg #3. For all sprinkler work to the 2019 VBBL; NFPA 13, 2013 for this newly construct four storey multi-family building ( Building 3 - TH 2) This is a certified professional project and the CP is Tavis McAuley of McAuley Consulting Site Description: See SP-2021-01384 Related Permits: - Site and Below Grade - SP-2021-01384 3996 Dumfries St. - Parking - Building 1 (14 storey tower) - SP-2021-01599 - Retail units, Offices and residential units - Building 2 ( TH 1 block ) - 3950 Dumfries St - SP-2021-01598 - 15 townhomes - Building 3 ( TH 2 block ) - 3910 Dumfries St. - SP-2021-01597 - 12 townhomes - Building 4 ( TH 3 block ) - 3969 Fleming St. - SP-2021-01596 - 5 townhomes - Building 5 ( TH 4 block ) - 3979 Fleming St - SP-2021-01595 - 6 townhomes Notes: - Sprinkler engineer of record Sean Collins of Westworks Engineering Ltd. T: 604309599 E: sean@westworksengineering.ca - One set of approved drawings and permit to be available for viewing at the jobsite. | Martex Sprinkler Installations Ltd
EP-2021-08282 | 2022-01-07 | 3910 DUMFRIES STREET, Vancouver, BC V5B 2R8 | Electrical Permit | Commercial | New | Issued | Installation / Repair - Commercial - BLDG 3 - new townhouses Building Permit: To construct a four storey multi-family building ( Building 3 - TH 2) consisting of 12 townhomes ( stacked), all over 2 level of underground parkade. Building 3 is part of a mixed use development; for full project description defer to BP-2020-01943. 21- July-2021 - Stage 1 (excavation and shoring) issued. | Alpine Electric Ltd
PP-2022-02064 | 2022-07-12 | 3910 DUMFRIES STREET, Vancouver, BC V5B 2R8 | Plumbing Permit | Commercial | New | Completed | Commercial - New plumbing and fixture installation. >BP: To construct a four storey multi-family building ( Building 3 - TH 2) consisting of 12 townhomes ( stacked), all over 3 levels of underground parkade. Building 3 is part of a mixed use development; for full project description defer to BP-2020-01943. 21- July-2021 - Stage 1 (excavation and shoring) issued. 18-Nov-2021 - Stage 1 rev1 ( BP revision after DP-2021-00703) issued. 19-Nov-2021 - Stage 2 (full structural) issued. 21-Apr-2022 - Stage 3 ( full permit) issued. | DOVIE MECHANICAL LTD
EP-2023-00202 | 2023-01-11 | 3910 DUMFRIES STREET, Vancouver, BC V5B 2R8 | Electrical Permit | Residential | New | Issued | Installation / Repair - Residential - Installation of CCTV, access control and low voltage wiring. >BP: To construct a four storey multi-family building ( Building 3 - TH 2) consisting of 12 townhomes ( stacked), all over 3 levels of underground parkade. Building 3 is part of a mixed use development; for full project description defer to BP-2020-01943. 21- July-2021 - Stage 1 (excavation and shoring) issued. 18-Nov-2021 - Stage 1 rev1 ( BP revision after DP-2021-00703) issued. 19-Nov-2021 - Stage 2 (full structural) issued. 21-Apr-2022 - Stage 3 ( full permit) issued. 15-Aug-2022 - Rev#2 Clarifications on the floor assembly within Building 3- TH2. Refer to Staged Construction drawings list for revised drawings. | Smart-Tek Communications Inc
EP-2022-05372 | 2022-06-23 | 3910 DUMFRIES STREET, Vancouver, BC V5B 2R8 | Electrical Permit | Commercial | New | Completed | Installation / Repair - Commercial - Extra Low Voltage Wiring for Thermostats | Westport Mechanical Ltd
NULL | NULL | 476 E 60TH AVENUE, Vancouver, BC | Electrical Permit | Residential | New | Draft | Installation / Repair - Residential - Extra low voltage rough wiring and finish | Sikander Electrical Ltd.
SP-2022-00842 | 2022-05-26 | 476 E 60TH AVENUE, Vancouver, BC | Sprinkler Permit | Residential | New | Completed | Residential - new sprinkler installation >BP: To construct a 2 storey two-family dwelling with 2 lock off located in the Basement with a detached accessory building (garage), at the rear providing 2 parking spaces, having vehicular access from the lane. 1. A/C Unit proposed at rear yard. 2. Bar sink located in Main Floor. 3. Schedule B: (Jason Hui) P.Eng (778.319.3403) Structural & Geotechnical 4. BC Housing (AVI Homes Ltd.) This is a 2 storey building pursuant to the Zoning and Development By-Law "Combustible projections or roof soffits on an exposing building face shall not project to less than .45m from the property line and shall be in compliance with VBBL 2019 9.10.15.5.(9) The entire building, to be sprinklered to 2x NFPA 13D. FRONT UNIT (new primary address) #1-476 E 60th Av - One Family Dwelling (north portion of 1st-3rd floor) #2-476 E 60th Av - Lock Off (north portion of basement) BACK UNIT #1-478 E 60th Av - One Family Dwelling (south portion of 1st-3rd floor) #2-478 E 60th Av - Lock Off (south portion of basement) Address and suite numbers assigned as per approved plans for Fire and Emergency response. The address numbers are to be posted to the building to be visible from the street and the suite numbers are to be posted at the suite entries in accordance with the Building By-law prior to final inspection. ******THIS PERMIT HAS BEEN ISSUED UNDER THE REQUIREMENTS OF VBBL 2019.****** | Real Tech Fire Protection Ltd
GP-2022-01611 | 2022-05-27 | 476 E 60TH AVENUE, Vancouver, BC | Gas Permit | Residential | New | Completed | Residential - gas >BP: To construct a 2 storey two-family dwelling with 2 lock off located in the Basement with a detached accessory building (garage), at the rear providing 2 parking spaces, having vehicular access from the lane. 1. A/C Unit proposed at rear yard. 2. Bar sink located in Main Floor. 3. Schedule B: (Jason Hui) P.Eng (778.319.3403) Structural & Geotechnical 4. BC Housing (AVI Homes Ltd.) This is a 2 storey building pursuant to the Zoning and Development By-Law "Combustible projections or roof soffits on an exposing building face shall not project to less than .45m from the property line and shall be in compliance with VBBL 2019 9.10.15.5.(9) The entire building, to be sprinklered to 2x NFPA 13D. FRONT UNIT (new primary address) #1-476 E 60th Av - One Family Dwelling (north portion of 1st-3rd floor) #2-476 E 60th Av - Lock Off (north portion of basement) BACK UNIT #1-478 E 60th Av - One Family Dwelling (south portion of 1st-3rd floor) #2-478 E 60th Av - Lock Off (south portion of basement) Address and suite numbers assigned as per approved plans for Fire and Emergency response. The address numbers are to be posted to the building to be visible from the street and the suite numbers are to be posted at the suite entries in accordance with the Building By-law prior to final inspection. ******THIS PERMIT HAS BEEN ISSUED UNDER THE REQUIREMENTS OF VBBL 2019.****** | Easyway Plumbing & Heating Ltd
PP-2022-00771 | 2022-03-07 | 476 E 60TH AVENUE, Vancouver, BC | Plumbing Permit | Residential | New | Completed | Residential - 2FD+2 LOCK OFF UNITS - FRONT UNIT - 476 E 60TH AV - #1 & #2 BACK UNIT - 478 E 60TH AV - #1 & #2 plumbing To construct a 2 storey two-family dwelling with 2 lock off located in the Basement with a detached accessory building (garage), at the rear providing 2 parking spaces, having vehicular access from the lane. 1. A/C Unit proposed at rear yard. 2. Bar sink located in Main Floor. | Easyway Plumbing & Heating Ltd
EP-2022-01401 | 2022-03-01 | 476 E 60TH AVENUE, Vancouver, BC | Electrical Permit | Residential | New | Completed | Installation / Repair - Residential - 200 Amp main duplex service (250 kcmil RW 90 aluminum service conductors) connected to main panels (125 Amp) in both garages through 3/0 ACWU90 cable. A sub panel (100 Amp) in each unit supplied from main panels through 1/0 ACWU90 cable. The unit sub panels supplies additional sub panels (70 Amp) for legal suites connected through #2 AWG NMD 90 cable. >BP: To construct a 2 storey two-family dwelling with 2 lock off located in the Basement with a detached accessory building (garage), at the rear providing 2 parking spaces, having vehicular access from the lane. 1. A/C Unit proposed at rear yard. 2. Bar sink located in Main Floor. 3. Schedule B: (Jason Hui) P.Eng (778.319.3403) Structural & Geotechnical 4. BC Housing (AVI Homes Ltd.) This is a 2 storey building pursuant to the Zoning and Development By-Law "Combustible projections or roof soffits on an exposing building face shall not project to less than .45m from the property line and shall be in compliance with VBBL 2019 9.10.15.5.(9) The entire building, to be sprinklered to 2x NFPA 13D. FRONT UNIT (new primary address) #1-476 E 60th Av - One Family Dwelling (north portion of 1st-3rd floor) #2-476 E 60th Av - Lock Off (north portion of basement) BACK UNIT #1-478 E 60th Av - One Family Dwelling (south portion of 1st-3rd floor) #2-478 E 60th Av - Lock Off (south portion of basement) Address and suite numbers assigned as per approved plans for Fire and Emergency response. The address numbers are to be posted to the building to be visible from the street and the suite numbers are to be posted at the suite entries in accordance with the Building By-law prior to final inspection. ******THIS PERMIT HAS BEEN ISSUED UNDER THE REQUIREMENTS OF VBBL 2019.****** | Sikander Electrical Ltd.
PP-2022-00692 | 2022-03-01 | 978 KINGSWAY, Vancouver, BC V5V 3C4 | Plumbing Permit | Commercial | Renovation | Completed | Commercial - To install three fixtures 978 Kingsway - Interior alterations to provide the first tenant improvements to change approx. 940 sq. ft. on the 1st Level (978 Kingsway) from Retail SHELL to Retail (E) for a new tenant in this 4-storey mixed-use building on this site. | WESTBRIDGE PLUMBING & HEATING LTD
EP-2022-01572 | 2022-02-28 | 978 KINGSWAY, Vancouver, BC V5V 3C4 | Electrical Permit | Commercial | Tenant Improvement | Completed | Installation / Repair - Commercial - Lights, plugs, emergency light, exit signs, and signage power. >BP: Interior alterations to provide the first tenant improvements to change approx. 940 sq. ft. on the 1st Level (978 Kingsway) from Retail SHELL to Retail (E) for a new tenant in this 4-storey mixed-use building on this site. Tenant: Samtal Wedding and Photography Ltd. Scope of work includes: new walls, plumbing fixtures for accessible universal washroom, millwork, lighting, paint and finishes throughout. OK for field review as per Kirat Kang - December 22, 2021 Notes: ~ Storefront windows to remain clear and unobstructed at all times to maintain pedestrian comfort and interest. ~ Energy Upgrade: First TI ~ Building Sprinklered – Building inspector to determine on site if a separate sprinkler permit is required. ~ Schedule A and Schedule B Architectural submitted by Joseph Kyung R. Park, Architect, AIBC of JP Architect Inc., Tel: 604-771-5695. ~ Schedule B Electrical submitted by Ziyu Fan, P. Eng. of Ziyutec Inc., Tel: 604-370-3361. | Ling-Tec Electrical Service Ltd
SP-2022-00413 | 2022-03-22 | 978 KINGSWAY, Vancouver, BC V5V 3C4 | Sprinkler Permit | Commercial | Tenant Improvement | Completed | Commercial - install 1 sprinkler heads in new washroom 978 Kingsway - Interior alterations to provide the first tenant improvements to change approx. 940 sq. ft. on the 1st Level (978 Kingsway) from Retail SHELL to Retail (E) for a new tenant in this 4-storey mixed-use building on this site. Tenant: Samtal Wedding and Photography Ltd. *****This application does not include any of the following: 1. Not more than 20 sprinklers (add, relocate, or remove), 2. hydraulic calculations, 3. change in occupancy and /or hazard classification, 4. warehouse storage arrangements, 5. mobile compact storage arrangements, 6. alternative solutions, 7. changes to the sprinkler system supply piping (e.g. valves, mains, cross-mains, branch-lines, etc.), or 8. flexible sprinkler pipe. | Spectrum Fire Protection Ltd
PP-2022-01278 | 2022-04-13 | 990 KINGSWAY, Vancouver, BC V5V 3C4 | Plumbing Permit | Commercial | Addition | Completed | Commercial - Install DWV, water pipe, point of use water heater, and fixtures Interior alterations to provide first tenant improvements to this existing retail space on the ground floor of this existing mixed-use building. Plumbing for toilet and sink. | Daniel Lutsenko
EP-2022-03155 | 2022-04-20 | 990 KINGSWAY, Vancouver, BC V5V 3C4 | Electrical Permit | Commercial | Tenant Improvement | Completed | Installation / Repair - Commercial - Adding an exhaust fan and receptacles >BP: Interior alterations to provide first tenant improvements to this existing retail space on the ground floor of this existing mixed-use building. Plumbing for toilet and sink. | Torr Electric
SP-2022-00438 | 2022-03-28 | 990 KINGSWAY, Vancouver, BC V5V 3C4 | Sprinkler Permit | Commercial | Tenant Improvement | Completed | Commercial - adding 1 sprinkler in washroom >BP: Interior alterations to provide first tenant improvements to this existing retail space on the ground floor of this existing mixed-use building. Plumbing for toilet and sink. Note to applicant: The services of a structural engineer may be required, based upon site inspection by the District Building Inspector. A Sprinkler permit may be required, as determined by the District Building Inspector. Energy checklist is currently no longer required with your Building Permit (BP) application. Some supporting documents are still required at BP stage, specifically Envelope and HVAC, if applicable. Service Water Heating and Lighting supporting documents, if applicable, must be submitted with your related Trades permits (e.g. electrical and plumbing). All energy upgrades will be checked during inspections stage. It is the applicant’s responsibility to identify and note all required upgrades including energy upgrades on their BP drawings at BP stage. *****This application does not include any of the following: 1. Not more than 20 sprinklers (add, relocate, or remove), 2. hydraulic calculations, 3. change in occupancy and /or hazard classification, 4. warehouse storage arrangements, 5. mobile compact storage arrangements, 6. alternative solutions, 7. changes to the sprinkler system supply piping (e.g. valves, mains, cross-mains, branch-lines, etc.), or 8. flexible sprinkler pipe. | Titan Fire Protection Ltd
PP-2022-02065 | 2022-07-12 | 3950 DUMFRIES STREET, Vancouver, BC | Plumbing Permit | Commercial | New | Issued | Commercial - New plumbing and fixture installation. >BP: To construct a four storey multifamily Building ( Building 2 - TH Block 1) consisting of 15 townhomes ( stacked), all over 3 levels of underground parkade. Building 2 is part of a mixed-use development; for full project description defer to BP-2020-01943. 21-July-2021 - Stage 1 (excavation and shoring) issued 18-Nov-2021 - Stage 1 rev 1 issued 19-Nov-2021 - Stage 2 ( full structure) issued 21-Apr-2022 - Stage 3 ( full permit) issued | DOVIE MECHANICAL LTD
EP-2021-08281 | 2022-01-07 | 3950 DUMFRIES STREET, Vancouver, BC | Electrical Permit | Commercial | New | Issued | Installation / Repair - Commercial - BLDG 2 - New townhouses Building Permit: To construct a four storey multifamily Building ( Building 2 - TH Block 1) consisting of 15 townhomes ( stacked), all over 2 level of underground parkade. Building 2 is part of a mixed-use development; for full project description defer to BP-2020-01943. | Alpine Electric Ltd
SP-2021-01598 | 2022-07-05 | 3950 DUMFRIES STREET, Vancouver, BC | Sprinkler Permit | Commercial | New | Issued | Commercial - Sprinkler system in townhouse building. Townhouse #1 - Bldg #2 For all sprinkler work to the 2019 VBBL for this newly construct a four storey multifamily Building ( Building 2 - TH Block 1) This is a certified professional project and the CP is Tavis McAuley of McAuley Consulting Site Description: See SP-2021-01384 Related Permits: - Site and Below Grade - SP-2021-01384 3996 Dumfries St. - Parking - Building 1 (14 storey tower) - SP-2021-01599 - Retail units, Offices and residential units - Building 2 ( TH 1 block ) - 3950 Dumfries St - SP-2021-01598 - 15 townhomes - Building 3 ( TH 2 block ) - 3910 Dumfries St. - SP-2021-01597 - 12 townhomes - Building 4 ( TH 3 block ) - 3969 Fleming St. - SP-2021-01596 - 5 townhomes - Building 5 ( TH 4 block ) - 3979 Fleming St - SP-2021-01595 - 6 townhomes Notes: - Sprinkler engineer of record Sean Collins of Westworks Engineering Ltd. T: 604309599 E: sean@westworksengineering.ca - One set of approved drawings and permit to be available for viewing at the jobsite. | Martex Sprinkler Installations Ltd
EP-2022-05371 | 2022-06-23 | 3950 DUMFRIES STREET, Vancouver, BC | Electrical Permit | Commercial | New | Issued | Installation / Repair - Commercial - Extra Low Voltage Wiring for Thermostats | Westport Mechanical Ltd
EP-2023-00201 | 2023-01-11 | 3950 DUMFRIES STREET, Vancouver, BC | Electrical Permit | Residential | New | Issued | Installation / Repair - Residential - Installation of CCTV, access control and low voltage wiring. >BP: To construct a four storey multifamily Building ( Building 2 - TH Block 1) consisting of 15 townhomes ( stacked), all over 3 levels of underground parkade. Building 2 is part of a mixed-use development; for full project description defer to BP-2020-01943. 21-July-2021 - Stage 1 (excavation and shoring) issued 18-Nov-2021 - Stage 1 rev 1 issued 19-Nov-2021 - Stage 2 ( full structure) issued 21-Apr-2022 - Stage 3 ( full permit) issued 15-Aug-2022 - Rev#2 Clarifications on the floor assembly within Building 2 - TH1. Refer to Staged Construction drawings list for revised drawings. | Smart-Tek Communications Inc
EP-2023-00203 | 2023-01-11 | 3969 FLEMING STREET, Vancouver, BC | Electrical Permit | Residential | New | Issued | Installation / Repair - Residential - Installation of CCTV, access control and low voltage wiring. >BP: To construct a three-storey multi-family building (Building 4 - TH 3) consisting of 5 townhomes, all over 3 levels of underground parkade. Building 4 is part of a mixed use development; for full project description defer to BP-2020-01943. 21-July-2021 Stage 1(excavation and shoring) issued. 18-Nov-2021 - Stage 1 rev1 ( BP revision after DP-2021-00703) issued. 19-Nov-2021 - Stage 2 (full structural) issued. 21-Apr-2022 - Stage 3 ( full permit) issued. | Smart-Tek Communications Inc
EP-2022-05373 | 2022-06-23 | 3969 FLEMING STREET, Vancouver, BC | Electrical Permit | Commercial | New | Completed | Installation / Repair - Commercial - Extra Low Voltage Wiring for Thermostats | Westport Mechanical Ltd
SP-2021-01596 | 2022-07-05 | 3969 FLEMING STREET, Vancouver, BC | Sprinkler Permit | Commercial | New | Issued | Commercial - Sprinkler system in townhouses TH #3 - BLDG #4. For all sprinkler work to the 2019 VBBL; NFPA 13, 2013 this newly construct three storey multi-family building ( Building 4 - TH 3) This is a certified professional project and the CP is Tavis McAuley of McAuley Consulting Site Description: See SP-2021-01384 Related Permits: - Site and Below Grade - SP-2021-01384 3996 Dumfries St. - Parking - Building 1 (14 storey tower) - SP-2021-01599 - Retail units, Offices and residential units - Building 2 ( TH 1 block ) - 3950 Dumfries St - SP-2021-01598 - 15 townhomes - Building 3 ( TH 2 block ) - 3910 Dumfries St. - SP-2021-01597 - 12 townhomes - Building 4 ( TH 3 block ) - 3969 Fleming St. - SP-2021-01596 - 5 townhomes - Building 5 ( TH 4 block ) - 3979 Fleming St - SP-2021-01595 - 6 townhomes Notes: - Sprinkler engineer of record Sean Collins of Westworks Engineering Ltd. T: 604309599 E: sean@westworksengineering.ca - One set of approved drawings and permit to be available for viewing at the jobsite. | Martex Sprinkler Installations Ltd
EP-2021-08283 | 2022-01-07 | 3969 FLEMING STREET, Vancouver, BC | Electrical Permit | Commercial | New | Completed | Installation / Repair - Commercial - BLDG 4 - new townhouses Building Permit: To construct a three storey multi-family building ( Building 4 - TH 3) consisting of 5 townhomes, all over 2 level of underground parkade. Building 4 is part of a mixed use development; for full project description defer to BP-2020-01943. | Alpine Electric Ltd
PP-2022-02063 | 2022-07-12 | 3969 FLEMING STREET, Vancouver, BC | Plumbing Permit | Commercial | New | Completed | Commercial - New Plumbing and Fixture Installation. >BP: To construct a three-storey multi-family building (Building 4 - TH 3) consisting of 5 townhomes, all over 3 levels of underground parkade. Building 4 is part of a mixed use development; for full project description defer to BP-2020-01943. 21-July-2021 Stage 1(excavation and shoring) issued. 18-Nov-2021 - Stage 1 rev1 ( BP revision after DP-2021-00703) issued. 19-Nov-2021 - Stage 2 (full structural) issued. 21-Apr-2022 - Stage 3 ( full permit) issued. | DOVIE MECHANICAL LTD
PP-2022-02062 | 2022-07-12 | 3979 FLEMING STREET, Vancouver, BC | Plumbing Permit | Commercial | New | Completed | Commercial - New plumbing and fixture installation. >BP: To construct a three-storey multi-family building ( Building 5 - TH 4) consisting of 6 townhomes, all over 3 levels of underground parkade. Building 5 is part of a mixed use development; for full project description defer to BP-2020-01943. 21-July-2021 - Stage 1(excavation and shoring) issued. 18-Nov-2021 - Stage 1 rev1 (BP revision after DP-2021-00703) issued. 19-Nov-2021 - Stage 2 (full structural) issued. 21-Apr-2022 - Stage 3 ( full permit) issued. | DOVIE MECHANICAL LTD
EP-2021-08285 | 2022-01-07 | 3979 FLEMING STREET, Vancouver, BC | Electrical Permit | Commercial | New | Issued | Installation / Repair - Commercial - BLDG 5 - new townhouses Building Permit: To construct a three storey multi-family building ( Building 5 - TH 4) consisting of 6 townhomes, all over 2 level of underground parkade. Building 5 is part of a mixed use development; for full project description defer to BP-2020-01943. | Alpine Electric Ltd
SP-2021-01595 | 2022-07-05 | 3979 FLEMING STREET, Vancouver, BC | Sprinkler Permit | Commercial | New | Issued | Commercial - Sprinkler system in townhouses TH #4 - bldg #5. For all sprinkler work to the 2019 VBBL; NFPA 13, 2013 newly construct three storey multi-family building ( Building 5 - TH 4) This is a certified professional project and the CP is Tavis McAuley of McAuley Consulting Site Description: See SP-2021-01384 Related Permits: - Site and Below Grade - SP-2021-01384 3996 Dumfries St. - Parking - Building 1 (14 storey tower) - SP-2021-01599 - Retail units, Offices and residential units - Building 2 ( TH 1 block ) - 3950 Dumfries St - SP-2021-01598 - 15 townhomes - Building 3 ( TH 2 block ) - 3910 Dumfries St. - SP-2021-01597 - 12 townhomes - Building 4 ( TH 3 block ) - 3969 Fleming St. - SP-2021-01596 - 5 townhomes - Building 5 ( TH 4 block ) - 3979 Fleming St - SP-2021-01595 - 6 townhomes Notes: - Sprinkler engineer of record Sean Collins of Westworks Engineering Ltd. T: 604309599 E: sean@westworksengineering.ca - One set of approved drawings and permit to be available for viewing at the jobsite. | Martex Sprinkler Installations Ltd
EP-2022-05374 | 2022-06-23 | 3979 FLEMING STREET, Vancouver, BC | Electrical Permit | Commercial | New | Issued | Installation / Repair - Commercial - Extra Low Voltage Wiring for Thermostats | Westport Mechanical Ltd
EP-2023-00204 | 2023-01-11 | 3979 FLEMING STREET, Vancouver, BC | Electrical Permit | Residential | New | Issued | Installation / Repair - Residential - Installation of CCTV, access control and low voltage wiring. >BP: To construct a three-storey multi-family building ( Building 5 - TH 4) consisting of 6 townhomes, all over 3 levels of underground parkade. Building 5 is part of a mixed use development; for full project description defer to BP-2020-01943. 21-July-2021 - Stage 1(excavation and shoring) issued. 18-Nov-2021 - Stage 1 rev1 (BP revision after DP-2021-00703) issued. 19-Nov-2021 - Stage 2 (full structural) issued. 21-Apr-2022 - Stage 3 ( full permit) issued. | Smart-Tek Communications Inc
EP-2023-08742 | 2023-09-28 | 951 E KENT AVENUE NORTH, Vancouver, BC | Electrical Permit | Commercial | New | Issued | Annual / Operating - Maintenance of existing operating electrical equipment in compliance with the Electrical By-law No. 5563. | INT Electrical Ltd
PP-2021-03960 | 2022-06-14 | 951 E KENT AVENUE NORTH, Vancouver, BC | Plumbing Permit | Commercial | New | Issued | Commercial - Tilt up commercial building with 11 units Permit includes work within building only Separate permit required for Civil >To raise the grade to achieve 4.6 m. flood construction level and to construct a new non-combustible industrial building, Building 2 (EAST) containing 11 two -level industrial strata suites. 1st level - warehouse and office space 2nd level - ancillary office. One fire hydrant along the onsite FD vehicle access route is proposed on this site. It is PROHIBITTED to divide the 2-storey warehouse units with ancillary office on the 2nd level into two suites, up and down, because the 2nd floor is not accessible. The upper storey is permitted to contain only facilities that are also contained on the accessible storey; therefore, an office space shall be provided at level 1; refer to 3.8.2.1.(1) (f). Letter of Commitment by the Owner on file. Note: Two industrial buildings are proposed on this site Building 1 (WEST) and Building 2 (EAST). Total number of warehouse units on this site is 23. Related to BP-2021-01272 - Building 1 (WEST) and site works. 8-Nov-2021 - Stage I (to Construct Retaining Walls, Raise the Grade and Fill Soils on Site. There will be no excavation for this project.) - issued. | Encon Performance Inc
EP-2021-09397 | 2022-03-01 | 951 E KENT AVENUE NORTH, Vancouver, BC | Electrical Permit | Commercial | New | Completed | Installation / Repair - Commercial - Base building for warehouse spaces. Distribution, lighting, fire alarm, emergency lighting and general devices. BP: To raise the grade to achieve 4.6 m. flood construction level and to construct a new non-combustible industrial building, Building 2 (EAST) containing 11 two -level industrial strata suites. 1st level - warehouse and office space 2nd level - ancillary office. One fire hydrant along the onsite FD vehicle access route is proposed on this site. | INT Electrical Ltd
SP-2022-00328 | 2023-09-18 | 951 E KENT AVENUE NORTH, Vancouver, BC | Sprinkler Permit | Commercial | New | Issued | Commercial - BLDG 2 - For all sprinkler work to the 2019 VBBL; NFPA 13/13; NFPA 24, and alternative solutions prepared by GHL for this newly construct noncombustible industrial building (Building 2 West) containing 11 two-level industrial strata suites. Site Description: To construct a new non-combustible industrial building, (Building 1 and Building 2) containing 23 two -level industrial strata suites. THIS IS A CERTIFIED PROFESSIONAL PROJECT and the CP is Matt Turco of GHL ESFR Sprinkler System - ESFR Sprinkler requirements shall take precedence. Coordinate Mechanical, electrical, building, and structure elements with ESFR requirements - Storage layout, racking elevations and racking details; mechanical and electrical elements are to be determined as part of future tenant improvements | Pacific Rim Fire Protection (2008) Ltd
SP-2022-00966 | 2023-05-18 | 851 W 33RD AVENUE, Vancouver, BC V5Z 2K5 | Sprinkler Permit | Commercial | New | Issued | Commercial - Site and Underground - For all sprinkler work to the 2019 VBBL; NFPA 13, 2013; standpipe work to NFPA 14, 2013 for this newly constructed parkade. Site Description: To construct four (4) multiple dwelling buildings having three (3) storeys, containing a total of forty-nine (49) dwelling units, all over 1 level of underground parking, providing a total of seventy-six (76) parking spaces having vehicular access lane. Refer to SP-2022-00966 (BP-2021-05502) for common underground parking, related permits, terms and conditions, and accepted documents. THIS IS A CERTIFIED PROFESSIONAL PROJECT and the CP is Mr. John Buscemi, P.Eng., CP. of GHL. Notes: 1. Fire Protection Engineer of Record Mr. Ryan Pavey of Cardinal Engineering T: 604 605 0606 E: pavey@cardinalfire.ca 2. One set of approved drawings and permit to be available for viewing at the jobsite. 3. Fire Department Access Routes and Paths of Travel to 3.2.5.5.(3) of the 2019 VBBL 4. Parkade to be sprinklered to NFPA 13. Related Permits: Building 1 - SP-2022-01122 Building 2 - SP-2022-01123 Building 3 - SP-2022-00124 Building 4 - SP-2022-00125 | Bernin Fire Protection Ltd
MP-2023-02123 | 2023-12-05 | 851 W 33RD AVENUE, Vancouver, BC V5Z 2K5 | Mechanical Permit | NULL | NULL | Issued | NULL | 49 North Mechanical Ltd
EP-2023-09020 | 2023-10-06 | 851 W 33RD AVENUE, Vancouver, BC V5Z 2K5 | Electrical Permit | Commercial | New | Issued | Installation / Repair - Commercial - Telephone, data, CATV, enterphone, card access prewire and completion. Insuite security prewire, CCTV prewire only. >BP: Building 2 - To construct a three-storey, building containing 12 multiple dwelling units. Refer to BP-2021-05502 for site work, below-grade facilities, and common underground parking. VBBL 2019 - NFPA 13R Stage Construction | NexGen Technologies Inc
EP-2022-08367 | 2022-12-06 | 851 W 33RD AVENUE, Vancouver, BC V5Z 2K5 | Electrical Permit | Commercial | New | Issued | Installation / Repair - Commercial - Building 2 - a three storey, building containing 12 multiple dwelling units. >BP: Building 2 - To construct a three storey, building containing 12 multiple dwelling units. Refer to BP-2021-05502 for site work, below grade facilities and common underground parking. VBBL 2019 Stage Construction | APP Electric Inc
PP-2023-01116 | 2023-04-17 | 851 W 33RD AVENUE, Vancouver, BC V5Z 2K5 | Plumbing Permit | Commercial | New | Issued | Commercial - Plumbing >BP: Building 2 - To construct a three-storey, building containing 12 multiple dwelling units. Refer to BP-2021-05502 for site work, below-grade facilities, and common underground parking. VBBL 2019 - NFPA 13R Stage Construction | 49 North Mechanical Ltd
PP-2022-02279 | 2022-08-03 | 851 W 33RD AVENUE, Vancouver, BC V5Z 2K5 | Plumbing Permit | Commercial | New | Issued | Commercial - ***UNDERGROUND PERMIT**** Plumbing >To construct four (4) multiple dwelling buildings having three (3) storeys, containing a total of forty-nine (49) dwelling units, all over 1 level of underground parking, providing a total of seventy-six (76) parking spaces having vehicular access lane. Building 1 - BP-2022-01210 Building 2 - BP-2022-01213 Building 3 - BP-2022-01214 Building 4 - BP-2022-01215 VBBL 2019 - NFPA 13 for Bldg 4 and parking garage - NFPA 13R for Bldg. 1, 2, and 3. Stage 1 - Excavation and Shoring issued on Apr. 28, 2022. Stage 2 - Foundation to Grade issued on _________. | 49 North Mechanical Ltd
SP-2022-01123 | 2023-05-18 | 851 W 33RD AVENUE, Vancouver, BC V5Z 2K5 | Sprinkler Permit | Commercial | New | Issued | Commercial - Building 2 - For all sprinkler work to the 2019 VBBL; NFPA 13R, 2013 for this newly constructed three storey, building containing 12 multiple dwelling units. Site Description: To construct four (4) multiple dwelling buildings having three (3) storeys, containing a total of forty-nine (49) dwelling units, all over 1 level of underground parking, providing a total of seventy-six (76) parking spaces having vehicular access lane. Refer to SP-2022-00966 (BP-2021-05502) for common underground parking, related permits, terms and conditions, and accepted documents. THIS IS A CERTIFIED PROFESSIONAL PROJECT and the CP is Mr. John Buscemi, P.Eng., CP. of GHL. Notes: 1. Fire Protection Engineer of Record Mr. Ryan Pavey of Cardinal Engineering T: 604 605 0606 E: pavey@cardinalfire.ca 2. One set of approved drawings and permit to be available for viewing at the jobsite. 3. Fire Department Access Routes and Paths of Travel to 3.2.5.5.(3) of the 2019 VBBL 4. Building 2 to be sprinklered to NFPA 13R. Related Permits: Site and Underground - SP-2022-00966 Building 1 - SP-2022-01122 Building 2 - SP-2022-01123 Building 3 - SP-2022-00124 Building 4 - SP-2022-00125 | Bernin Fire Protection Ltd
EP-2022-06875 | 2022-10-03 | 851 W 33RD AVENUE, Vancouver, BC V5Z 2K5 | Electrical Permit | Commercial | New | Completed | Interim - Commercial - Scope of work: slab, underground, raceways, grounding, branch circuits. Service connection to BC Hydro is not permitted under this permit. >BP: To construct four (4) multiple dwelling buildings having three (3) storeys, containing a total of forty-nine (49) dwelling units, all over 1 level of underground parking, providing a total of seventy-six (76) parking spaces having vehicular access lane. Building 1 - BP-2022-01210 Building 2 - BP-2022-01213 Building 3 - BP-2022-01214 Building 4 - BP-2022-01215 VBBL 2019 - NFPA 13 for Bldg 4 and parking garage - NFPA 13R for Bldg. 1, 2, and 3. Stage 1 - Excavation and Shoring issued on Apr. 28, 2022. Stage 2 - Foundation to Grade issued on July 13, 2022. | APP Electric Inc
EP-2022-07073 | 2022-12-06 | 851 W 33RD AVENUE, Vancouver, BC V5Z 2K5 | Electrical Permit | Commercial | New | Issued | Installation / Repair - Commercial - Site work, below grade facilities and common underground parking. Underground, slab on grade, suspended slab, parkade. Fire alarm, distribution, lighting, EV rough in, sumps. Conduits only for power doors and low voltage systems. Heat Trace connections. >BP: To construct four (4) multiple dwelling buildings having three (3) storeys, containing a total of forty-nine (49) dwelling units, all over 1 level of underground parking, providing a total of seventy-six (76) parking spaces having vehicular access lane. Building 1 - BP-2022-01210 Building 2 - BP-2022-01213 Building 3 - BP-2022-01214 Building 4 - BP-2022-01215 VBBL 2019 - NFPA 13 for Bldg 4 and parking garage - NFPA 13R for Bldg. 1, 2, and 3. Stage 1 - Excavation and Shoring issued on Apr. 28, 2022. Stage 2 - Foundation to Grade issued on July 13, 2022. | APP Electric Inc
EP-2023-02541 | 2023-03-24 | 851 W 33RD AVENUE, Vancouver, BC V5Z 2K5 | Electrical Permit | Commercial | New | Issued | Installation / Repair - Commercial - Low-Voltage HVAC Controls & Life Safety CO/NO2 Gas Detection. >BP: To construct four (4) multiple dwelling buildings having three (3) storeys, containing a total of forty-nine (49) dwelling units, all over 1 level of underground parking, providing a total of seventy-six (76) parking spaces having vehicular access lane. Building 1 - BP-2022-01210 Building 2 - BP-2022-01213 Building 3 - BP-2022-01214 Building 4 - BP-2022-01215 VBBL 2019 - NFPA 13 for Bldg 4 and parking garage - NFPA 13R for Bldg. 1, 2, and 3. Stage 1 - Excavation and Shoring issued on Apr. 28, 2022. Stage 2 - Foundation to Grade issued on July 13, 2022. Stage 3 - Full Construction issued on Nov. 30, 2022. | Modern Systems Management Ltd
EP-2023-02925 | 2023-04-04 | 851 W 33RD AVENUE, Vancouver, BC V5Z 2K5 | Electrical Permit | Commercial | Addition | Issued | Temporary Power - Commercial - To provide temporary power. Renewal of EP-2022-02351 Valid: Mar 24, 2023 to Mar 23, 2024 | APP Electric Inc
SP-2022-01124 | 2023-05-18 | 809 W 33RD AVENUE, Vancouver, BC V5Z 2K5 | Sprinkler Permit | Commercial | New | Issued | Commercial - Building 3 - For all sprinkler work to the 2019 VBBL; NFPA 13R, 2013 for this newly constructed three storey, building containing 16 multiple dwelling units. Site Description: To construct four (4) multiple dwelling buildings having three (3) storeys, containing a total of forty-nine (49) dwelling units, all over 1 level of underground parking, providing a total of seventy-six (76) parking spaces having vehicular access lane. Refer to SP-2022-00966 (BP-2021-05502) for common underground parking, related permits, terms and conditions, and accepted documents. THIS IS A CERTIFIED PROFESSIONAL PROJECT and the CP is Mr. John Buscemi, P.Eng., CP. of GHL. Notes: 1. Fire Protection Engineer of Record Mr. Ryan Pavey of Cardinal Engineering T: 604 605 0606 E: pavey@cardinalfire.ca 2. One set of approved drawings and permit to be available for viewing at the jobsite. 3. Fire Department Access Routes and Paths of Travel to 3.2.5.5.(3) of the 2019 VBBL 4. Building 3 to be sprinklered to NFPA 13R. Related Permits: Site and Underground - SP-2022-00966 Building 1 - SP-2022-01122 Building 2 - SP-2022-01123 Building 3 - SP-2022-00124 Building 4 - SP-2022-00125 | Bernin Fire Protection Ltd
PP-2023-01551 | 2023-05-03 | 809 W 33RD AVENUE, Vancouver, BC V5Z 2K5 | Plumbing Permit | Commercial | New | Issued | Commercial - BLDG #3 - Plumbing >BP: Building 3 - To construct a three-storey, building containing 16 multiple dwelling units. Refer to BP-2021-05502 for site work, below-grade facilities, and common underground parking. | 49 North Mechanical Ltd
EP-2022-08368 | 2022-12-06 | 809 W 33RD AVENUE, Vancouver, BC V5Z 2K5 | Electrical Permit | Commercial | New | Issued | Installation / Repair - Commercial - Building 3 - a three storey, building containing 16 multiple dwelling units. >BP: Building 3 - To construct a three storey, building containing 16 multiple dwelling units. Refer to BP-2021-05502 for site work, below grade facilities and common underground parking. VBBL 2019 Stage Construction | APP Electric Inc
EP-2023-09021 | 2023-10-06 | 809 W 33RD AVENUE, Vancouver, BC V5Z 2K5 | Electrical Permit | Commercial | New | Issued | Installation / Repair - Commercial - Telephone, data, CATV, enterphone, card access prewire and completion. Insuite security prewire, CCTV prewire only. >BP: Building 3 - To construct a three-storey, building containing 16 multiple dwelling units. Refer to BP-2021-05502 for site work, below-grade facilities, and common underground parking. VBBL 2019 - NFPA 13R Stage Construction | NexGen Technologies Inc
MP-2023-02124 | 2023-12-05 | 809 W 33RD AVENUE, Vancouver, BC V5Z 2K5 | Mechanical Permit | NULL | NULL | Issued | NULL | 49 North Mechanical Ltd
EP-2022-02351 | 2022-03-24 | 809 W 33RD AVENUE, Vancouver, BC V5Z 2K5 | Electrical Permit | Commercial | New | Expired | Temporary Power - Commercial - To provide temporary power. NOTE: Work authorized by this permit is for placement of a temporary power pole only and does not authorize any site construction and/or excavation. A separate Building Permit will be required prior to commencement of any other work on this site. | APP Electric Inc
EP-2022-02147 | 2022-04-05 | 2775 WARD STREET, Vancouver, BC V5R 4S7 | Electrical Permit | Residential | New | Completed | Installation / Repair - Residential - Extra low voltage >To construct a three-storey Multiple Dwelling, containing a total of three dwelling units, with two surface parking stalls at the rear, having access from the rear and flanking lane. Building Review Branch Notes: - Building Permit for DP-2020-00179 - Part 4 & 5 of VBBL are applicable. Schedule A, B and D provided. - CRP is Govinder S Dhesi, P.Eng, 604-580-3275 - Entire building to be sprinklered to NFPA 13R standard. * Reviewed as per VBBL 2019 and during 2020 Pandemic Crisis. Revision #1 (Adessa.M, Dec 3rd, 2021) - Change the applicant from Michael Lu (designer) to Jatinderpal Bains (Owner), Revised project value. | RAJNESH RAJU DBA: OPTIMUS SECURITY SYSTEMS
EP-2022-01191 | 2022-03-17 | 2775 WARD STREET, Vancouver, BC V5R 4S7 | Electrical Permit | Residential | New | Completed | Installation / Repair - Residential - electrical wiring and finishing of receptacles, lights, appliances, service, panel board. >BP: To construct a three-storey Multiple Dwelling, containing a total of three dwelling units, with two surface parking stalls at the rear, having access from the rear and flanking lane. Building Review Branch Notes: - Building Permit for DP-2020-00179 - Part 4 & 5 of VBBL are applicable. Schedule A, B and D provided. - CRP is Govinder S Dhesi, P.Eng, 604-580-3275 - Entire building to be sprinklered to NFPA 13R standard. * Reviewed as per VBBL 2019 and during 2020 Pandemic Crisis. Revision #1 (Adessa.M, Dec 3rd, 2021) - Change the applicant from Michael Lu (designer) to Jatinderpal Bains (Owner), Revised project value. | IDEAL ELECTRICAL LTD
SP-2021-01860 | 2022-05-02 | 2775 WARD STREET, Vancouver, BC V5R 4S7 | Sprinkler Permit | Commercial | New | Completed | Commercial - To install sprinklers to NFPA 13R throughout this three-storey Multiple Dwelling, containing a total of three dwelling units, with two surface parking stalls at the rear, having access from the rear and flanking lane. | Haven Fire Protection Ltd
EP-2022-06864 | 2022-08-16 | 2775 WARD STREET, Vancouver, BC V5R 4S7 | Electrical Permit | Residential | New | Expired | Temporary Power - Residential - To provide temporary power. Renewal of EP-2021-05698 Valid: Aug 12, 2022 to Aug 11, 2022 | IDEAL ELECTRICAL LTD
PP-2022-00151 | 2022-01-19 | 2777 WARD STREET, Vancouver, BC V5R 4S7 | Plumbing Permit | Commercial | New | Completed | Commercial - Plumbing Radiant heating To construct a three-storey Multiple Dwelling, containing a total of three dwelling units, with two surface parking stalls at the rear, having access from the rear and flanking lane. AMEND: JAN 28/2022 need 1 floor: 2 wc 2 wash basin 1 shower 1 tub 1 kitchen sink 1 floor drain 1 dishwasher plumbing permit and 2 floor: 2 WC 2 wash basin 1 shower 1 tub 1 kitchen sink 1 floor drain and 1 dishwasher plumbing permit | Sun Star Plumbing & Heating Ltd
GP-2022-01033 | 2022-04-04 | 2777 WARD STREET, Vancouver, BC V5R 4S7 | Gas Permit | Residential | New | Completed | Residential - Three complete boiler and piping only for three stoves To construct a three-storey Multiple Dwelling, containing a total of three dwelling units, with two surface parking stalls at the rear, having access from the rear and flanking lane. Amend: Apr 12th, 2023 amend this permit... make three stoves complete instead of piping only. Each stove BTU 55000 | Ultra Mechanical Ltd
EP-2022-01106 | 2022-02-14 | 1121 KINGSWAY, Vancouver, BC V5V 3C9 | Electrical Permit | Commercial | New | Cancelled | Temporary Power - Commercial - To provide temporary power. NOTE: Work authorized by this permit is for placement of a temporary power pole only and does not authorize any site construction and/or excavation. A separate Building Permit will be required prior to commencement of any other work on this site. | Protec Installations Group
NULL | NULL | 3572 GLEN DRIVE, Vancouver, BC | Plumbing Permit | Residential | New | Draft | Residential - Plumbing serving 139 new residential units up tower including fixtures Plumbing services for new future CRU space for future TI fit out Foundation works pulled and completed on separate permit | Enersolv Design & Build Ltd
EP-2022-02162 | 2022-03-17 | 3572 GLEN DRIVE, Vancouver, BC | Electrical Permit | Commercial | New | Expired | Temporary Power - Commercial - To provide temporary power. | Enersolv Design & Build Ltd
SP-2022-00869 | 2023-05-15 | 3572 GLEN DRIVE, Vancouver, BC | Sprinkler Permit | Residential | New | Issued | Residential - To install sprinklers to NFPA 13, Edition 2013, and standpipe to NFPA 14, Edition 2013 in this 15-storey mixed-use building with 3 levels of underground parkade. Commercial retail units and laneway townhouse units on the first storey, with residential units on the upper levels. This permit has been reviewed under the 2019 Vancouver Building By-law (#12511). Separate tenant improvement permits are required for the shell tenant spaces. These spaces are TIPs eligible at the time of construction. | Gisborne Industrial Construction Ltd
PP-2022-01489 | 2022-06-23 | 3572 GLEN DRIVE, Vancouver, BC | Plumbing Permit | Residential | New | Issued | Residential - underground >BP: To construct a 15-storey (14-storey Z&D) mixed-use building containing: - 9 townhouse units on 1st to 3rd storeys (Level 1 & 2 Z&D) (3 facing Glen Dr and 5 facing north lane), - 131 secured rental dwelling units on 3rd storey to 15th storey (Levels 2 to 14 Z&D), - CRUs on 1st storey (retail shell only), all over three levels of underground parking having vehicular access from the lane. The total number of dwelling units is 139. CACF and fire fighter response point is at 3572 Glen Dr. Townhouses facing the lane at 3548 Glen Dr. will be equipped with exterior standpipe hose connection. Separate tenant improvement improvement permits are required for the shell tenant spaces. This permit has been reviewed under the 2019 Vancouver Building By-law (#12511). The retail shell portions of the building are TIPs eligible at the time of construction. STAGED CONSTRUCTION Stage 1 - Excavation and Shoring - September 29, 2021 >>Stage 1 is issued in advance of DP. No work shall be commenced under this BP until the work and obligations under the other permits are completed, including any City or Provincial requirements. Stage 1 Rev 1 - Revised Excavation and Shoring drawings. - issued March 22, 2022 Stage 2 - Full Construction - in review | Enersolv Design & Build Ltd
EP-2022-07503 | 2023-01-20 | 3572 GLEN DRIVE, Vancouver, BC | Electrical Permit | Commercial | New | Issued | Installation / Repair - Commercial - Full supply and Install of Electrical Systems for a 15 floor 139 unit residential 3 level parkade tower >New install , Please see attached single line diagram , main distribution will be 600/347v at 3000 amps. HV installation covered by EP-2022-10606. **Amend 01/09/2024** Daniel Maurer CER-00003069 FSR B >BP: To construct a 15-storey (14-storey Z&D) mixed-use building containing: - 9 townhouse units on 1st to 3rd storeys (Level 1 & 2 Z&D) (3 facing Glen Dr and 5 facing north lane), - 131 secured rental dwelling units on 3rd storey to 15th storey (Levels 2 to 14 Z&D), - CRU on 1st storey with future mezzanines by tenant (retail shell only), all over three levels of underground parking having vehicular access from the lane. The total number of dwelling units is 139. CACF and fire fighter response point is at 3572 Glen Dr. Townhouses facing the lane at 3548 Glen Dr. will be equipped with exterior standpipe hose connection. Separate tenant improvement permits are required for all shell tenant spaces. This permit has been reviewed under the 2019 Vancouver Building By-law (#12511). Building to be sprinklered to NFPA 13 requirements. The retail shell portions of the building are TIPs eligible at the time of construction. STAGED CONSTRUCTION Stage 1 - Excavation and Shoring - September 29, 2021 >>Stage 1 is issued in advance of DP. No work shall be commenced under this BP until the work and obligations under the other permits are completed, including any City or Provincial requirements. Stage 1 Rev 1 - Revised Excavation and Shoring drawings. - issued March 22, 2022 Stage 2 - Full Construction - issued August 15, 2022 | Enersolv Design & Build Ltd
NULL | NULL | 3572 GLEN DRIVE, Vancouver, BC | Electrical Permit | Commercial | NULL | Withdrawn | Annual / Operating - jjjjjj | Enersolv Design & Build Ltd
EP-2022-08501 | 2022-10-21 | 3572 GLEN DRIVE, Vancouver, BC | Electrical Permit | Commercial | New | Completed | Interim - Commercial - Scope of work: slab, underground, raceways, grounding, branch circuits. Only for low voltage installation. Note: The proposed high-voltage installation requires an installation permit obtained by a licensed contractor registered with an unrestricted ‘A’ FSR on its licence and a designated AFSR must be named on the permit application for the HV installation. BP: To construct a 15-storey (14-storey Z&D) mixed-use building containing: - 9 townhouse units on 1st to 3rd storeys (Level 1 & 2 Z&D) (3 facing Glen Dr and 5 facing north lane), - 131 secured rental dwelling units on 3rd storey to 15th storey (Levels 2 to 14 Z&D), - CRU on 1st storey with future mezzanines by tenant (retail shell only), all over three levels of underground parking having vehicular access from the lane. The total number of dwelling units is 139. CACF and fire fighter response point is at 3572 Glen Dr. Townhouses facing the lane at 3548 Glen Dr. will be equipped with exterior standpipe hose connection. Separate tenant improvement permits are required for all shell tenant spaces. This permit has been reviewed under the 2019 Vancouver Building By-law (#12511). Building to be sprinklered to NFPA 13 requirements. The retail shell portions of the building are TIPs eligible at the time of construction. STAGED CONSTRUCTION Stage 1 - Excavation and Shoring - September 29, 2021 >>Stage 1 is issued in advance of DP. No work shall be commenced under this BP until the work and obligations under the other permits are completed, including any City or Provincial requirements. Stage 1 Rev 1 - Revised Excavation and Shoring drawings. - issued March 22, 2022 Stage 2 - Full Construction - issued August 15, 2022 | Enersolv Design & Build Ltd
PP-2022-04161 | 2022-12-14 | 3572 GLEN DRIVE, Vancouver, BC | Plumbing Permit | Commercial | New | Issued | Commercial - Complete plumbing rough-in for a 15-storey mixed use building. Foundation work completed under previous permit PP-2022-01489 To construct a 15-storey (14-storey Z&D) mixed-use building containing: - 9 townhouse units on 1st to 3rd storeys (Level 1 & 2 Z&D) (3 facing Glen Dr and 5 facing north lane), - 131 secured rental dwelling units on 3rd storey to 15th storey (Levels 2 to 14 Z&D), - CRU on 1st storey with future mezzanines by tenant (retail shell only), all over three levels of underground parking having vehicular access from the lane. | Enersolv Design & Build Ltd
EP-2023-00303 | 2023-01-16 | 3572 GLEN DRIVE, Vancouver, BC | Electrical Permit | Commercial | New | Expired | Temporary Power - Commercial - To provide temporary power for SECURITY CAMERAS >BP: To construct a 15-storey (14-storey Z&D) mixed-use building containing: - 9 townhouse units on 1st to 3rd storeys (Level 1 & 2 Z&D) (3 facing Glen Dr and 5 facing north lane), - 131 secured rental dwelling units on 3rd storey to 15th storey (Levels 2 to 14 Z&D), - CRU on 1st storey with future mezzanines by tenant (retail shell only), all over three levels of underground parking having vehicular access from the lane. The total number of dwelling units is 139. CACF and fire fighter response point is at 3572 Glen Dr. Townhouses facing the lane at 3548 Glen Dr. will be equipped with exterior standpipe hose connection. Separate tenant improvement permits are required for all shell tenant spaces. This permit has been reviewed under the 2019 Vancouver Building By-law (#12511). Building to be sprinklered to NFPA 13 requirements. The retail shell portions of the building are TIPs eligible at the time of construction. STAGED CONSTRUCTION Stage 1 - Excavation and Shoring - September 29, 2021 >>Stage 1 is issued in advance of DP. No work shall be commenced under this BP until the work and obligations under the other permits are completed, including any City or Provincial requirements. Stage 1 Rev 1 - Revised Excavation and Shoring drawings. - issued March 22, 2022 Stage 2 - Full Construction - issued August 15, 2022 | 0777792 BC Ltd
EP-2022-10606 | 2023-01-20 | 3572 GLEN DRIVE, Vancouver, BC | Electrical Permit | Commercial | New | Issued | Installation / Repair - Commercial - Installation and Testing of HV Works including Unit Substation, Station Grounding. Permit value and scope linked to EP-2022-07503. BP: To construct a 15-storey (14-storey Z&D) mixed-use building containing: - 9 townhouse units on 1st to 3rd storeys (Level 1 & 2 Z&D) (3 facing Glen Dr and 5 facing north lane), - 131 secured rental dwelling units on 3rd storey to 15th storey (Levels 2 to 14 Z&D), - CRU on 1st storey with future mezzanines by tenant (retail shell only), all over three levels of underground parking having vehicular access from the lane. The total number of dwelling units is 139. CACF and fire fighter response point is at 3572 Glen Dr. Townhouses facing the lane at 3548 Glen Dr. will be equipped with exterior standpipe hose connection. Separate tenant improvement permits are required for all shell tenant spaces. This permit has been reviewed under the 2019 Vancouver Building By-law (#12511). Building to be sprinklered to NFPA 13 requirements. The retail shell portions of the building are TIPs eligible at the time of construction. STAGED CONSTRUCTION Stage 1 - Excavation and Shoring - September 29, 2021 >>Stage 1 is issued in advance of DP. No work shall be commenced under this BP until the work and obligations under the other permits are completed, including any City or Provincial requirements. Stage 1 Rev 1 - Revised Excavation and Shoring drawings. - issued March 22, 2022 Stage 2 - Full Construction - issued August 15, 2022 | Brett Cryderman Electric Ltd
EP-2022-10600 | 2022-12-22 | 3572 GLEN DRIVE, Vancouver, BC | Electrical Permit | Commercial | New | Completed | Interim - Commercial - Interim HV Permit for Station Ground Installation. Reference to Electrical Permit EP-2022-07503 and EP-2022-10606. >BP: To construct a 15-storey (14-storey Z&D) mixed-use building containing: - 9 townhouse units on 1st to 3rd storeys (Level 1 & 2 Z&D) (3 facing Glen Dr and 5 facing north lane), - 131 secured rental dwelling units on 3rd storey to 15th storey (Levels 2 to 14 Z&D), - CRU on 1st storey with future mezzanines by tenant (retail shell only), all over three levels of underground parking having vehicular access from the lane. The total number of dwelling units is 139. CACF and fire fighter response point is at 3572 Glen Dr. Townhouses facing the lane at 3548 Glen Dr. will be equipped with exterior standpipe hose connection. Separate tenant improvement permits are required for all shell tenant spaces. This permit has been reviewed under the 2019 Vancouver Building By-law (#12511). Building to be sprinklered to NFPA 13 requirements. The retail shell portions of the building are TIPs eligible at the time of construction. STAGED CONSTRUCTION Stage 1 - Excavation and Shoring - September 29, 2021 >>Stage 1 is issued in advance of DP. No work shall be commenced under this BP until the work and obligations under the other permits are completed, including any City or Provincial requirements. Stage 1 Rev 1 - Revised Excavation and Shoring drawings. - issued March 22, 2022 Stage 2 - Full Construction - issued August 15, 2022 | Brett Cryderman Electric Ltd
EP-2023-02525 | 2023-03-24 | 3572 GLEN DRIVE, Vancouver, BC | Electrical Permit | Commercial | New | Issued | Temporary Power - Commercial - To provide temporary power. Renewal of EP-2022-02162 Valid: Mar 17, 2023 to Mar 16, 2024 **Amend 01/09/2024** Change of FSR: Daniel Maurer FSR B CER-00003069 | Enersolv Design & Build Ltd
EP-2023-07011 | 2023-08-03 | 3572 GLEN DRIVE, Vancouver, BC | Electrical Permit | Commercial | New | Issued | Installation / Repair - Commercial - Low voltage controls for HVAC. Parkade gas detection suites (timer switches for ERV's and water meters, generator ventilation controls, elevator ventilation controls, domestic hotwater controls and duct sensor for MUA. >BP: To construct a 15-storey (14-storey Z&D) mixed-use building containing: - 9 townhouse units on 1st to 3rd storeys (Level 1 & 2 Z&D) (3 facing Glen Dr and 5 facing north lane), - 131 secured rental dwelling units on 3rd storey to 15th storey (Levels 2 to 14 Z&D), - CRU on 1st storey with future mezzanines by tenant (retail shell only), all over three levels of underground parking having vehicular access from the lane. The total number of dwelling units is 139. CACF and fire fighter response point is at 3572 Glen Dr. Townhouses facing the lane at 3548 Glen Dr. will be equipped with exterior standpipe hose connection. Separate tenant improvement permits are required for all shell tenant spaces. This permit has been reviewed under the 2019 Vancouver Building By-law (#12511). Building to be sprinklered to NFPA 13 requirements. The retail shell portions of the building are TIPs eligible at the time of construction. STAGED CONSTRUCTION Stage 1 - Excavation and Shoring - September 29, 2021 >>Stage 1 is issued in advance of DP. No work shall be commenced under this BP until the work and obligations under the other permits are completed, including any City or Provincial requirements. Stage 1 Rev 1 - Revised Excavation and Shoring drawings. - issued March 22, 2022 Stage 2 - Full Construction - issued August 15, 2022 | Modern Systems Management Ltd
NULL | NULL | 3572 GLEN DRIVE, Vancouver, BC | Mechanical Permit | NULL | NULL | Draft | NULL | Enersolv Design & Build Ltd
EP-2023-08342 | 2023-09-15 | 3572 GLEN DRIVE, Vancouver, BC | Electrical Permit | Commercial | New | Issued | Installation / Repair - Commercial - Installation of Low voltage access control, CCTV and visitor intercom systems & in-suite wiring. Installation of wireless access points. >BP: To construct a 15-storey (14-storey Z&D) mixed-use building containing: - 9 townhouse units on 1st to 3rd storeys (Level 1 & 2 Z&D) (3 facing Glen Dr and 5 facing north lane), - 131 secured rental dwelling units on 3rd storey to 15th storey (Levels 2 to 14 Z&D), - CRU on 1st storey with future mezzanines by tenant (retail shell only), all over three levels of underground parking having vehicular access from the lane. The total number of dwelling units is 139. CACF and fire fighter response point is at 3572 Glen Dr. Townhouses facing the lane at 3548 Glen Dr. will be equipped with exterior standpipe hose connection. Separate tenant improvement permits are required for all shell tenant spaces. This permit has been reviewed under the 2019 Vancouver Building By-law (#12511). Building to be sprinklered to NFPA 13 requirements. The retail shell portions of the building are TIPs eligible at the time of construction. STAGED CONSTRUCTION Stage 1 - Excavation and Shoring - September 29, 2021 >>Stage 1 is issued in advance of DP. No work shall be commenced under this BP until the work and obligations under the other permits are completed, including any City or Provincial requirements. Stage 1 Rev 1 - Revised Excavation and Shoring drawings. - issued March 22, 2022 Stage 2 - Full Construction - issued August 15, 2022 | Smart-Tek Communications Inc
EP-2024-00517 | 2024-01-29 | 3572 GLEN DRIVE, Vancouver, BC | Electrical Permit | Commercial | New | Issued | Temporary Power - Commercial - To provide temporary power for SECURITY CAMERAS Renewal of EP-2023-00303 Valid: Jan 16, 2024 to Jan 15, 2025 | 0777792 BC Ltd
PP-2023-01954 | 2023-06-01 | 889 PACIFIC STREET, Vancouver, BC | Plumbing Permit | Commercial | Renovation - Dwelling Unit(s) only | Completed | Commercial - UNIT #3504 - 35TH FLOOR - Fixtures >BP: Floor Level 35 - Unit #3503 & #3504 Interior alterations to provide tenant improvements to combine units #3503 & #3504 in this existing residential building. The scope of work includes to remove non-bearing wall between two units and the kitchen of unit #3504. | DAVIDSON BROS MECHANICAL CONTRACTORS
EP-2022-04950 | 2022-06-13 | 1382 HORNBY STREET, Vancouver, BC V6Z 1W5 | Electrical Permit | Commercial | NULL | Expired | Annual / Operating - Annual operating permit - June 2022 - June 2023 | Power Pros Electrical Ltd
PP-2023-02856 | NULL | 550 DRAKE STREET, Vancouver, BC | Plumbing Permit | Commercial | New | In Review | Commercial - Install of new plumbing system. >BP: BP Stage I issued before DP To construct a new 41-storey mixed-use building consisting of: - 1st storey - residential lobby and entrance lobby to the worship multi-purpose/educational space with canteen and servery; no commercial cooking is proposed; - 2nd to 6th storey - worship multipurpose/educational space containing a prayer hall for 274 p, social hall, childminding area used when people are using the other facilities in the podium; - 6th to 40 storey - 193 social rental housing; and - 41st storey - roof top amenity deck; all over a 5-storey below grade parking structure. STAGE I - EXCAVATION & SHORING Issued: January 26, 2023. STAGE I has been released subject to site consolidation, prior to issuance of Stage II. HPO rental exemption form is still outstanding. Stage 2- In Review | Lisi Mechanical Contractors Ltd
EP-2023-06755 | 2023-07-25 | 550 DRAKE STREET, Vancouver, BC | Electrical Permit | Commercial | New | Issued | Temporary Power - Commercial - To provide temporary power. | Berts Electric (2001) Ltd
EP-2022-05895 | 2022-07-13 | 550 DRAKE STREET, Vancouver, BC | Electrical Permit | Commercial | New | Expired | Temporary Power - Commercial - To provide temporary power. | Berts Electric (2001) Ltd
EP-2023-08524 | 2023-09-20 | 550 DRAKE STREET, Vancouver, BC | Electrical Permit | Commercial | New | Completed | Interim - Commercial - Scope of work: slab, underground, raceways, grounding, branch circuits. >BP: BP Stage I issued before DP To construct a new 41-storey mixed-use building consisting of: - 1st storey - residential lobby and entrance lobby to the worship multi-purpose/educational space with canteen and servery; no commercial cooking is proposed; - 2nd to 6th storey - worship multipurpose/educational space containing a prayer hall for 274 p, social hall, childminding area used when people are using the other facilities in the podium; - 6th to 40 storey - 193 social rental housing; and - 41st storey - roof top amenity deck; all over a 5-storey below grade parking structure. STAGE I - EXCAVATION & SHORING Issued: January 26, 2023. STAGE I has been released subject to site consolidation, prior to issuance of Stage II. HPO rental exemption form is still outstanding. Stage 2- In Review | Berts Electric (2001) Ltd
EP-2023-07866 | 2023-10-10 | 550 DRAKE STREET, Vancouver, BC | Electrical Permit | Commercial | New | Issued | Installation / Repair - Commercial - Electrical installation for a new 41-storey mixed-use building with 5 levels of parkade. >BP: BP Stage I issued before DP To construct a new 41-storey mixed-use building consisting of: - 1st storey - residential lobby and entrance lobby to the worship multi-purpose/educational space with canteen and servery; no commercial cooking is proposed; - 2nd to 6th storey - worship multipurpose/educational space containing a prayer hall for 274 p, social hall, childminding area used when people are using the other facilities in the podium; - 6th to 40 storey - 193 social rental housing; and - 41st storey - roof top amenity deck; all over a 5-storey below grade parking structure. STAGE I - EXCAVATION & SHORING Issued: January 26, 2023. STAGE I has been released subject to site consolidation, prior to issuance of Stage II. HPO rental exemption form is still outstanding. Stage 2- In Review | Berts Electric (2001) Ltd
PP-2023-03138 | 2023-09-06 | 550 DRAKE STREET, Vancouver, BC | Plumbing Permit | Commercial | New | Issued | Commercial - **Underground Only** >BP: To construct a new 41-storey mixed-use building consisting of: - 1st storey - residential lobby and entrance lobby to the worship multi-purpose/educational space with canteen and servery; no commercial cooking is proposed; - 2nd to 6th storey - worship multipurpose/educational space containing a prayer hall for 274 p, social hall, childminding area used when people are using the other facilities in the podium; - 6th to 40 storey - 193 social rental housing; and - 41st storey - roof top amenity deck; all over a 5-storey below grade parking structure. | Lisi Mechanical Contractors Ltd
SP-2023-01659 | NULL | 550 DRAKE STREET, Vancouver, BC | Sprinkler Permit | Commercial | New | Applicant Revisions | Commercial - New sprinkler systems for the new mixed-use construction project >BP: BP Stage I issued before DP To construct a new 41-storey mixed-use building consisting of: - 1st storey - residential lobby and entrance lobby to the worship multi-purpose/educational space with canteen and servery; no commercial cooking is proposed; - 2nd to 6th storey - worship multipurpose/educational space containing a prayer hall for 274 p, social hall, childminding area used when people are using the other facilities in the podium; - 6th to 40 storey - 193 social rental housing; and - 41st storey - roof top amenity deck; all over a 5-storey below grade parking structure. STAGE I - EXCAVATION & SHORING Issued: January 26, 2023. STAGE I has been released subject to site consolidation, prior to issuance of Stage II. HPO rental exemption form is still outstanding. Stage 2- In Review | NULL
EP-2023-07911 | NULL | 2453 W 10TH AVENUE, Vancouver, BC V6K 2J4 | Electrical Permit | Residential | New | Withdrawn | Installation / Repair - Residential - Extra low voltage Tv data and alarm systems | Orbit Home Automation Ltd
GP-2023-02166 | 2023-07-24 | 2453 W 10TH AVENUE, Vancouver, BC V6K 2J4 | Gas Permit | Residential | New | Issued | Residential - TWO GAS FIREPLACES >BP: To construct a 2 storey two-family dwelling with (2) secondary suite(s) | Delco Fireplaces Ltd
PP-2023-02049 | 2023-06-09 | 6677 VINE STREET #3, Vancouver, BC V6P 5W6 | Plumbing Permit | Residential | New | Issued | Residential - LWH - #3 - Plumbing >DB: To construct a 2 storey laneway house building with an attached garage and providing 1 parking space having vehicular access from the lane. The entire building, INCLUDING THE ATTACHED GARAGE to be sprinklered to NFPA 13R. 1. Covenant registered at the Land Title Office under CA4211019 2. No A/C unit proposed | HPL Plumbing & Heating Ltd
EP-2023-03147 | 2023-04-12 | 6677 VINE STREET #3, Vancouver, BC V6P 5W6 | Electrical Permit | Residential | New | Issued | Installation / Repair - Residential - Security alarm, Tel/data/tv, Intercom. >BP: To construct a 2 storey laneway house building ($149,500.00) with an attached garage and providing 1 parking space having vehicular access from the lane. The entire building, INCLUDING THE ATTACHED GARAGE to be sprinklered to NFPA 13R. 1. Covenant registered at the Land Title Office under CA4211019 2. No A/C unit proposed 3. Schedule B: Ke Jian Ma P.Eng (604-599-8890) Structural & Geotechnical 4. BC Housing: Big Tree Construction Ltd. Note: This is a 1 1/2 storey building pursuant to the Zoning & Development By-law ******THIS PERMIT HAS BEEN ISSUED UNDER THE REQUIREMENTS OF VBBL 2019****** | Hysun Technology Inc
EP-2022-06403 | 2022-07-29 | 6677 VINE STREET #3, Vancouver, BC V6P 5W6 | Electrical Permit | Residential | New | Issued | Installation / Repair - Residential - LWH - #3 - Install electrical service and wiring for lighting, plugs, and appliances. Main consumer's service: 200A. LWH service: 125A. Main house service: 150A. DB: To construct a 2 storey laneway house building with an attached garage and providing 1 parking space having vehicular access from the lane. The entire building, INCLUDING THE ATTACHED GARAGE to be sprinklered to NFPA 13R. 1. Covenant registered at the Land Title Office under CA4211019 2. No A/C unit proposed | 523 Construction Ltd
SP-2022-01659 | 2022-10-12 | 6677 VINE STREET #3, Vancouver, BC V6P 5W6 | Sprinkler Permit | Residential | New | Issued | Residential - LWH - #3 - new laneway house >DB: To construct a 2 storey laneway house building with an attached garage and providing 1 parking space having vehicular access from the lane. The entire building, INCLUDING THE ATTACHED GARAGE to be sprinklered to NFPA 13R. 1. Covenant registered at the Land Title Office under CA4211019 2. No A/C unit proposed | Yu Fire Protection Inc.
EP-2022-08768 | 2022-10-14 | 3709 W BROADWAY, Vancouver, BC V6R 2B9 | Electrical Permit | Commercial | New | Completed | Interim - Commercial - Scope of work: slab, underground, raceways, grounding, branch circuits. Service connection to BC Hydro is not permitted under this permit. Parkade levels below grade coreline installation. BP: *Work Description To construct a 16 storey mixed-use building consisting Levels 1 & 2 - retail use with mezzanines (shell only) and 3 dwelling units (2 storeys) Levels 3 to 15 - 161 dwelling units Level 16 - Amenity space all over three levels of underground parking and storage rooms, having vehicular access from the lane. Total dwelling units = 164 (secured market rentals units with 20% as Moderate Income Rental Housing Units) Separate tenant improvement permits are required for all shell tenant spaces. This permit has been reviewed under the 2019 Vancouver Building By-law (#12511). Building to be sprinklered to NFPA 13 requirements. | Red Seal Electric Ltd
NULL | NULL | 3709 W BROADWAY, Vancouver, BC V6R 2B9 | Plumbing Permit | Commercial | New | Draft | Commercial - Above Grade - L2 - L16 >To construct a 16 storey mixed-use building consisting Levels 1 & 2 - retail use with mezzanines (shell only) and 3 dwelling units (2 storeys) Levels 3 to 15 - 161 dwelling units Level 16 - Amenity space all over three levels of underground parking and storage rooms, having vehicular access from the lane. Total dwelling units = 164 (secured market rentals units with 20% as Moderate Income Rental Housing Units) | Ocean Park Mechanical Ltd
SP-2022-01794 | NULL | 3709 W BROADWAY, Vancouver, BC V6R 2B9 | Sprinkler Permit | Commercial | New | Applicant Revisions | Commercial - >BP: 16 story mixed-use building consisting Levels 1 & 2 - retail use with mezzanines (shell only) and 3 dwelling units (2 storeys) Levels 3 to 15 - 161 dwelling units Level 16 - Amenity space all over three levels of underground parking and storage rooms, having vehicular access from the lane. | Active Fire & Safety Services Ltd
EP-2023-00297 | 2023-01-13 | 3709 W BROADWAY, Vancouver, BC V6R 2B9 | Electrical Permit | Commercial | New | Expired | Temporary Power - Commercial - To provide temporary power. Replace EP-2022-00239 Valid Jan 14/23 to Jan 13/24 >BP: To construct a 16 storey mixed-use building consisting Levels 1 & 2 - retail use with mezzanines (shell only) and 3 dwelling units (2 storeys) Levels 3 to 15 - 161 dwelling units Level 16 - Amenity space all over three levels of underground parking and storage rooms, having vehicular access from the lane. Total dwelling units = 164 (secured market rentals units with 20% as Moderate Income Rental Housing Units) This permit has been reviewed under the 2019 Vancouver Building By-law (#12511). Reviewed during the 2020 pandemic crisis. STAGE CONSTRUCTION Stage 1 - Excavation and Shoring - September 21, 2021 >>Stage 1 is issued in advance of DP. No work shall be commenced under this BP until the work and obligations under the other permits are completed, including any City or Provincial requirements. >>Issuance of BP-2021-02359 is conditional on receipt of the letter of credit (for backfill) to the satisfaction of the City, and the permit may be revoked if the letter of credit is not received by October 8, 2021. >>No excavation or shoring work is permitted at 3709 W Broadway until the letter of credit (for backfill) is received to the City’s satisfaction. Stage 2 - Foundation to Grade - in review NOTE: Work authorized by this permit is for placement of a temporary power pole only and does not authorize any site construction and/or excavation. A separate Building Permit will be required prior to commencement of any other work on this site. | Red Seal Electric Ltd
PP-2022-02863 | 2022-09-01 | 3709 W BROADWAY, Vancouver, BC V6R 2B9 | Plumbing Permit | Commercial | New | Issued | Commercial - ***UNDERGROUND *** Below Grade - Foundation to L1 >To construct a 16 storey mixed-use building consisting Levels 1 & 2 - retail use with mezzanines (shell only) and 3 dwelling units (2 storeys) Levels 3 to 15 - 161 dwelling units Level 16 - Amenity space all over three levels of underground parking and storage rooms, having vehicular access from the lane. Total dwelling units = 164 (secured market rentals units with 20% as Moderate Income Rental Housing Units) Separate tenant improvement permits are required for all shell tenant spaces. This permit has been reviewed under the 2019 Vancouver Building By-law (#12511). Building to be sprinklered to NFPA 13 requirements. The retail shell portions of the building are TIPs eligible at the time of construction. STAGE CONSTRUCTION Stage 1 - Excavation and Shoring - September 21, 2021 >>Stage 1 is issued in advance of DP. No work shall be commenced under this BP until the work and obligations under the other permits are completed, including any City or Provincial requirements. >>Issuance of BP-2021-02359 is conditional on receipt of the letter of credit (for backfill) to the satisfaction of the City, and the permit may be revoked if the letter of credit is not received by October 8, 2021. >>No excavation or shoring work is permitted at 3709 W Broadway until the letter of credit (for backfill) is received to the City’s satisfaction. Stage 1 Revision 1 - Revised Erosion & Sediment Control drawings - issued April 29, 2022 Stage 2 - Foundation to Grade - issued June 28, 2022 | Ocean Park Mechanical Ltd
EP-2022-06692 | 2022-11-02 | 3709 W BROADWAY, Vancouver, BC V6R 2B9 | Electrical Permit | Commercial | New | Issued | Installation / Repair - Commercial - A 16 story high rise mixed use building consisting of - Level 1 & 2 retail - Level 3 - 15 = 161 residential units - Level 16 Amenity Space - 3 levels of underground parkade >BP: To construct a 16 storey mixed-use building consisting Levels 1 & 2 - retail use with mezzanines (shell only) and 3 dwelling units (2 storeys) Levels 3 to 15 - 161 dwelling units Level 16 - Amenity space all over three levels of underground parking and storage rooms, having vehicular access from the lane. | Red Seal Electric Ltd
NULL | NULL | 3709 W BROADWAY, Vancouver, BC V6R 2B9 | Plumbing Permit | Commercial | New | Draft | Commercial - Completing the mechanical install scope Plumbing/Heating & HVAC for the referenced building. | Ocean Park Mechanical Ltd
EP-2024-00332 | 2024-01-18 | 3709 W BROADWAY, Vancouver, BC V6R 2B9 | Electrical Permit | Commercial | New | Issued | Temporary Power - Commercial - To provide temporary power. Renewal of EP-2023-00297 Valid Jan 18/24 to Jan 17/25 >BP: To construct a 16 storey mixed-use building consisting Levels 1 & 2 - retail use with mezzanines (shell only) and 3 dwelling units (2 storeys) Levels 3 to 15 - 161 dwelling units Level 16 - Amenity space all over three levels of underground parking and storage rooms, having vehicular access from the lane. Total dwelling units = 164 (secured market rentals units with 20% as Moderate Income Rental Housing Units) This permit has been reviewed under the 2019 Vancouver Building By-law (#12511). Reviewed during the 2020 pandemic crisis. STAGE CONSTRUCTION Stage 1 - Excavation and Shoring - September 21, 2021 >>Stage 1 is issued in advance of DP. No work shall be commenced under this BP until the work and obligations under the other permits are completed, including any City or Provincial requirements. >>Issuance of BP-2021-02359 is conditional on receipt of the letter of credit (for backfill) to the satisfaction of the City, and the permit may be revoked if the letter of credit is not received by October 8, 2021. >>No excavation or shoring work is permitted at 3709 W Broadway until the letter of credit (for backfill) is received to the City’s satisfaction. Stage 2 - Foundation to Grade - in review NOTE: Work authorized by this permit is for placement of a temporary power pole only and does not authorize any site construction and/or excavation. A separate Building Permit will be required prior to commencement of any other work on this site. | Red Seal Electric Ltd
SP-2022-00153 | NULL | 3709 W BROADWAY, Vancouver, BC V6R 2B9 | Sprinkler Permit | Commercial | New | Applicant Revisions | Commercial - Below grade sprinkler work in parkade for multi-family residential building. The below grade portion includes 3 storeys of parkade. Work done will be fire suppression system in the parkade including automatic sprinklers and standpipe. >BP: To construct a 16 storey mixed-use building consisting Levels 1 & 2 - retail use with mezzanines (shell only) and 3 dwelling units (2 storeys) Levels 3 to 15 - 161 dwelling units Level 16 - Amenity space all over three levels of underground parking and storage rooms, having vehicular access from the lane. Total dwelling units = 164 (secured market rentals units with 20% as Moderate Income Rental Housing Units) This permit has been reviewed under the 2019 Vancouver Building By-law (#12511). Reviewed during the 2020 pandemic crisis. STAGE CONSTRUCTION Stage 1 - Excavation and Shoring - September 21, 2021 >>Stage 1 is issued in advance of DP. No work shall be commenced under this BP until the work and obligations under the other permits are completed, including any City or Provincial requirements. >>Issuance of BP-2021-02359 is conditional on receipt of the letter of credit (for backfill) to the satisfaction of the City, and the permit may be revoked if the letter of credit is not received by October 8, 2021. >>No excavation or shoring work is permitted at 3709 W Broadway until the letter of credit (for backfill) is received to the City’s satisfaction. Stage 2 - Foundation to Grade - in review | NULL
EP-2022-00239 | 2022-01-14 | 3709 W BROADWAY, Vancouver, BC V6R 2B9 | Electrical Permit | Commercial | New | Expired | Temporary Power - Commercial - To provide temporary power. >BP: To construct a 16 storey mixed-use building consisting Levels 1 & 2 - retail use with mezzanines (shell only) and 3 dwelling units (2 storeys) Levels 3 to 15 - 161 dwelling units Level 16 - Amenity space all over three levels of underground parking and storage rooms, having vehicular access from the lane. Total dwelling units = 164 (secured market rentals units with 20% as Moderate Income Rental Housing Units) This permit has been reviewed under the 2019 Vancouver Building By-law (#12511). Reviewed during the 2020 pandemic crisis. STAGE CONSTRUCTION Stage 1 - Excavation and Shoring - September 21, 2021 >>Stage 1 is issued in advance of DP. No work shall be commenced under this BP until the work and obligations under the other permits are completed, including any City or Provincial requirements. >>Issuance of BP-2021-02359 is conditional on receipt of the letter of credit (for backfill) to the satisfaction of the City, and the permit may be revoked if the letter of credit is not received by October 8, 2021. >>No excavation or shoring work is permitted at 3709 W Broadway until the letter of credit (for backfill) is received to the City’s satisfaction. Stage 2 - Foundation to Grade - in review NOTE: Work authorized by this permit is for placement of a temporary power pole only and does not authorize any site construction and/or excavation. A separate Building Permit will be required prior to commencement of any other work on this site. | Red Seal Electric Ltd
EP-2021-09483 | 2022-01-27 | 1336 E 57TH AVENUE #3, Vancouver, BC V5X 1V1 | Electrical Permit | Residential | New | Completed | Installation / Repair - Residential - Wiring and Service. 100Amp for laneway. 100Amp for main house. Total Service: 200Amp >BP: To construct a 2 storey laneway house building ($151,935) with an open parking pad, providing 1 parking space, having vehicular access from the lane. Note: This is a 1 ½ storey building pursuant to the Zoning & Development By-law 1. No Strata Titling permitted 2. No A/C unit proposed 3. Schedule B: X.L. Chen P.Eng (778.235.5447) Structural & Geotechnical 4. HPO: Residential Builder- Custom Royal Development Ltd Address has been assigned per the approved plans as the fire/emergency access to the laneway house is from the north side. This access must be provided & maintained at all times in accordance with the Building By-law. ******THIS PERMIT HAS BEEN ISSUED UNDER THE REQUIREMENTS OF VBBL #12511 (2019)****** | G.S.G. Electric Ltd.
EP-2022-00346 | 2022-01-20 | 1336 E 57TH AVENUE #3, Vancouver, BC V5X 1V1 | Electrical Permit | Residential | New | Completed | Installation / Repair - Residential - Extra Low Voltage Prewire & Finishing for TV, Tel, Data, Security Alarm System >BP: To construct a 2 storey laneway house building ($151,935) with an open parking pad, providing 1 parking space, having vehicular access from the lane. Note: This is a 1 ½ storey building pursuant to the Zoning & Development By-law 1. No Strata Titling permitted 2. No A/C unit proposed 3. Schedule B: X.L. Chen P.Eng (778.235.5447) Structural & Geotechnical 4. HPO: Residential Builder- Custom Royal Development Ltd Address has been assigned per the approved plans as the fire/emergency access to the laneway house is from the north side. This access must be provided & maintained at all times in accordance with the Building By-law. ******THIS PERMIT HAS BEEN ISSUED UNDER THE REQUIREMENTS OF VBBL #12511 (2019)****** | Secure Worx AV & Automation Inc
SP-2022-00074 | 2022-02-04 | 1336 E 57TH AVENUE #3, Vancouver, BC V5X 1V1 | Sprinkler Permit | Residential | New | Completed | Residential - Install sprinklers in lwh >BP: To construct a 2 storey laneway house building ($151,935) with an open parking pad, providing 1 parking space, having vehicular access from the lane. Note: This is a 1 ½ storey building pursuant to the Zoning & Development By-law 1. No Strata Titling permitted 2. No A/C unit proposed 3. Schedule B: X.L. Chen P.Eng (778.235.5447) Structural & Geotechnical 4. HPO: Residential Builder- Custom Royal Development Ltd Address has been assigned per the approved plans as the fire/emergency access to the laneway house is from the north side. This access must be provided & maintained at all times in accordance with the Building By-law. ******THIS PERMIT HAS BEEN ISSUED UNDER THE REQUIREMENTS OF VBBL #12511 (2019)****** | Gold Key Fire Protection Ltd
EP-2022-03926 | 2022-05-30 | 3620 KASLO STREET, Vancouver, BC | Electrical Permit | Residential | New | Completed | Installation / Repair - Residential - lane way house wiring Main Consumer's Service: 200A. Principal Dwelling Service: 150A. LWH Service: 125A. >BP: To construct a 2 storey laneway house building with an open parking pad, providing 1 parking space, having vehicular access from the lane. Note: This is a 1 ½ storey building pursuant to the Zoning & Development By-law 1. No Strata Titling permitted 2. Bar sink located in Second floor. 3. Schedule B: Md. Shahidul Alam P.Eng (604.653.7475) Structural & Geotechnical 4. BC Housing (JRXL Developments Ltd.) Building 2 3620 Kaslo St - Laneway House (2 storey) Address number assigned as per approved plans for Fire and Emergency response. The address number is to be posted and to the building and to be visible from the street in accordance with the Building By-law prior to final inspection. To achieve the required FSR. A floor space exclusion of 3% has been applied to this application as per section 11.24.18 of the district schedule, to accommodate improved building performance. Combustible projections or roof soffits on an exposing building face shall not project to less than .45m from the property line and shall be in compliance with VBBL 2019 9.10.15.5.(9) The entire building, to be sprinklered to NFPA 13D. ******THIS PERMIT HAS BEEN ISSUED UNDER THE REQUIREMENTS OF VBBL 2019 ****** Amend: July 7, 2022 load calculation form renewd | Central Power Group Ltd
SP-2022-01077 | 2022-07-04 | 3620 KASLO STREET, Vancouver, BC | Sprinkler Permit | Residential | New | Completed | Residential - new home To construct a 2 storey laneway house building with an open parking pad, providing 1 parking space, having vehicular access from the lane. Note: This is a 1 ½ storey building pursuant to the Zoning & Development By-law 1. No Strata Titling permitted 2. Bar sink located in Second floor. 3. Schedule B: Md. Shahidul Alam P.Eng (604.653.7475) Structural & Geotechnical 4. BC Housing (JRXL Developments Ltd.) | SBMS Construction Ltd
EP-2022-05439 | 2022-07-06 | 3620 KASLO STREET, Vancouver, BC | Electrical Permit | Residential | New | Completed | Installation / Repair - Residential - TV/Data/Tel, intercom, complete security alarm installation >BP: To construct a 2 storey laneway house building with an open parking pad, providing 1 parking space, having vehicular access from the lane. Note: This is a 1 ½ storey building pursuant to the Zoning & Development By-law 1. No Strata Titling permitted 2. Bar sink located in Second floor. 3. Schedule B: Md. Shahidul Alam P.Eng (604.653.7475) Structural & Geotechnical 4. BC Housing (JRXL Developments Ltd.) | Anmi Technology Corp.
EP-2022-05198 | 2022-07-12 | 27 E 59TH AVENUE #3, Vancouver, BC V5X 1X7 | Electrical Permit | Residential | New | Completed | Installation / Repair - Residential - electrical wiring and installation for new LWH To construct a 2 storey laneway house building with 1 open parking pad having vehicular access from the 20' Lane. Note: This is a 1 ½ storey building pursuant to the Zoning & Development By-law. 1. Covenant registered at the Land Title Office under CA9338720 2. No Strata Titling permitted 3. Schedule B: (Antony Wang) P.Eng (604.618.6236) Structural & Geotechnical 4. HPO: Residential Builder- (SEMLIN CONSTRUCTION LTD.) | Quality Electric Ltd
EP-2022-05651 | 2022-07-06 | 27 E 59TH AVENUE #3, Vancouver, BC V5X 1X7 | Electrical Permit | Residential | New | Completed | Installation / Repair - Residential - To Pre-wire and install security alarm, and TV/DATA/TEL cables. | Yao Rong Xu
SP-2022-00922 | 2022-06-08 | 27 E 59TH AVENUE #3, Vancouver, BC V5X 1X7 | Sprinkler Permit | Residential | New | Completed | Residential - installation of a new fire sprinkler system To construct a 2 storey laneway house building with 1 open parking pad having vehicular access from the 20' Lane. Note: This is a 1 ½ storey building pursuant to the Zoning & Development By-law. 1. Covenant registered at the Land Title Office under CA9338720 2. No Strata Titling permitted 3. Schedule B: (Antony Wang) P.Eng (604.618.6236) Structural & Geotechnical 4. HPO: Residential Builder- (SEMLIN CONSTRUCTION LTD.) | CENTRE LINE FIRE SPRINKLERS LTD
PP-2022-01210 | 2022-04-08 | 27 E 59TH AVENUE #3, Vancouver, BC V5X 1X7 | Plumbing Permit | Residential | New | Completed | Residential - LWH - #3 - New plumbing fixtures To construct a 2 storey laneway house building ($160,400.00) with 1 open parking pad having vehicular access from the 20' Lane. Note: This is a 1 ½ storey building pursuant to the Zoning & Development By-law. | Best Look Plumbing & Heating Ltd
PP-2022-01160 | 2022-04-08 | 348 E 62ND AVENUE #3, Vancouver, BC V5X 2E9 | Plumbing Permit | Residential | New | Completed | Residential - new laneway house PIPING ONLY FOR OUTSIDE SEWERS ONLY SEPARATE PUMP PERMIT REQUIRED ** Amend 11/24/2022** Add outside pump sump Engineer letter must be provided onsite To construct a 2 storey laneway house building with an open parking pad, providing 1 parking space, having vehicular access from the lane. Note: This is a 1 ½ storey building pursuant to the Zoning & Development By-law 1. No A/C unit proposed 2. Schedule B: Md Shahidul Alam P.Eng (604.653.7475) Structural 3. Schedule B: Tegbir Bajwa P.Eng (778.995.2404)Geotechnical 4. HPO: Woodbine Builders Ltd | J B Siteworks Inc
EP-2022-05077 | 2022-06-20 | 348 E 62ND AVENUE #3, Vancouver, BC V5X 2E9 | Electrical Permit | Residential | New | Completed | Installation / Repair - Residential - Electrical wiring and low voltage wiring for new laneway house. Main service 200amp 125 amp to main house 125amp to laneway house >BP: To construct a 2 storey laneway house building with an open parking pad, providing 1 parking space, having vehicular access from the lane. Note: This is a 1 ½ storey building pursuant to the Zoning & Development By-law 1. No A/C unit proposed 2. Schedule B: Md Shahidul Alam P.Eng (604.653.7475) Structural 3. Schedule B: Tegbir Bajwa P.Eng (778.995.2404)Geotechnical 4. HPO: Woodbine Builders Ltd | B Tech Electric Ltd
SP-2022-00844 | 2022-05-27 | 348 E 62ND AVENUE #3, Vancouver, BC V5X 2E9 | Sprinkler Permit | Residential | New | Completed | Residential - New sprinkler system >BP: To construct a 2 storey laneway house building with an open parking pad, providing 1 parking space, having vehicular access from the lane. Note: This is a 1 ½ storey building pursuant to the Zoning & Development By-law 1. No A/C unit proposed 2. Schedule B: Md Shahidul Alam P.Eng (604.653.7475) Structural 3. Schedule B: Tegbir Bajwa P.Eng (778.995.2404)Geotechnical 4. HPO: Woodbine Builders Ltd BUILDING 1 #1 - 348 E 62nd Av BUILDING 2 #3 - 348 E 62nd Av Address assigned per the approved plans, Fire and Emergency street access (walkway) to the Laneway house is from the East side. Street access must be provided & maintained at all times and the building address posted to be visible from the street in accordance with the Building By-law prior to Final Inspection. ******THIS PERMIT HAS BEEN ISSUED UNDER THE REQUIREMENTS OF VBBL #12511 (2019)****** Combustible projections or roof soffits on an exposing building face shall not project to less than .45m from the property line and shall be in compliance with VBBL 2019 9.10.15.5.(9) Information regarding the principal building on the survey and site plan is for reference only. Any discrepancy between information regarding the principal building on the survey and/or site plan and approved permit drawings for the principal building are neither approved nor authorized under this laneway house permit. The entire building, to be sprinklered to NFPA 13D. | Haven Fire Protection Ltd
PP-2022-01467 | 2022-05-02 | 348 E 62ND AVENUE #3, Vancouver, BC V5X 2E9 | Plumbing Permit | Residential | New | Completed | Residential - LWH - #3 - laneway house DWV To construct a 2 storey laneway house building with an open parking pad, providing 1 parking space, having vehicular access from the lane. Note: This is a 1 ½ storey building pursuant to the Zoning & Development By-law 1. No A/C unit proposed **Amend 11/24/2022** add 2 deck drains | FOCUS MECHANICAL LTD.
EP-2022-01193 | 2022-02-16 | 348 E 62ND AVENUE #3, Vancouver, BC V5X 2E9 | Electrical Permit | Residential | New | Expired | Temporary Power - Residential - To provide temporary power. | B Tech Electric Ltd
GP-2022-01904 | 2022-06-24 | 348 E 62ND AVENUE #3, Vancouver, BC V5X 2E9 | Gas Permit | Residential | New | Completed | Residential - Gas piping To construct a 2 storey laneway house building with an open parking pad, providing 1 parking space, having vehicular access from the lane. Note: This is a 1 ½ storey building pursuant to the Zoning & Development By-law 1. No A/C unit proposed 2. Schedule B: Md Shahidul Alam P.Eng (604.653.7475) Structural 3. Schedule B: Tegbir Bajwa P.Eng (778.995.2404)Geotechnical 4. HPO: Woodbine Builders Ltd | FOCUS MECHANICAL LTD.
SP-2022-00640 | 2022-04-28 | 6922 MCKINNON STREET #3, Vancouver, BC V5S 3G5 | Sprinkler Permit | Residential | New | Completed | Residential - Install sprinklers in lwh To construct a 2 storey laneway house building with an open parking pad and attached garage, having vehicular access from the lane. Rev #1: The entire building, INCLUDING THE ATTACHED GARAGE (if applicable), to be sprinklered to NFPA 13D as per VBBL 3.2.5.12(3)(d). NOTE: To achieve the required FSR a floor space exclusion of 3% has been applied to this application as per section 11.17.24(d) of the district schedule, to accommodate improved building performance. 1. Covenant registered at the Land Title Office under CA9305597 2. No Strata Titling permitted 3. No A/C unit proposed 4. Schedule B: Jason Hui P.Eng (778-319-3403) Structural & Geotechnical 5. BC Housing: Five River Construction | Gold Key Fire Protection Ltd
EP-2022-02742 | 2022-04-19 | 6922 MCKINNON STREET #3, Vancouver, BC V5S 3G5 | Electrical Permit | Residential | New | Completed | Installation / Repair - Residential - If 4 parking spaces required as per DB then new load calculations are required. Contractor states 2. Laneway house wiring 200A service to LWH 100A subservice to LWH >BP: To construct a 2 storey laneway house building ($219,355) with an open parking pad and attached garage, having vehicular access from the lane. The entire building, INCLUDING THE ATTACHED GARAGE (if applicable), to be sprinklered to NFPA 13R. NOTE: To achieve the required FSR a floor space exclusion of 3% has been applied to this application as per section 11.17.24(d) of the district schedule, to accommodate improved building performance. 1. Covenant registered at the Land Title Office under CA9305597 2. No Strata Titling permitted 3. No A/C unit proposed 4. Schedule B: Jason Hui P.Eng (778-319-3403) Structural & Geotechnical 5. BC Housing: Five River Construction Note: Parking for the site has been provided under DB (construction of LWH) Note: This is a 1 1/2 storey building pursuant to the Zoning & Development By-law ******THIS PERMIT HAS BEEN ISSUED UNDER THE REQUIREMENTS OF VBBL 2019****** | L.H. ELECTRIC LTD
EP-2022-03121 | 2022-04-19 | 6922 MCKINNON STREET #3, Vancouver, BC V5S 3G5 | Electrical Permit | Residential | New | Completed | Installation / Repair - Residential - low voltage rough-in and completion of security alarm system, tel/data/cable >BP: To construct a 2 storey laneway house building ($219,355) with an open parking pad and attached garage, having vehicular access from the lane. Rev #1: The entire building, INCLUDING THE ATTACHED GARAGE (if applicable), to be sprinklered to NFPA 13D as per VBBL 3.2.5.12(3)(d). NOTE: To achieve the required FSR a floor space exclusion of 3% has been applied to this application as per section 11.17.24(d) of the district schedule, to accommodate improved building performance. 1. Covenant registered at the Land Title Office under CA9305597 2. No Strata Titling permitted 3. No A/C unit proposed 4. Schedule B: Jason Hui P.Eng (778-319-3403) Structural & Geotechnical 5. BC Housing: Five River Construction Note: Parking for the site has been provided under DB (construction of LWH) Note: This is a 1 1/2 storey building pursuant to the Zoning & Development By-law ******THIS PERMIT HAS BEEN ISSUED UNDER THE REQUIREMENTS OF VBBL 2019****** BUILDING 2 #3 - 6922 Mckinnon St - 1st & 2nd storey (LWH) Addresses assigned per the approved plans, Fire and Emergency street access (walkway) to the secondary suite is from the XXXX side. Street access must be provided & maintained at all times and the building addresses posted to be visible from the street in accordance with the Building By-law prior to Final Inspection. | Infinitech Security & Integration Inc.
PP-2022-00897 | 2022-03-17 | 6922 MCKINNON STREET #3, Vancouver, BC V5S 3G5 | Plumbing Permit | Residential | New | Completed | Residential - LWH - #3 - This is a new laneway house with 8 fixtures To construct a 2 storey laneway house building with an open parking pad and attached garage, having vehicular access from the lane. The entire building, INCLUDING THE ATTACHED GARAGE (if applicable), to be sprinklered to NFPA 13R. NOTE: To achieve the required FSR a floor space exclusion of 3% has been applied to this application as per section 11.17.24(d) of the district schedule, to accommodate improved building performance. 1. Covenant registered at the Land Title Office under CA9305597 2. No Strata Titling permitted 3. No A/C unit proposed | AKAL Plumbing & Heating Ltd
EP-2022-05009 | 2022-06-13 | 5701 KERR STREET #3, Vancouver, BC V5R 4B8 | Electrical Permit | Residential | New | Expired | Temporary Power - Residential - To provide temporary power. **Amend 06/27/2022** Request for special permission Documents uploaded | H.L. ELECTRICAL LTD
PP-2023-02692 | 2023-07-28 | 5701 KERR STREET #3, Vancouver, BC V5R 4B8 | Plumbing Permit | Residential | New | Issued | Residential - PLUMBING >BP: To construct a 2 storey laneway house building with 1 open parking pad having vehicular access from the 20' Lane. The entire building, INCLUDING THE ATTACHED GARAGE (if applicable), to be sprinklered to NFPA 13D | Laxmi Plumbing
EP-2023-05677 | 2023-06-23 | 5701 KERR STREET #3, Vancouver, BC V5R 4B8 | Electrical Permit | Residential | New | Issued | Temporary Power - Residential - To provide temporary power. | H.L. ELECTRICAL LTD
EP-2023-09281 | 2023-10-16 | 5701 KERR STREET #3, Vancouver, BC V5R 4B8 | Electrical Permit | Residential | New | Issued | Installation / Repair - Residential - Alarm, telephone, tv, doorbell installation. >BP: To construct a 2 storey laneway house building ($172,500) with 1 open parking pad having vehicular access from the 20' Lane. The entire building, INCLUDING THE ATTACHED GARAGE (if applicable), to be sprinklered to NFPA 13D Note: This is a 1 ½ storey building pursuant to the Zoning & Development By-law. 1. Covenant not required with existing house 2. No Strata Titling permitted 3. No A/C Unit proposed 4. Schedule B: (X.L. Chen) P.Eng (778.235.5447) Structural & Geotechnical 5. HPO: Residential Builder- KAbul Gardens Construction & Property Management Inc. *EXISTING HOUSE* Note: Bldg 1 (principal bldg) addressed #1-5071 Kerr St retained on site. **THIS PERMIT HAS BEEN ISSUED UNDER THE REQUIREMENTS OF VBBL #12511 (2019) ** | Best Built-In Centre Ltd
EP-2023-07202 | 2023-08-18 | 5701 KERR STREET #3, Vancouver, BC V5R 4B8 | Electrical Permit | Residential | New | Issued | Installation / Repair - Residential - ¦ #3LWH- 200A ¦ 200 amp main service 125 amp for house 100 amp for lwh All wiring and finishing To construct a 2 storey laneway house building with 1 open parking pad having vehicular access from the 20' Lane. The entire building, INCLUDING THE ATTACHED GARAGE (if applicable), to be sprinklered to NFPA 13D Note: This is a 1 ½ storey building pursuant to the Zoning & Development By-law. 1. Covenant not required with existing house 2. No Strata Titling permitted 3. No A/C Unit proposed 4. Schedule B: (X.L. Chen) P.Eng (778.235.5447) Structural & Geotechnical 5. HPO: Residential Builder- KAbul Gardens Construction & Property Management Inc. | H.L. ELECTRICAL LTD
SP-2023-01720 | 2023-09-19 | 5701 KERR STREET #3, Vancouver, BC V5R 4B8 | Sprinkler Permit | Residential | New | Issued | Residential - LWH - #3 - sprinkler >DB: To construct a 2 storey laneway house building with 1 open parking pad having vehicular access from the 20' Lane. The entire building, INCLUDING THE ATTACHED GARAGE (if applicable), to be sprinklered to NFPA 13D Note: This is a 1 ½ storey building pursuant to the Zoning & Development By-law. 1. Covenant not required with existing house 2. No Strata Titling permitted 3. No A/C Unit proposed **THIS PERMIT HAS BEEN ISSUED UNDER THE REQUIREMENTS OF VBBL #12511 (2019) ** | Ghuman Mechanical Ltd
EP-2023-00679 | 2023-01-27 | 815 W 49TH AVENUE, Vancouver, BC V5Z 2S6 | Electrical Permit | Commercial | New | Completed | Installation / Repair - Commercial - Alarm installations >BP: To construct a 3-storey multiple dwelling building (Building 5) containing 7 dwelling units with basement having access to one level of underground parking. Refer to Site BP-2021-05710 for site work and underground parking, fees, and all documents. This is a CP Process Permit and the applicant is David Steer, P. Eng., CP. Building to be sprinklered NFPA 13. ZEBP Building as per 10.2.1.5. *REVIEWED UNDER VBBL 2019, WITH UPDATED ENERGY REQUIREMENTS AS PER BYLAW #12997 EFFECTIVE JAN 01, 2022* STAGED CONSTRUCTION Stage 1: Excavation & Shoring. (Mar 18/22, A. Min) Stage 2: Full Construction (May 03/22, A. Min) | Best Built-In Centre Ltd
PP-2022-02466 | 2022-07-26 | 815 W 49TH AVENUE, Vancouver, BC V5Z 2S6 | Plumbing Permit | Commercial | New | Completed | Commercial - Plumbing Building 5 **Separate permit required for Civil Site Work ** >Related to Site BP-2021-05710 To construct a 3-storey multiple dwelling building (Building 5) containing 7 dwelling units with basement having access to one level of underground parking. Refer to Site BP-2021-05710 for site work and underground parking, fees, and all documents. This is a CP Process Permit and the applicant is David Steer, P. Eng., CP. Building to be sprinklered NFPA 13. ZEBP Building as per 10.2.1.5. *REVIEWED UNDER VBBL 2019, WITH UPDATED ENERGY REQUIREMENTS AS PER BYLAW #12997 EFFECTIVE JAN 01, 2022* STAGED CONSTRUCTION Stage 1: Excavation & Shoring. (Mar 18/22, A. Min) Stage 2: Full Construction (May 03/22, A. Min) | Jensen's Plumbing & Heating Ltd
EP-2022-04798 | 2022-07-05 | 815 W 49TH AVENUE, Vancouver, BC V5Z 2S6 | Electrical Permit | Commercial | New | Completed | Installation / Repair - Commercial - Building 5 7 Unit townhouse cluster >BP: Related to Site BP-2021-05710 To construct a 3-storey multiple dwelling building (Building 5) containing 7 dwelling units with basement having access to one level of underground parking. Refer to Site BP-2021-05710 for site work and underground parking, fees, and all documents. This is a CP Process Permit and the applicant is David Steer, P. Eng., CP. Building to be sprinklered NFPA 13. ZEBP Building as per 10.2.1.5. *REVIEWED UNDER VBBL 2019, WITH UPDATED ENERGY REQUIREMENTS AS PER BYLAW #12997 EFFECTIVE JAN 01, 2022* STAGED CONSTRUCTION Stage 1: Excavation & Shoring. (Mar 18/22, A. Min) Stage 2: Full Construction (May 03/22, A. Min) | Vikor I Electric Inc
SP-2022-00558 | 2022-09-22 | 815 W 49TH AVENUE, Vancouver, BC V5Z 2S6 | Sprinkler Permit | Residential | New | Completed | Residential - To install sprinkler system to NFPA 13, Edition 2018, in Building 5 of this 3-storey townhouse project. | Sprinkl-Tech Installations Inc
SP-2022-00553 | 2022-09-21 | 785 W 49TH AVENUE, Vancouver, BC V5Z 2S6 | Sprinkler Permit | Residential | New | Issued | Residential - To install sprinkler system to NFPA 13 in the underground parkade of this project. Refer to BP-2021-06890 for Building 1 Refer to BP-2021-06898 for Building 2 Refer to BP-2021-06899 for Building 3 Refer to BP-2021-06900 for Building 4 Refer to BP-2021-06901 for Building 5 Refer to BP-2021-06903 for Building 6 Refer to BP-2021-06904 for Building 7 Refer to BP-2021-06905 for Building 8 | Sprinkl-Tech Installations Inc
SP-2022-00559 | 2022-09-22 | 785 W 49TH AVENUE, Vancouver, BC V5Z 2S6 | Sprinkler Permit | Residential | New | Completed | Residential - To install sprtinkler system to NFPA 13, Edition 2013, in Building 6 of this three-storey townhouse project. | Sprinkl-Tech Installations Inc
EP-2022-04800 | 2022-07-05 | 785 W 49TH AVENUE, Vancouver, BC V5Z 2S6 | Electrical Permit | Commercial | New | Completed | Installation / Repair - Commercial - Building 6 7 unit townhouse cluster >BP: Related to Site BP-2021-05710 To construct a 3-storey multiple dwelling building (Building 6) containing 7 dwelling units with basement having access to one level of underground parking. Refer to Site BP-2021-05710 for site work and underground parking, fees, and all documents. This is a CP Process Permit and the applicant is David Steer, P. Eng., CP. Building to be sprinklered NFPA 13. ZEBP Building as per 10.2.1.5. *REVIEWED UNDER VBBL 2019, WITH UPDATED ENERGY REQUIREMENTS AS PER BYLAW #12997 EFFECTIVE JAN 01, 2022* STAGED CONSTRUCTION Stage 1: Excavation & Shoring. (Mar 18/22, A. Min) Stage 2: Full Construction (May 03/22, A. Min) | Vikor I Electric Inc
PP-2022-01741 | 2022-06-08 | 785 W 49TH AVENUE, Vancouver, BC V5Z 2S6 | Plumbing Permit | Commercial | New | Completed | Commercial - Underground Drainage >BP: This permit has been issued for all site work and below grade facilities including one level of common underground parking for the proposed development: To construct 3-storey multiple dwelling buildings consisting of 8 buildings with total of 47 dwelling units (5 dwelling units in each of Building 1 to Building 3; 4 dwelling units in Building 4; and 7 dwelling units in each of Building 5 to Building 8), all over one level of underground parking with storages, bike storages, and service rooms, having vehicular access from the rear lane. This is a CP Process Permit and the applicant is David Steer, P. Eng., CP. Building to be sprinklered to NFPA 13. ZEBP Building as per 10.2.1.5. *REVIEWED UNDER VBBL 2019, WITH UPDATED ENERGY REQUIREMENTS AS PER BYLAW #12997 EFFECTIVE JAN 01, 2022* Refer to BP-2021-06890 for Building 1 Refer to BP-2021-06898 for Building 2 Refer to BP-2021-06899 for Building 3 Refer to BP-2021-06900 for Building 4 Refer to BP-2021-06901 for Building 5 Refer to BP-2021-06903 for Building 6 Refer to BP-2021-06904 for Building 7 Refer to BP-2021-06905 for Building 8 STAGED CONSTRUCTION Stage 1: Excavation & Shoring. (Mar 18/22, A. Min) Stage 2: Full Construction (May 03/22, A. Min) | Jensen's Plumbing & Heating Ltd
EP-2022-03582 | 2022-05-20 | 785 W 49TH AVENUE, Vancouver, BC V5Z 2S6 | Electrical Permit | Commercial | New | Completed | Interim - Commercial - Grounding, Slab on grade (sump conduits) Boxes in columns and walls Suspended slab(Slab boxes , coreline ,Tel pipe and suite feeders) - #EP-2022 04212 I have submitted a full application -Interim for EP-2022-03664 >BP: This permit has been issued for all site work and below grade facilities including one level of common underground parking for the proposed development: To construct 3-storey multiple dwelling buildings consisting of 8 buildings with total of 47 dwelling units (5 dwelling units in each of Building 1 to Building 3; 4 dwelling units in Building 4; and 7 dwelling units in each of Building 5 to Building 8), all over one level of underground parking with storages, bike storages, and service rooms, having vehicular access from the rear lane. This is a CP Process Permit and the applicant is David Steer, P. Eng., CP. Building to be sprinklered to NFPA 13. ZEBP Building as per 10.2.1.5. *REVIEWED UNDER VBBL 2019, WITH UPDATED ENERGY REQUIREMENTS AS PER BYLAW #12997 EFFECTIVE JAN 01, 2022* Refer to BP-2021-06890 for Building 1 Refer to BP-2021-06898 for Building 2 Refer to BP-2021-06899 for Building 3 Refer to BP-2021-06900 for Building 4 Refer to BP-2021-06901 for Building 5 Refer to BP-2021-06903 for Building 6 Refer to BP-2021-06904 for Building 7 Refer to BP-2021-06905 for Building 8 STAGED CONSTRUCTION Stage 1: Excavation & Shoring. (Mar 18/22, A. Min) Stage 2: Full Construction (May 03/22, A. Min) | Vikor I Electric Inc
EP-2022-03664 | 2022-07-05 | 785 W 49TH AVENUE, Vancouver, BC V5Z 2S6 | Electrical Permit | Commercial | New | Completed | Installation / Repair - Commercial - All site work and below grade facilities including one level of common underground parking. >BP: This permit has been issued for all site work and below grade facilities including one level of common underground parking for the proposed development: To construct 3-storey multiple dwelling buildings consisting of 8 buildings with total of 47 dwelling units (5 dwelling units in each of Building 1 to Building 3; 4 dwelling units in Building 4; and 7 dwelling units in each of Building 5 to Building 8), all over one level of underground parking with storages, bike storages, and service rooms, having vehicular access from the rear lane. This is a CP Process Permit and the applicant is David Steer, P. Eng., CP. Building to be sprinklered to NFPA 13. ZEBP Building as per 10.2.1.5. *REVIEWED UNDER VBBL 2019, WITH UPDATED ENERGY REQUIREMENTS AS PER BYLAW #12997 EFFECTIVE JAN 01, 2022* Refer to BP-2021-06890 for Building 1 Refer to BP-2021-06898 for Building 2 Refer to BP-2021-06899 for Building 3 Refer to BP-2021-06900 for Building 4 Refer to BP-2021-06901 for Building 5 Refer to BP-2021-06903 for Building 6 Refer to BP-2021-06904 for Building 7 Refer to BP-2021-06905 for Building 8 STAGED CONSTRUCTION Stage 1: Excavation & Shoring. (Mar 18/22, A. Min) Stage 2: Full Construction (May 03/22, A. Min) | Vikor I Electric Inc
PP-2022-02468 | 2022-07-26 | 785 W 49TH AVENUE, Vancouver, BC V5Z 2S6 | Plumbing Permit | Commercial | New | Completed | Commercial - Plumbing Building 6 **Separate permit required for Civil Site Work ** >Related to Site BP-2021-05710 To construct a 3-storey multiple dwelling building (Building 6) containing 7 dwelling units with basement having access to one level of underground parking. Refer to Site BP-2021-05710 for site work and underground parking, fees, and all documents. This is a CP Process Permit and the applicant is David Steer, P. Eng., CP. Building to be sprinklered NFPA 13. ZEBP Building as per 10.2.1.5. *REVIEWED UNDER VBBL 2019, WITH UPDATED ENERGY REQUIREMENTS AS PER BYLAW #12997 EFFECTIVE JAN 01, 2022* STAGED CONSTRUCTION Stage 1: Excavation & Shoring. (Mar 18/22, A. Min) Stage 2: Full Construction (May 03/22, A. Min) | Jensen's Plumbing & Heating Ltd
PP-2022-02458 | 2022-07-26 | 785 W 49TH AVENUE, Vancouver, BC V5Z 2S6 | Plumbing Permit | Residential | New | Completed | Residential - Planter Drains and Area Drains **Separate permit required for Civil Site Work ** >This permit has been issued for all site work and below grade facilities including one level of common underground parking for the proposed development: To construct 3-storey multiple dwelling buildings consisting of 8 buildings with total of 47 dwelling units (5 dwelling units in each of Building 1 to Building 3; 4 dwelling units in Building 4; and 7 dwelling units in each of Building 5 to Building 8), all over one level of underground parking with storages, bike storages, and service rooms, having vehicular access from the rear lane. This is a CP Process Permit and the applicant is David Steer, P. Eng., CP. Building to be sprinklered to NFPA 13. ZEBP Building as per 10.2.1.5. *REVIEWED UNDER VBBL 2019, WITH UPDATED ENERGY REQUIREMENTS AS PER BYLAW #12997 EFFECTIVE JAN 01, 2022* Refer to BP-2021-06890 for Building 1 Refer to BP-2021-06898 for Building 2 Refer to BP-2021-06899 for Building 3 Refer to BP-2021-06900 for Building 4 Refer to BP-2021-06901 for Building 5 Refer to BP-2021-06903 for Building 6 Refer to BP-2021-06904 for Building 7 Refer to BP-2021-06905 for Building 8 STAGED CONSTRUCTION Stage 1: Excavation & Shoring. (Mar 18/22, A. Min) Stage 2: Full Construction (May 03/22, A. Min) | Jensen's Plumbing & Heating Ltd
EP-2023-01568 | 2023-02-23 | 785 W 49TH AVENUE, Vancouver, BC V5Z 2S6 | Electrical Permit | Commercial | New | Completed | Installation / Repair - Commercial - Alarm installation only >BP: Related to Site BP-2021-05710 To construct a 3-storey multiple dwelling building (Building 6) containing 7 dwelling units with basement having access to one level of underground parking. Refer to Site BP-2021-05710 for site work and underground parking, fees, and all documents. This is a CP Process Permit and the applicant is David Steer, P. Eng., CP. Building to be sprinklered NFPA 13. ZEBP Building as per 10.2.1.5. *REVIEWED UNDER VBBL 2019, WITH UPDATED ENERGY REQUIREMENTS AS PER BYLAW #12997 EFFECTIVE JAN 01, 2022* STAGED CONSTRUCTION Stage 1: Excavation & Shoring. (Mar 18/22, A. Min) Stage 2: Full Construction (May 03/22, A. Min) | Best Built-In Centre Ltd
EP-2023-05425 | 2023-07-21 | 785 W 49TH AVENUE, Vancouver, BC V5Z 2S6 | Electrical Permit | Residential | New | Completed | Installation / Repair - Residential - Ecomm System Installation in Parkade P1. Note: Electrical equipment used in the electrical installation covered by this electrical permit must be approved in accordance with CE Code Rule 2-024. In addition, in compliance with Sentence 3.2.5.20.(4) of the VBBL, a radio antenna system must comply with ANSI/CAN/UL 2524 “Standard For Safety In-building 2-Way Emergency Radio Communication Enhancement Systems. >BP: This permit has been issued for all site work and below grade facilities including one level of common underground parking for the proposed development: To construct 3-storey multiple dwelling buildings consisting of 8 buildings with total of 47 dwelling units (5 dwelling units in each of Building 1 to Building 3; 4 dwelling units in Building 4; and 7 dwelling units in each of Building 5 to Building 8), all over one level of underground parking with storages, bike storages, and service rooms, having vehicular access from the rear lane. This is a CP Process Permit and the applicant is David Steer, P. Eng., CP. | Metro Mobile Radio Sales Inc
EP-2023-03883 | 2023-05-09 | 785 W 49TH AVENUE, Vancouver, BC V5Z 2S6 | Electrical Permit | Commercial | NULL | Issued | Annual / Operating - Maintenance of existing operating electrical equipment - Maintain 1000kva electrical room. | Vikor I Electric Inc
PP-2022-02462 | 2022-07-26 | 805 W 49TH AVENUE, Vancouver, BC V5Z 2S5 | Plumbing Permit | Commercial | New | Completed | Commercial - Plumbing Building #1 >Related to Site BP-2021-05710 To construct a 3-storey multiple dwelling building (Building 1) containing 5 dwelling units with basement having access to one level of underground parking. Refer to Site BP-2021-05710 for site work and underground parking, fees, and all documents. This is a CP Process Permit and the applicant is David Steer, P. Eng., CP. Building to be sprinklered NFPA 13. ZEBP Building as per 10.2.1.5. *REVIEWED UNDER VBBL 2019, WITH UPDATED ENERGY REQUIREMENTS AS PER BYLAW #12997 EFFECTIVE JAN 01, 2022* STAGED CONSTRUCTION Stage 1: Excavation & Shoring. (Mar 18/22, A. Min) Stage 2: Full Construction (May 03/22, A. Min) | Jensen's Plumbing & Heating Ltd
EP-2022-08683 | 2022-10-21 | 805 W 49TH AVENUE, Vancouver, BC V5Z 2S5 | Electrical Permit | Commercial | New | Completed | Installation / Repair - Commercial - BLDG 1 - Alarm installations only >BP: Related to Site BP-2021-05710 To construct a 3-storey multiple dwelling building (Building 1) containing 5 dwelling units with basement having access to one level of underground parking. Refer to Site BP-2021-05710 for site work and underground parking, fees, and all documents. | Best Built-In Centre Ltd
EP-2022-04789 | 2022-07-05 | 805 W 49TH AVENUE, Vancouver, BC V5Z 2S5 | Electrical Permit | Commercial | New | Completed | Installation / Repair - Commercial - Building 1 5 townhouses wire and finish >BP: Related to Site BP-2021-05710 To construct a 3-storey multiple dwelling building (Building 1) containing 5 dwelling units with basement having access to one level of underground parking. Refer to Site BP-2021-05710 for site work and underground parking, fees, and all documents. This is a CP Process Permit and the applicant is David Steer, P. Eng., CP. Building to be sprinklered NFPA 13. ZEBP Building as per 10.2.1.5. *REVIEWED UNDER VBBL 2019, WITH UPDATED ENERGY REQUIREMENTS AS PER BYLAW #12997 EFFECTIVE JAN 01, 2022* STAGED CONSTRUCTION Stage 1: Excavation & Shoring. (Mar 18/22, A. Min) Stage 2: Full Construction (May 03/22, A. Min) | Vikor I Electric Inc
SP-2022-00554 | 2022-09-22 | 805 W 49TH AVENUE, Vancouver, BC V5Z 2S5 | Sprinkler Permit | Residential | New | Completed | Residential - Install sprinkler system to NFPA 13 in Building 1 of this 3-storey townhouse project. | Sprinkl-Tech Installations Inc
EP-2022-04212 | NULL | 749 W 49TH AVENUE, Vancouver, BC V5Z 2S6 | Electrical Permit | Commercial | New | Application Incomplete | Installation / Repair - Commercial - slab on grade and suspended slab, all grounding and conduit , coreline and boxes. hydro and communication incoming ducts -It will just be for any electrical above ground that is not part of any of the buildings. Ie. site lighting. | Vikor I Electric Inc
EP-2022-01213 | 2022-02-17 | 425 RICHARDS STREET, Vancouver, BC | Electrical Permit | Commercial | Tenant Improvement | Completed | Installation / Repair - Commercial - Demo, make safe all electrical S&I lighting as per Luminaire schedule Power requirements-Temp receptacles for construction Life Safety- Running man exits >BP: 1st floor - 425 Richards Interior alterations to provide tenant improvements to the existing office space on the 1st floor of this existing commercial building. OK For Field Review per Kim V - June 23/21 Required E2 energy upgrade. DBI to determine if sprinkler permit is required. SP required as per DBI. | Sasco Contractors Ltd
EP-2022-01215 | 2022-02-17 | 425 RICHARDS STREET, Vancouver, BC | Electrical Permit | Commercial | Tenant Improvement | Completed | Installation / Repair - Commercial - Demo, Make safe all electrical S&I lighting as per Luminaire schedule Power requirements- temp receptacles for construction Life safety - running man exit lights >BP: Interior demolition of all demising walls to combine #200, #205 and #210 into one unit (retaining #200) and to demolish all non-load bearing partition walls on the 2nd floor to create a "shell" office space in this existing commercial building. | Sasco Contractors Ltd
EP-2023-04974 | 2023-06-08 | 889 PACIFIC STREET #3504, Vancouver, BC V6Z 1C3 | Electrical Permit | Commercial | Renovation - Dwelling Unit(s) only | Completed | Installation / Repair - Commercial - electrical demo/make safe to accommodate wall being removed between 2 suites and kitchen is second suite will be removed Owner is turning 2 suites into one new larger one >BP: Floor Level 35 - Unit #3503 & #3504 Interior alterations to provide tenant improvements to combine units #3503 & #3504 in this existing residential building. The scope of work includes to remove non-bearing wall between two units and the kitchen of unit #3504. Address Note: Unit# will be #3504 as per Tanya S. May 25 Schedule B (Structural) may be required by District Building Inspector to be determined on site. | Ino-Tek Electric Ltd.
SP-2023-00279 | 2023-02-23 | 889 PACIFIC STREET #3602, Vancouver, BC V6Z 1C3 | Sprinkler Permit | Commercial | Renovation - Dwelling Unit(s) only | Completed | Commercial - relocate 2 existing sprinkler head to accommodate new Millwork. please note they are shut doing Millwork so there is NO BP | Five Star Fire Protection Ltd
PP-2023-02277 | 2023-06-27 | 4243 W 15TH AVENUE #3, Vancouver, BC V6R 3A7 | Plumbing Permit | Residential | New | Issued | Residential - Plumbing for 1 bathroom laneway house >BP: To construct a one storey laneway house building with an open parking pad and attached garage, having vehicular access from the lane. This is a 1 storey building pursuant to the Zoning & Development By-law 1- Covenant registered at the Land Title Office under CA9980435 2- No strata titling permitted. 3- Bar sink proposed in main floor. 4- No A/C unit proposed. 5- Schedule B: Antony Wang P.Eng (604.618.6236) Structural & Geotechnical 6- HPO: Kadium Construction Ltd. | Apple Mechanical Ltd
EP-2023-06365 | 2023-07-18 | 4243 W 15TH AVENUE #3, Vancouver, BC V6R 3A7 | Electrical Permit | Residential | New | Issued | Installation / Repair - Residential - ¦ LWH#3/ 200A ¦ Laneway house wiring finishing and new service >BP: To construct a one storey laneway house building with an open parking pad and attached garage, having vehicular access from the lane. This is a 1 storey building pursuant to the Zoning & Development By-law 1- Covenant registered at the Land Title Office under CA9980435 2- No strata titling permitted. 3- Bar sink proposed in main floor. 4- No A/C unit proposed. 5- Schedule B: Antony Wang P.Eng (604.618.6236) Structural & Geotechnical 6- HPO: Kadium Construction Ltd. Combustible projections or roof soffits on an exposing building face shall not project to less than .45m from the property line and shall be in compliance with VBBL 2019 9.10.15.5.(9) The entire building, INCLUDING THE ATTACHED GARAGE, to be sprinklered to NFPA 13D. Any alterations or conversions to the attached garage to habitable living space shall not be permitted without first obtaining the approval of the Director of Planning and the Chief Building Official. Thermal protection measures and Laneway house design guidelines shall be required to be met prior to the approval of the conversion. ******THIS PERMIT HAS BEEN ISSUED UNDER THE REQUIREMENTS OF VBBL #12511 (2019)****** | CHEEMA ELECTRIC LTD
SP-2023-01262 | 2023-07-18 | 4243 W 15TH AVENUE #3, Vancouver, BC V6R 3A7 | Sprinkler Permit | Residential | New | Issued | Residential - LWH - #3 - new laneway house >DB: To construct a one storey laneway house building with an open parking pad and attached garage, having vehicular access from the lane. This is a 1 storey building pursuant to the Zoning & Development By-law 1- Covenant registered at the Land Title Office under CA9980435 2- No strata titling permitted. 3- Bar sink proposed in main floor. 4- No A/C unit proposed. The entire building, INCLUDING THE ATTACHED GARAGE, to be sprinklered to NFPA 13D. ******THIS PERMIT HAS BEEN ISSUED UNDER THE REQUIREMENTS OF VBBL #12511 (2019)****** | Yu Fire Protection Inc.
EP-2023-11192 | 2023-12-15 | 4243 W 15TH AVENUE #3, Vancouver, BC V6R 3A7 | Electrical Permit | Residential | New | Issued | Installation / Repair - Residential - TEL / DATA / TV / ALARM To construct a one storey laneway house building with an open parking pad and attached garage, having vehicular access from the lane. This is a 1 storey building pursuant to the Zoning & Development By-law 1- Covenant registered at the Land Title Office under CA9980435 2- No strata titling permitted. 3- Bar sink proposed in main floor. 4- No A/C unit proposed. 5- Schedule B: Antony Wang P.Eng (604.618.6236) Structural & Geotechnical | Anmi Technology Corp.
GP-2022-02921 | 2022-09-29 | 6567 CLARENDON STREET #3, Vancouver, BC V5S 2K2 | Gas Permit | Residential | New | Completed | Residential - LWH - #3 - Gas Piping Works >DB: To construct a 2 storey laneway house building with 1 open parking pad, providing a total of 1 parking spaces, having vehicular access from the 20' Lane. Note: This is a 1 ½ storey building pursuant to the Zoning & Development By-law. 1. Covenant registered at the Land Title Office under CA9163352 2. No Strata Titling permitted 3. No A/C Unit proposed 4. Entire building to be sprinklered 13D | RAHELU PLUMBING & HEATING LTD.
SP-2022-01349 | 2022-08-23 | 6567 CLARENDON STREET #3, Vancouver, BC V5S 2K2 | Sprinkler Permit | Residential | New | Completed | Residential - Install sprinkler heads >BP: To construct a 2 storey laneway house building ($179,725) with 1 open parking pad, providing a total of 1 parking spaces, having vehicular access from the 20' Lane. Note: This is a 1 ½ storey building pursuant to the Zoning & Development By-law. 1. Covenant registered at the Land Title Office under CA9163352 2. No Strata Titling permitted 3. No A/C Unit proposed 4. Entire building to be sprinklered 13D 5. Schedule B: (Vishnu Suresh) P.Eng (778.522.1559) Structural 6. Schedule B: (Zhao Guan) P.Eng (778.868.5635) Geotechnical 7. HPO: Residential Builder- Rajesh Joshi | RAHELU PLUMBING & HEATING LTD.
EP-2022-07334 | 2022-08-31 | 6567 CLARENDON STREET #3, Vancouver, BC V5S 2K2 | Electrical Permit | Residential | New | Completed | Installation / Repair - Residential - LWH - #3 - Low Voltage: tel, tv, COMPLET SECURITY ALARM SYSTEM Contact Ray 778-834-1264 >DB: To construct a 2 storey laneway house building with 1 open parking pad, providing a total of 1 parking spaces, having vehicular access from the 20' Lane. Note: This is a 1 ½ storey building pursuant to the Zoning & Development By-law. 1. Covenant registered at the Land Title Office under CA9163352 2. No Strata Titling permitted 3. No A/C Unit proposed | Ads Security Systems Ltd
EP-2022-07583 | 2022-09-09 | 6567 CLARENDON STREET #3, Vancouver, BC V5S 2K2 | Electrical Permit | Residential | New | Completed | Installation / Repair - Residential - LWH - #3 - New Construction of Laneway house Three electric meters. Main consumer's service: 200 amps. Main house service: 125 amps. Secondary suite service: 60 amps. Laneway house service: 100 amps. >DB: To construct a 2 storey laneway house building with 1 open parking pad, providing a total of 1 parking spaces, having vehicular access from the 20' Lane. Note: This is a 1 ½ storey building pursuant to the Zoning & Development By-law. 1. Covenant registered at the Land Title Office under CA9163352 2. No Strata Titling permitted 3. No A/C Unit proposed 4. Entire building to be sprinklered 13D | Apaar Electrical Ltd
PP-2022-02043 | 2022-06-14 | 6567 CLARENDON STREET #3, Vancouver, BC V5S 2K2 | Plumbing Permit | Residential | New | Completed | Residential - Plumbing work for: >BP: To construct a 2 storey laneway house building ($179,725) with 1 open parking pad, providing a total of 1 parking spaces, having vehicular access from the 20' Lane. | RAHELU PLUMBING & HEATING LTD.
PP-2022-01645 | 2022-05-12 | 6567 CLARENDON STREET #3, Vancouver, BC V5S 2K2 | Plumbing Permit | Residential | New | Completed | Residential - Sump >To construct a 2 storey laneway house building ($179,725) with 1 open parking pad, providing a total of 1 parking spaces, having vehicular access from the 20' Lane. | East West Excavating 2022 ltd
SP-2022-00539 | 2022-04-19 | 650 E 27TH AVENUE #3, Vancouver, BC V5V 2K6 | Sprinkler Permit | Residential | New | Completed | Residential - Installation of New fire sprinkler system >BP: To construct a 2 storey laneway house building ($188,000) with an open parking pad, providing 1 parking space, having vehicular access from the lane. Note: This is a 1 ½ storey building pursuant to the Zoning & Development By-law Note: Bldg 1 (principal bldg) addressed 650 E 27th Ave retained on site. 1. No A/C unit proposed 2. Schedule B: Robert Ihme P. Eng (604-396-8096) Geotechnical Ari Wibowo P.Eng (604-339-6835) Structural 3. HPO: Residential Builder- Owner Builder Address has been assigned per the approved plans as the fire/emergency access to the laneway house is from the E 27th Ave side. This access must be provided & maintained at all times in accordance with the Building By-law ******THIS PERMIT HAS BEEN ISSUED UNDER THE REQUIREMENTS OF VBBL #12511 (2019)****** | Fire Busters Inc
PP-2022-03475 | 2022-09-29 | 4484 W 15TH AVENUE #3, Vancouver, BC V6R 3B2 | Plumbing Permit | Residential | New | Completed | Residential - Plumbing To construct a 1 storey laneway house building with an open parking pad providing 1 parking space having vehicular access from the lane. The entire building to be sprinklered to NFPA 13D. NOTE: To achieve the required FSR a floor space exclusion of 3% has been applied to this application as per section 11.17.24(d) of the district schedule, to accommodate improved building performance. 1. Covenant registered at the Land Title Office under CA8806161 2. No Strata Titling permitted 3. A/C unit proposed in rear yard 4. Schedule B Ke Jian Ma P.Eng (604-599-8890) Structural 5. Schedule B Tegbir Bajwa P.Eng (778-998-2404) Geotechnical 6. BC Housing Lui Developments Ltd | G & D Hayer Plumbing Ltd
EP-2022-08140 | 2022-10-12 | 4484 W 15TH AVENUE #3, Vancouver, BC V6R 3B2 | Electrical Permit | Residential | New | Completed | Installation / Repair - Residential - Wiring and service for new laneway house. Main house service: 150Amp Laneway service:100 Amp Main consumer's service: 200 Amp >BP: To construct a 1 storey laneway house building with an open parking pad providing 1 parking space having vehicular access from the lane. The entire building to be sprinklered to NFPA 13D. 1. Covenant registered at the Land Title Office under CA8806161 2. No Strata Titling permitted 3. A/C unit proposed in rear yard 4. Schedule B Ke Jian Ma P.Eng (604-599-8890) Structural 5. Schedule B Tegbir Bajwa P.Eng (778-998-2404) Geotechnical 6. BC Housing Lui Developments Ltd | G.S.G. Electric Ltd.
SP-2022-02066 | 2022-12-13 | 4484 W 15TH AVENUE #3, Vancouver, BC V6R 3B2 | Sprinkler Permit | Residential | New | Completed | Residential - new home >To construct a 1 storey laneway house building with an open parking pad providing 1 parking space having vehicular access from the lane. The entire building to be sprinklered to NFPA 13D. NOTE: To achieve the required FSR a floor space exclusion of 3% has been applied to this application as per section 11.17.24(d) of the district schedule, to accommodate improved building performance. 1. Covenant registered at the Land Title Office under CA8806161 2. No Strata Titling permitted 3. A/C unit proposed in rear yard 4. Schedule B Ke Jian Ma P.Eng (604-599-8890) Structural 5. Schedule B Tegbir Bajwa P.Eng (778-998-2404) Geotechnical 6. BC Housing Lui Developments Ltd Note: This is a 1 1/2 storey building pursuant to the Zoning & Development By-law ******THIS PERMIT HAS BEEN ISSUED UNDER THE REQUIREMENTS OF VBBL 2019****** "Combustible projections or roof soffits on an exposing building face shall not project to less than .45m from the property line and shall be in compliance with VBBL 2019 9.10.15.5.(9)" | SBMS Construction Ltd
EP-2022-10340 | 2022-12-08 | 4484 W 15TH AVENUE #3, Vancouver, BC V6R 3B2 | Electrical Permit | Residential | New | Completed | Installation / Repair - Residential - TV Data Tel CCTV Alarm >BP: To construct a 1 storey laneway house building with an open parking pad providing 1 parking space having vehicular access from the lane. The entire building to be sprinklered to NFPA 13D. NOTE: To achieve the required FSR a floor space exclusion of 3% has been applied to this application as per section 11.17.24(d) of the district schedule, to accommodate improved building performance. 1. Covenant registered at the Land Title Office under CA8806161 2. No Strata Titling permitted 3. A/C unit proposed in rear yard 4. Schedule B Ke Jian Ma P.Eng (604-599-8890) Structural 5. Schedule B Tegbir Bajwa P.Eng (778-998-2404) Geotechnical 6. BC Housing Lui Developments Ltd Note: This is a 1 1/2 storey building pursuant to the Zoning & Development By-law ******THIS PERMIT HAS BEEN ISSUED UNDER THE REQUIREMENTS OF VBBL 2019****** | AIGO TECHNOLOGY INC
SP-2021-01415 | 2022-10-28 | 3012 E 2ND AVENUE #3, Vancouver, BC V5M 1E8 | Sprinkler Permit | Residential | New | Completed | Residential - To Install 13 sprinkler heads >To construct a 2 storey laneway house building ($241,250.00) with 1 open parking pad, providing a total of 1 parking spaces, having vehicular access from the 20' Lane. The entire building, INCLUDING THE ATTACHED GARAGE (if applicable), to be sprinklered to NFPA 13D. Note: This is a 1 ½ storey building pursuant to the Zoning & Development By-law. 1. Covenant registered at the Land Title Office under CA8482035 2. No Strata Titling permitted 4. No A/C Unit proposed 5. Schedule B: Antony Wang P.Eng (604.618.6236) Structural and Geotechnical 8. HPO: Residential Builder- Comfort Development Ltd. NOTE: To achieve the required FSR. A floor space exclusion of 3% has been applied to this application as per section 11.24.18 of the district schedule, to accommodate improved building performance. *NEW HOUSE* Note: See DB-2020-00599 for Bldg 1 on site (principal bldg) addressed #1 - 3012 E 2nd Av. **THIS PERMIT HAS BEEN ISSUED UNDER THE REQUIREMENTS OF VBBL #12511 (2019).** | General Sprinkler Systems Ltd
NULL | NULL | 2609 PENTICTON STREET, Vancouver, BC V5M 3C3 | Gas Permit | Residential | New | Draft | Residential - To install boiler range and bbq There is piping for bbq | JOT MECHANICAL LTD
GP-2022-00570 | 2022-02-23 | 2609 PENTICTON STREET, Vancouver, BC V5M 3C3 | Gas Permit | Residential | New | Completed | Residential - To install boiler range and bbq There is piping for bbq To construct a 2 storey laneway house building with an open parking pad providing 1 parking space having vehicular access from the lane. | JOT MECHANICAL LTD
SP-2022-00150 | 2022-02-07 | 2609 PENTICTON STREET, Vancouver, BC V5M 3C3 | Sprinkler Permit | Residential | New | Completed | Residential - New sprinkler system >BP: To construct a 2 storey laneway house building ($225,000) with an open parking pad providing 1 parking space having vehicular access from the lane. Note: This is a 1 ½ storey building pursuant to the Zoning & Development By-law Schedule B: Sharat Chande P.Eng (604-723-7534) Structural & Geotechnical HPO: Residential Builder: PHW Homes Inc. 363081. Confirmation Number: 131714 Note: This is a 1 1/2 storey building pursuant to the Zoning & Development By-law ******THIS PERMIT HAS BEEN ISSUED UNDER THE REQUIREMENTS OF VBBL 2019****** "Combustible projections or roof soffits on an exposing building face shall not project to less than .45m from the property line and shall be in compliance with VBBL 2019 9.10.15.5.(9)" Any alterations or conversions to the attached garage (if applicable) to habitable living space shall not be permitted without first obtaining the approval of the Director of Planning and the Chief Building Official. Thermal protection measures and Laneway house design guidelines shall be required to be met prior to the approval of the conversion. Note: Bldg 1 (principal bldg) addressed 2605 Penticton St. retained on site. | Haven Fire Protection Ltd
EP-2022-02364 | 2022-03-25 | 2609 PENTICTON STREET, Vancouver, BC V5M 3C3 | Electrical Permit | Residential | New | Completed | Installation / Repair - Residential - ELECTRICAL WIRING FOR NEW LANE WAY HOUSE >BP: To construct a 2 storey laneway house building ($225,000) with an open parking pad providing 1 parking space having vehicular access from the lane. | R.J.L. Electrical Contractor Ltd
EP-2022-01644 | 2022-03-01 | 2609 PENTICTON STREET, Vancouver, BC V5M 3C3 | Electrical Permit | Residential | New | Completed | Installation / Repair - Residential - Complete rough in a and installation of security alarm system, internet/cable/telephone outlets, door bell and camera system. >BP: To construct a 2 storey laneway house building ($225,000) with an open parking pad providing 1 parking space having vehicular access from the lane. Note: This is a 1 ½ storey building pursuant to the Zoning & Development By-law Schedule B: Sharat Chande P.Eng (604-723-7534) Structural & Geotechnical HPO: Residential Builder: PHW Homes Inc. 363081. Confirmation Number: 131714 Note: This is a 1 1/2 storey building pursuant to the Zoning & Development By-law ******THIS PERMIT HAS BEEN ISSUED UNDER THE REQUIREMENTS OF VBBL 2019****** "Combustible projections or roof soffits on an exposing building face shall not project to less than .45m from the property line and shall be in compliance with VBBL 2019 9.10.15.5.(9)" Any alterations or conversions to the attached garage (if applicable) to habitable living space shall not be permitted without first obtaining the approval of the Director of Planning and the Chief Building Official. Thermal protection measures and Laneway house design guidelines shall be required to be met prior to the approval of the conversion. Note: Bldg 1 (principal bldg) addressed 2605 Penticton St. retained on site. | Neutron Security Systems Ltd
GP-2022-01519 | 2022-05-17 | 6449 BEATRICE STREET, Vancouver, BC V5P 3R5 | Gas Permit | Residential | New | Completed | Residential - ALL PIPE BLACK IRON BOILER To construct a 2 storey two-family dwelling with a attached garage and 1 open parking at the rear providing 2 parking spaces, having vehicular access from the lane. 1. No Covenant registered at the Land Title Office 2. No A/C Unit proposed 3. Schedule B: (X.L. Chen) P.Eng (778.235.5447) Structural, Geotechnical & Architectural 4. HPO: Residential Builder- Newport Development Ltd >>Amend: April 24th, 2023 - bbq just piping only . -there two combi boiler each boiler 124000 btu plz can u add boiler complete and bbq piping only | Crest Mechanical Corp
GP-2022-01509 | 2022-05-16 | 6449 BEATRICE STREET, Vancouver, BC V5P 3R5 | Gas Permit | Residential | New | Completed | Residential - Venting & Hookup Only -Its a Duplex House 6447 Beatrice Street 6449 Beatrice Street We are installing Gas Fireplaces in Both Houses >To construct a 2 storey two-family dwelling ($500,000) with a attached garage and 1 open parking at the rear providing 2 parking spaces, having vehicular access from the lane. | REAL LIGHTING & FIREPLACES LTD
SP-2022-00461 | 2022-04-04 | 1315 E 33RD AVENUE #3, Vancouver, BC V5V 3B8 | Sprinkler Permit | Residential | New | Completed | Residential - Install sprinklers in lwh >BP: To construct a 1.5 storey laneway house building ($157,960) with an open parking pad, providing 1 parking space, having vehicular access from the lane. Note: This is a 1 ½ storey building pursuant to the Zoning & Development By-law Note: Bldg 1 (principal bldg) addressed 1315 E 33rd Ave retained on site. 1. No A/C unit proposed 2. Schedule B: Md. Shahidul Alam P.Eng (604.653.7475) Structural & Geotechnical 3. HPO: Residential Builder- Metro-City Projects Inc Address has been assigned per the approved plans as the fire/emergency access to the laneway house is from the E 33rd Ave side. This access must be provided & maintained at all times in accordance with the Building By-law ******THIS PERMIT HAS BEEN ISSUED UNDER THE REQUIREMENTS OF VBBL #12511 (2019)****** | Gold Key Fire Protection Ltd
EP-2022-02525 | 2022-04-12 | 1315 E 33RD AVENUE #3, Vancouver, BC V5V 3B8 | Electrical Permit | Residential | New | Completed | Installation / Repair - Residential - New construction laneway Upgrade existing service to 200A duplex meter base 125A - Laneway main switch 100A - Main house switch Electrical rough-wire and finishing Underground tek Electrical low voltage rough-wire only EVC >BP: To construct a 1.5 storey laneway house building ($157,960) with an open parking pad, providing 1 parking space, having vehicular access from the lane. Note: This is a 1 ½ storey building pursuant to the Zoning & Development By-law Note: Bldg 1 (principal bldg) addressed 1315 E 33rd Ave retained on site. 1. No A/C unit proposed 2. Schedule B: Md. Shahidul Alam P.Eng (604.653.7475) Structural & Geotechnical 3. HPO: Residential Builder- Metro-City Projects Inc | AMTEK Electric Ltd
PP-2022-00351 | 2022-02-03 | 1315 E 33RD AVENUE #3, Vancouver, BC V5V 3B8 | Plumbing Permit | Residential | New | Completed | Residential - LWH - #3 - This is a new house with 9 Fixtures To construct a 1.5 storey laneway house building with an open parking pad, providing 1 parking space, having vehicular access from the lane. Note: This is a 1 ½ storey building pursuant to the Zoning & Development By-law 1. No A/C unit proposed | AKAL Plumbing & Heating Ltd
PP-2022-00126 | 2022-01-18 | 1315 E 33RD AVENUE #3, Vancouver, BC V5V 3B8 | Plumbing Permit | Residential | New | Completed | Residential - LWH - #3 - sump without pump To construct a 1.5 storey laneway house building with an open parking pad, providing 1 parking space, having vehicular access from the lane. Note: This is a 1 ½ storey building pursuant to the Zoning & Development By-law Note: Bldg 1 (principal bldg) addressed 1315 E 33rd Ave retained on site. 1. No A/C unit proposed | Bhullar Excavating and Demolition
SP-2022-01742 | 2022-10-21 | 6510 HUDSON STREET, Vancouver, BC | Sprinkler Permit | Residential | New | Completed | Residential - LWH - New sprinkler system >DB: To construct a 2 storey laneway house building with an open parking pad, providing 1 parking space, having vehicular access from the lane. This is a 1 ½ storey building pursuant to the Zoning & Development By-law 1. A/C unit proposed in rear yard. The entire building, to be sprinklered to NFPA 13D. | Haven Fire Protection Ltd
EP-2022-09422 | 2022-11-07 | 6510 HUDSON STREET, Vancouver, BC | Electrical Permit | Residential | New | Completed | Installation / Repair - Residential - Alarm/TEL/TV/Data | Summit Digital Systems Ltd
GP-2022-03539 | 2022-11-28 | 6510 HUDSON STREET, Vancouver, BC | Gas Permit | Residential | New | Completed | Residential - LWH - new gas work >DB: To construct a 2 storey laneway house building with an open parking pad, providing 1 parking space, having vehicular access from the lane. This is a 1 ½ storey building pursuant to the Zoning & Development By-law 1. A/C unit proposed in rear yard. The entire building, to be sprinklered to NFPA 13D. | Avion Mechanical Ltd
EP-2022-08128 | 2022-09-27 | 6510 HUDSON STREET, Vancouver, BC | Electrical Permit | Residential | New | Completed | Installation / Repair - Residential - 200 amp main service 125 amp for house 125 amp for lwh To construct a 2 storey laneway house building with an open parking pad, providing 1 parking space, having vehicular access from the lane. This is a 1 ½ storey building pursuant to the Zoning & Development By-law 1. A/C unit proposed in rear yard. 2. Schedule B: Jason hui P.Eng (778.319.3403) Structural & Geotechnical 3. HPO: Brar Empire Homes Ltd. | H.L. ELECTRICAL LTD
PP-2022-03236 | 2022-09-15 | 6510 HUDSON STREET, Vancouver, BC | Plumbing Permit | Residential | New | Completed | Residential - Sump and sanitary connections for new Laneway home | Canstar Excavating & Landscaping Ltd
GP-2023-00805 | 2023-03-07 | 6510 HUDSON STREET, Vancouver, BC | Gas Permit | Residential | New | Completed | Residential - 1 Patio Heater/Fire Pit new gas work >BP: To construct a 2 storey laneway house building with an open parking pad, providing 1 parking space, having vehicular access from the lane. | Avion Mechanical Ltd
EP-2022-05337 | 2022-06-23 | 3372 E 3RD AVENUE #3, Vancouver, BC V5M 1J6 | Electrical Permit | Residential | New | Completed | Installation / Repair - Residential - Complete prewiring and finishing for new Laneway house. Main service-200 amp Main house meter -100 amp Laneway house meter-100 amp >BP: To construct a 2 storey laneway house building ($147,000) and 1 open parking pad, providing a total of 1 parking space, having vehicular access from the 20' Lane. Note: The entire building, INCLUDING THE ATTACHED GARAGE (if applicable), to be sprinklered to NFPA 13D Note: This is a 1 ½ storey building pursuant to the Zoning & Development By-law. 1. Covenant not required with existing house 2. No Strata Titling permitted 3. No A/C Unit proposed 4. Schedule B: (S.F. Xu) P.Eng (778.895.0848) Structural 5. Schedule B: (H.Jian) P.Eng (778.987.7461) Geotechnical 6. HPO: Residential Builder- Norfield Development Ltd | SUNSTONE ELECTRIC LTD
EP-2022-05253 | 2022-06-21 | 3372 E 3RD AVENUE #3, Vancouver, BC V5M 1J6 | Electrical Permit | Residential | New | Completed | Installation / Repair - Residential - LWH - #3 - Pre wire and completion alarm,tv,internet and bell. COMPLETE SECURITY SYSTEM To construct a 2 storey laneway house building and 1 open parking pad, providing a total of 1 parking space, having vehicular access from the 20' Lane. Note: The entire building, INCLUDING THE ATTACHED GARAGE (if applicable), to be sprinklered to NFPA 13D Note: This is a 1 ½ storey building pursuant to the Zoning & Development By-law. 1. Covenant not required with existing house 2. No Strata Titling permitted 3. No A/C Unit proposed | Pioneer Security and Communications Ltd
SP-2022-00997 | 2022-06-20 | 3372 E 3RD AVENUE #3, Vancouver, BC V5M 1J6 | Sprinkler Permit | Residential | New | Completed | Residential - Sprinkler To construct a 2 storey laneway house building and 1 open parking pad, providing a total of 1 parking space, having vehicular access from the 20' Lane. Note: The entire building, INCLUDING THE ATTACHED GARAGE (if applicable), to be sprinklered to NFPA 13D Note: This is a 1 ½ storey building pursuant to the Zoning & Development By-law. 1. Covenant not required with existing house 2. No Strata Titling permitted 3. No A/C Unit proposed 4. Schedule B: (S.F. Xu) P.Eng (778.895.0848) Structural 5. Schedule B: (H.Jian) P.Eng (778.987.7461) Geotechnical 6. HPO: Residential Builder- Norfield Development Ltd | Ghuman Mechanical Ltd
PP-2022-01361 | 2022-04-25 | 3372 E 3RD AVENUE #3, Vancouver, BC V5M 1J6 | Plumbing Permit | Residential | New | Completed | Residential - LWH - #3 - One sump out of the laneway To construct a 2 storey laneway house building and 1 open parking pad, providing a total of 1 parking space, having vehicular access from the 20' Lane. Note: The entire building, INCLUDING THE ATTACHED GARAGE (if applicable), to be sprinklered to NFPA 13D Note: This is a 1 ½ storey building pursuant to the Zoning & Development By-law. 1. Covenant not required with existing house 2. No Strata Titling permitted 3. No A/C Unit proposed | Jewel Mini Excavating Ltd
PP-2022-01717 | 2022-05-19 | 3372 E 3RD AVENUE #3, Vancouver, BC V5M 1J6 | Plumbing Permit | Residential | New | Completed | Residential - Plumbing >BP: To construct a 2 storey laneway house building ($147,000) and 1 open parking pad, providing a total of 1 parking space, having vehicular access from the 20' Lane. Note: The entire building, INCLUDING THE ATTACHED GARAGE (if applicable), to be sprinklered to NFPA 13D Note: This is a 1 ½ storey building pursuant to the Zoning & Development By-law. 1. Covenant not required with existing house 2. No Strata Titling permitted 3. No A/C Unit proposed 4. Schedule B: (S.F. Xu) P.Eng (778.895.0848) Structural 5. Schedule B: (H.Jian) P.Eng (778.987.7461) Geotechnical 6. HPO: Residential Builder- Norfield Development Ltd NOTE: To achieve the required FSR. A floor space exclusion of 3% has been applied to this application as per section 11.24.18 of the district schedule, to accommodate improved building performance. Address Information: Principle Dwelling:#1-3372 E 3rd Av Laneway home: #3-3372 E 3rd Av Address and suite numbers assigned as per approved plans for Fire and Emergency response. The address number is to be posted on the building to be visible from the street and the suite numbers are to be posted at the suite entries in accordance with the Building By-law prior to final inspection. NOTE: Information regarding the principal building on the survey and site plan is for reference only. Any discrepancy between information regarding the principal building on the survey and/or site plan and approved permit drawings for the principal building are neither approved nor authorized under this laneway house permit. *EXISTING HOUSE* Note: Bldg 1 (principal bldg) addressed #1-3372 E 3rd Av retained on site. **THIS PERMIT HAS BEEN ISSUED UNDER THE REQUIREMENTS OF VBBL #12511 (2019) ** | Ghuman Mechanical Ltd
PP-2022-01390 | 2022-04-25 | 766 W 63RD AVENUE #3, Vancouver, BC V6P 2G9 | Plumbing Permit | Residential | New | Completed | Residential - LWH - #3 - Plumbing for laneway house To construct a 2 storey laneway house building with an open parking pad, providing 1 parking space, having vehicular access from the lane. Note: This is a 1 ½ storey building pursuant to the Zoning & Development By-law Note: Bldg 1 (principal bldg) addressed 766 W 63rd Ave retained on site. 1. No A/C unit proposed | ALI & ALI PLUMBING & HEATING LTD
PP-2022-00873 | 2022-03-16 | 766 W 63RD AVENUE #3, Vancouver, BC V6P 2G9 | Plumbing Permit | Residential | New | Issued | Residential - LWH - #3 - sump to install out side To construct a 2 storey laneway house building with an open parking pad, providing 1 parking space, having vehicular access from the lane. Note: This is a 1 ½ storey building pursuant to the Zoning & Development By-law Note: Bldg 1 (principal bldg) addressed 766 W 63rd Ave retained on site. 1. No A/C unit proposed | 4 WAY EXCAVATING & DRAIN TILE LTD.
EP-2022-05644 | 2022-08-16 | 766 W 63RD AVENUE #3, Vancouver, BC V6P 2G9 | Electrical Permit | Residential | New | Completed | Installation / Repair - Residential - Laneway house wiring and finishing as per CE Code. 200 amp consumer's service located at the laneway house. 125 amp service for main house and 125 amp service for laneway house. >BP: To construct a 2 storey laneway house building ($215,225.00) with an open parking pad, providing 1 parking space, having vehicular access from the lane. Note: This is a 1 ½ storey building pursuant to the Zoning & Development By-law Note: Bldg 1 (principal bldg) addressed 766 W 63rd Ave retained on site. 1. No A/C unit proposed 2. Schedule B: Eric Man P.Eng (604-874-3237) Structural & Geotechnical 3. HPO: Residential Builder- Exotic Creationz Ltd. # 34285 BUILDING 1 #1 - 766 W 63rd Av BUILDING 2 #3 - 766 W 63rd Av - 1st & 2nd storey (LWH) Address assigned per the approved plans, Fire and Emergency street access (walkway) to the Laneway house is from the East side. Street access must be provided & maintained at all times and the building address posted to be visible from the street in accordance with the Building By-law prior to Final Inspection ****ALL PROJECT COORINATOR NOTES HAS BEEN ACCEPTED BY THE APPLICANT**** ******THIS PERMIT HAS BEEN ISSUED UNDER THE REQUIREMENTS OF VBBL #12511 (2019)****** >>>>Amend: Aug. 19th -Just want to make change to the Laneway house service 125 amp to 150 amp . Single phase 240 volt. | Quick Electrical Ltd
GP-2022-02041 | 2022-07-11 | 766 W 63RD AVENUE #3, Vancouver, BC V6P 2G9 | Gas Permit | Residential | New | Completed | Residential - Installation of gas appliances in laneway house >BP:To construct a 2 storey laneway house building ($215,225.00) with an open parking pad, providing 1 parking space, having vehicular access from the lane. | Century Twenty One Gas & Heating Co. Ltd
EP-2022-06262 | 2022-07-26 | 766 W 63RD AVENUE #3, Vancouver, BC V6P 2G9 | Electrical Permit | Residential | New | Completed | Installation / Repair - Residential - Prewire and completion of TV cable, telephone, data, doorbell. Security alarm prewire only. >BP: To construct a 2 storey laneway house building ($215,225.00) with an open parking pad, providing 1 parking space, having vehicular access from the lane. Note: This is a 1 ½ storey building pursuant to the Zoning & Development By-law Note: Bldg 1 (principal bldg) addressed 766 W 63rd Ave retained on site. 1. No A/C unit proposed 2. Schedule B: Eric Man P.Eng (604-874-3237) Structural & Geotechnical 3. HPO: Residential Builder- Exotic Creationz Ltd. # 34285 BUILDING 1 #1 - 766 W 63rd Av BUILDING 2 #3 - 766 W 63rd Av - 1st & 2nd storey (LWH) Address assigned per the approved plans, Fire and Emergency street access (walkway) to the Laneway house is from the East side. Street access must be provided & maintained at all times and the building address posted to be visible from the street in accordance with the Building By-law prior to Final Inspection ****ALL PROJECT COORINATOR NOTES HAS BEEN ACCEPTED BY THE APPLICANT**** ******THIS PERMIT HAS BEEN ISSUED UNDER THE REQUIREMENTS OF VBBL #12511 (2019)****** | Santech Communications Ltd
SP-2022-01216 | 2022-07-29 | 766 W 63RD AVENUE #3, Vancouver, BC V6P 2G9 | Sprinkler Permit | Residential | New | Completed | Residential - LWH - #3 - New sprinkler system To construct a 2 storey laneway house building with an open parking pad, providing 1 parking space, having vehicular access from the lane. Note: This is a 1 ½ storey building pursuant to the Zoning & Development By-law Note: Bldg 1 (principal bldg) addressed 766 W 63rd Ave retained on site. 1. No A/C unit proposed | Haven Fire Protection Ltd
PP-2022-03855 | 2022-10-25 | 766 W 63RD AVENUE #3, Vancouver, BC V6P 2G9 | Plumbing Permit | Residential | New | Issued | Residential - LWH - #3 - Sanitary pump sump and connections | Canstar Excavating & Landscaping Ltd
PP-2022-04383 | 2022-12-09 | 555 E 52ND AVENUE #3, Vancouver, BC V5X 1G8 | Plumbing Permit | Residential | New | Completed | Residential - LWH - #3 - 1 out side sump | East West Excavating Ltd
SP-2022-01276 | 2022-08-11 | 555 E 52ND AVENUE #3, Vancouver, BC V5X 1G8 | Sprinkler Permit | Residential | New | Completed | Residential - Sprinkler Heads Installed >To construct a 2 storey laneway house building ($174,750) with 1 open parking pad, providing a total of 1 parking spaces, having vehicular access from the 20' Lane. Note: This is a 1 ½ storey building pursuant to the Zoning & Development By-law. 1. Covenant not required with existing house 2. No Strata Titling permitted 3. No A/C Unit proposed 4. Entire building to be sprinklered 13D 5. Schedule B: (Jason Hui) P.Eng (778.319.3403) Structural 6. Schedule B: (Jason Hui) P.Eng (778.319.3403) Geotechnical 7. HPO: Owner Builder- 103031 NOTE: To achieve the required FSR. A floor space exclusion of 3% has been applied to this application as per section 11.24.18 of the district schedule, to accommodate improved building performance. Address Information: Principle Dwelling: #1-555 E 52nd Av Laneway home: #3-555 E 52nd Av Address and suite numbers assigned as per approved plans for Fire and Emergency response. The address number is to be posted on the building to be visible from the street and the suite numbers are to be posted at the suite entries in accordance with the Building By-law prior to final inspection. NOTE: Information regarding the principal building on the survey and site plan is for reference only. Any discrepancy between information regarding the principal building on the survey and/or site plan and approved permit drawings for the principal building are neither approved nor authorized under this laneway house permit. *EXISTING HOUSE* Note: Bldg 1 (principal bldg) addressed #1-555 E 52nd Av retained on site. **THIS PERMIT HAS BEEN ISSUED UNDER THE REQUIREMENTS OF VBBL #12511 (2019) ** Amend: Feb 17, 2023 Schedule C-B uploaded | RAHELU PLUMBING & HEATING LTD.
EP-2022-05945 | 2022-07-15 | 555 E 52ND AVENUE #3, Vancouver, BC V5X 1G8 | Electrical Permit | Residential | New | Completed | Installation / Repair - Residential - New laneway house electrical and low voltage wiring and finishing. New service 200 amp on duplex meterbase. 150 amp to main house . 125 amp to laneway house. To construct a 2 storey laneway house building with 1 open parking pad, providing a total of 1 parking spaces, having vehicular access from the 20' Lane. Note: This is a 1 ½ storey building pursuant to the Zoning & Development By-law. 1. Covenant not required with existing house 2. No Strata Titling permitted 3. No A/C Unit proposed 4. Entire building to be sprinklered 13D 5. Schedule B: (Jason Hui) P.Eng (778.319.3403) Structural 6. Schedule B: (Jason Hui) P.Eng (778.319.3403) Geotechnical 7. HPO: Owner Builder- 103031 Amend: Feb 21, 2023 Please update in permit - Low voltage wiring is already including in permit. Means telephone cable data and security rough in is already including. | Uppal Electrical Ltd
PP-2022-02164 | 2022-06-21 | 555 E 52ND AVENUE #3, Vancouver, BC V5X 1G8 | Plumbing Permit | Residential | New | Completed | Residential - Plumbing >BP: To construct a 2 storey laneway house building ($174,750) with 1 open parking pad, providing a total of 1 parking spaces, having vehicular access from the 20' Lane. Note: This is a 1 ½ storey building pursuant to the Zoning & Development By-law. 1. Covenant not required with existing house 2. No Strata Titling permitted 3. No A/C Unit proposed 4. Entire building to be sprinklered 13D 5. Schedule B: (Jason Hui) P.Eng (778.319.3403) Structural 6. Schedule B: (Jason Hui) P.Eng (778.319.3403) Geotechnical 7. HPO: Owner Builder- 103031 NOTE: To achieve the required FSR. A floor space exclusion of 3% has been applied to this application as per section 11.24.18 of the district schedule, to accommodate improved building performance. Address Information: Principle Dwelling: #1-555 E 52nd Av Laneway home: #3-555 E 52nd Av Address and suite numbers assigned as per approved plans for Fire and Emergency response. The address number is to be posted on the building to be visible from the street and the suite numbers are to be posted at the suite entries in accordance with the Building By-law prior to final inspection. NOTE: Information regarding the principal building on the survey and site plan is for reference only. Any discrepancy between information regarding the principal building on the survey and/or site plan and approved permit drawings for the principal building are neither approved nor authorized under this laneway house permit. *EXISTING HOUSE* Note: Bldg 1 (principal bldg) addressed #1-555 E 52nd Av retained on site. **THIS PERMIT HAS BEEN ISSUED UNDER THE REQUIREMENTS OF VBBL #12511 (2019) ** | Lally Plumbing & Heating Ltd
GP-2022-01810 | 2022-06-14 | 555 E 52ND AVENUE #3, Vancouver, BC V5X 1G8 | Gas Permit | Residential | New | Completed | Residential - Gas appliance install for: >BP: To construct a 2 storey laneway house building ($174,750) with 1 open parking pad, providing a total of 1 parking spaces, having vehicular access from the 20' Lane. | Lally Plumbing & Heating Ltd
EP-2022-04109 | 2022-05-18 | 2228 GARDEN DRIVE, Vancouver, BC V5N 4X2 | Electrical Permit | Residential | New | Completed | Installation / Repair - Residential - Low voltage & security alarm completion >BP: To construct a 2.5 storey two-family dwelling ($790,250) with a detached accessory building (garage) ($10,000), at the rear providing 2 parking spaces, having vehicular access from the lane. 1. No Strata Titling permitted 2. A/C Unit proposed at rear yard 3. Bar sink located in First floor 4. Schedule B: (Md.Shahidul Alam) P.Eng (604.653.7475) Structural & Geotechnical 6. BC Housing (STM Consultant Ltd.) This is a 2 storey building pursuant to the Zoning and Development By-Law ******THIS PERMIT HAS BEEN ISSUED UNDER THE REQUIREMENTS OF VBBL 2019.****** 2226 Garden Drive - East/Rear, 1st, 2nd & 3rd storey (1FD) 2228 Garden Drive - West/Front, 1st, 2nd & 3rd storey (1FD) Addresses assigned per the approved plans, Fire and Emergency street access (walkway) to the rear/East dwelling unit is on the North side. Street access must be provided & maintained at all times and the building addresses posted to be visible from the street in accordance with the Building By-law prior to Final Inspection. "Combustible projections or roof soffits on an exposing building face shall not project to less than .45m from the property line and shall be in compliance with VBBL 2019 9.10.15.5.(9) The entire building, to be sprinklered to NFPA 13D. | Xon Automation Ltd
SP-2022-00684 | 2022-05-08 | 2228 GARDEN DRIVE, Vancouver, BC V5N 4X2 | Sprinkler Permit | Residential | New | Completed | Residential - NEW HOME To construct a 2.5 storey two-family dwelling with a detached accessory building (garage) , at the rear providing 2 parking spaces, having vehicular access from the lane. 1. No Strata Titling permitted 2. A/C Unit proposed at rear yard 3. Bar sink located in First floor 4. Schedule B: (Md.Shahidul Alam) P.Eng (604.653.7475) Structural & Geotechnical 6. BC Housing (STM Consultant Ltd.) | SBMS Construction Ltd
EP-2022-03376 | 2022-05-12 | 2228 GARDEN DRIVE, Vancouver, BC V5N 4X2 | Electrical Permit | Residential | New | Completed | Installation / Repair - Residential - New Duplex wiring and finishing. 200A Main consumer's service, 125A service for each dwelling unit. >BP: To construct a 2.5 storey two-family dwelling with a detached accessory building (garage) ($10,000), at the rear providing 2 parking spaces, having vehicular access from the lane. 1. No Strata Titling permitted 2. A/C Unit proposed at rear yard 3. Bar sink located in First floor 4. Schedule B: (Md.Shahidul Alam) P.Eng (604.653.7475) Structural & Geotechnical 6. BC Housing (STM Consultant Ltd.) This is a 2 storey building pursuant to the Zoning and Development By-Law ******THIS PERMIT HAS BEEN ISSUED UNDER THE REQUIREMENTS OF VBBL 2019.****** 2226 Garden Drive - East/Rear, 1st, 2nd & 3rd storey (1FD) 2228 Garden Drive - West/Front, 1st, 2nd & 3rd storey (1FD) Addresses assigned per the approved plans, Fire and Emergency street access (walkway) to the rear/East dwelling unit is on the North side. Street access must be provided & maintained at all times and the building addresses posted to be visible from the street in accordance with the Building By-law prior to Final Inspection. "Combustible projections or roof soffits on an exposing building face shall not project to less than .45m from the property line and shall be in compliance with VBBL 2019 9.10.15.5.(9) The entire building, to be sprinklered to NFPA 13D. | C M & Sons Electrical Inc
PP-2022-01044 | 2022-03-29 | 2228 GARDEN DRIVE, Vancouver, BC V5N 4X2 | Plumbing Permit | Residential | New | Completed | Residential - 2FD - REAR/EAST - 2226 GARDEN DR FRONT/WEST - 2228 GARDEN DR New plumbing To construct a 2.5 storey two-family dwelling with a detached accessory building (garage) at the rear providing 2 parking spaces, having vehicular access from the lane. 1. No Strata Titling permitted 2. A/C Unit proposed at rear yard 3. Bar sink located in First floor | UNIVERSAL PLUMBING & HEATING LTD
PP-2023-00127 | 2023-01-13 | 2246 W 20TH AVENUE #3, Vancouver, BC V6L 1G3 | Plumbing Permit | Residential | New | Completed | Residential - This is a laneway house 6 fixtures. >BP: To construct a 2 story laneway house building with an attached garage and 1 open parking pad, providing a total of 3 parking spaces, having vehicular access from the 20' Lane. Note: This is a 1 ½ storey building pursuant to the Zoning & Development By-law. 1. Covenant registered at the Land Title Office under CA9195405 (LWH) 2. No Strata Titling permitted 3. No A/C Unit proposed 4. Schedule B: (Alan Prahalad) P.Eng (604.831.1431) Structural 5. HPO: Residential Builder- Ecolite Homes Ltd | AKAL Plumbing & Heating Ltd
MP-2023-00185 | 2023-02-09 | 2246 W 20TH AVENUE #3, Vancouver, BC V6L 1G3 | Mechanical Permit | NULL | NULL | Completed | NULL | AKAL Plumbing & Heating Ltd
NULL | NULL | 2246 W 20TH AVENUE #3, Vancouver, BC V6L 1G3 | Plumbing Permit | NULL | New | Withdrawn | - This is new house with 2 fixtures | AKAL Plumbing & Heating Ltd
GP-2023-01159 | 2023-04-06 | 2246 W 20TH AVENUE #3, Vancouver, BC V6L 1G3 | Gas Permit | Residential | New | Completed | Residential - 1 Range & 1 Boiler >BP: To construct a 2 storey laneway house building | AKAL Plumbing & Heating Ltd
EP-2023-03192 | 2023-04-17 | 2246 W 20TH AVENUE #3, Vancouver, BC V6L 1G3 | Electrical Permit | Residential | New | Completed | Installation / Repair - Residential - Low Voltage: Security system, doorbell, data, TV, telephone. >BP: To construct a 2 storey laneway house building ($231,682.50) with an attached garage and 1 open parking pad, providing a total of 3 parking spaces, having vehicular access from the 20' Lane. | Ads Security Systems Ltd
SP-2023-00765 | 2023-05-03 | 2246 W 20TH AVENUE #3, Vancouver, BC V6L 1G3 | Sprinkler Permit | Residential | New | Issued | Residential - LWH - #3 - Install sprinklers in LWH The entire building, INCLUDING THE ATTACHED GARAGE (if applicable), to be sprinklered to NFPA 13R >DB: To construct a 2 storey laneway house building with an attached garage and 1 open parking pad, providing a total of 3 parking spaces, having vehicular access from the 20' Lane. Note: This is a 1 ½ storey building pursuant to the Zoning & Development By-law. 1. Covenant registered at the Land Title Office under CA9195405 (LWH) 2. No Strata Titling permitted 3. No A/C Unit proposed | Gold Key Fire Protection Ltd
PP-2022-01244 | 2022-04-12 | 2691 KITCHENER STREET, Vancouver, BC V5K 3C9 | Plumbing Permit | Residential | New | Completed | Residential - 2FD - FRONT UNIT - 2689 KITCHENER ST BACK UNIT - 2691 KITCHENER ST ROUGH / TUB SHOWER/ FINAL PLUMBING To construct a 2.5 storey two-family dwelling with a detached accessory building (2 car garage) providing 2 parking spaces, having vehicular access from the lane. 1. A/C proposed – Exterior component located in front yard and rear yard, Interior component located in second floor closet | SIGMA PLUMBING & HEATING INC.
PP-2022-01644 | 2022-06-02 | 3390 MAYFAIR AVENUE, Vancouver, BC | Plumbing Permit | Residential | New | Completed | Residential - 1 outside sump | East West Excavating 2022 ltd
NULL | NULL | 3390 MAYFAIR AVENUE, Vancouver, BC | Plumbing Permit | Residential | New | Draft | Residential - One outside sump | East West Excavating 2022 ltd
PP-2022-02186 | 2022-06-21 | 3390 MAYFAIR AVENUE, Vancouver, BC | Plumbing Permit | Residential | New | Completed | Residential - Plumbing for new Laneway house To construct a 1.5 storey laneway house building with an attached garage ( OR with an open parking pad) providing 1 parking space having vehicular access from the lane. The entire building, INCLUDING THE ATTACHED GARAGE (if applicable), to be sprinklered to NFPA 13D. NOTE: To achieve the required FSR a floor space exclusion of 3% has been applied to this application as per section 11.17.24(d) of the district schedule, to accommodate improved building performance. 1. No Strata Titling permitted 2. No A/C unit proposed 3. Rev #1 Schedule B Structural P.Eng. Jason Hui 778-319-3403 4. BC Housing: 44334 | Rain Coast Plumbing & Heating Ltd
SP-2022-01239 | 2022-08-04 | 3390 MAYFAIR AVENUE, Vancouver, BC | Sprinkler Permit | Residential | New | Completed | Residential - LWH - new sprinkler system To construct a 1.5 storey laneway house building with an attached garage ( OR with an open parking pad) providing 1 parking space having vehicular access from the lane. The entire building, INCLUDING THE ATTACHED GARAGE (if applicable), to be sprinklered to NFPA 13D. 1. No Strata Titling permitted 2. No A/C unit proposed | Haven Fire Protection Ltd
GP-2022-02816 | 2022-09-21 | 3390 MAYFAIR AVENUE, Vancouver, BC | Gas Permit | Residential | New | Completed | Residential - Install boiler and gas range >BP: To construct a 1.5 storey laneway house building ($213,167.50) with an attached garage ( OR with an open parking pad) providing 1 parking space having vehicular access from the lane. | JOT MECHANICAL LTD
EP-2022-06904 | 2022-08-17 | 3390 MAYFAIR AVENUE, Vancouver, BC | Electrical Permit | Residential | New | Completed | Installation / Repair - Residential - To pre-wire and Install Security Alarm, TV/DATA/TEL cables. >BP: To construct a 1.5 storey laneway house building ($213,167.50) with an attached garage ( OR with an open parking pad) providing 1 parking space having vehicular access from the lane. The entire building, INCLUDING THE ATTACHED GARAGE (if applicable), to be sprinklered to NFPA 13D. NOTE: To achieve the required FSR a floor space exclusion of 3% has been applied to this application as per section 11.17.24(d) of the district schedule, to accommodate improved building performance. 1. No Strata Titling permitted 2. No A/C unit proposed 3. Rev #1 Schedule B Structural P.Eng. Jason Hui 778-319-3403 4. BC Housing: 44334 Note: Parking for the site has been provided under DB (construction of LWH) Note: This is a 1 1/2 storey building pursuant to the Zoning & Development By-law ******THIS PERMIT HAS BEEN ISSUED UNDER THE REQUIREMENTS OF VBBL 2019****** "Combustible projections or roof soffits on an exposing building face shall not project to less than .45m from the property line and shall be in compliance with VBBL 2019 9.10.15.5.(9)" Any alterations or conversions to the attached garage (if applicable) to habitable living space shall not be permitted without first obtaining the approval of the Director of Planning and the Chief Building Official. Thermal protection measures and Laneway house design guidelines shall be required to be met prior to the approval of the conversion. See DB-2021-02973 for Bldg 1 on site (principal bldg) addressed #1-3391 W 39th Av - One Family Dwelling (1st & 2nd floor, south portion of basement) | Yao Rong Xu
EP-2022-06919 | 2022-08-22 | 3390 MAYFAIR AVENUE, Vancouver, BC | Electrical Permit | Residential | New | Completed | Installation / Repair - Residential - wiring new laneway house >BP: To construct a 1.5 storey laneway house building ($213,167.50) with an attached garage ( OR with an open parking pad) providing 1 parking space having vehicular access from the lane. The entire building, INCLUDING THE ATTACHED GARAGE (if applicable), to be sprinklered to NFPA 13D. NOTE: To achieve the required FSR a floor space exclusion of 3% has been applied to this application as per section 11.17.24(d) of the district schedule, to accommodate improved building performance. 1. No Strata Titling permitted 2. No A/C unit proposed 3. Rev #1 Schedule B Structural P.Eng. Jason Hui 778-319-3403 4. BC Housing: 44334 ** Amend 11/21/2022** new load calculations have been uploaded | Big Forest Electric Ltd
SP-2022-00299 | 2022-03-08 | 8007 ELLIOTT STREET #3, Vancouver, BC V5S 2P3 | Sprinkler Permit | Residential | New | Completed | Residential - Install sprinklers in lwh To construct a 2 storey laneway house building with an attached garage and 1 open parking pad, providing a total of 2 parking spaces, having vehicular access from the lane. Note: The entire building, INCLUDING THE ATTACHED GARAGE to be sprinklered to NFPA 13R. Note: This is a 1 ½ storey building pursuant to the Zoning & Development By-law 1. Covenant registered at the Land Title Office under CA9175883 2. No Strata Titling permitted 3. No A/C unit proposed 4. Schedule B: ALAN PRAHALAD - 604-831-1431 Structural & Geotechnical 5. HPO: Residential Builder - Grand Van Homes Inc. | Gold Key Fire Protection Ltd
PP-2022-00272 | 2022-01-28 | 8007 ELLIOTT STREET #3, Vancouver, BC V5S 2P3 | Plumbing Permit | Residential | New | Completed | Residential - LWH - #3 - This is a new laneway house with 9 fixtures To construct a 2 storey laneway house building with an attached garage and 1 open parking pad, providing a total of 2 parking spaces, having vehicular access from the lane. Note: The entire building, INCLUDING THE ATTACHED GARAGE to be sprinklered to NFPA 13R. Note: This is a 1 ½ storey building pursuant to the Zoning & Development By-law 1. Covenant registered at the Land Title Office under CA9175883 2. No Strata Titling permitted 3. No A/C unit proposed | AKAL Plumbing & Heating Ltd
EP-2022-01116 | 2022-02-23 | 8007 ELLIOTT STREET #3, Vancouver, BC V5S 2P3 | Electrical Permit | Residential | New | Completed | Installation / Repair - Residential - tv,telephone,alarm prewire and complete >BP: To construct a 2 storey laneway house building ($225,000.00) with an attached garage and 1 open parking pad, providing a total of 2 parking spaces, having vehicular access from the lane. Note: The entire building, INCLUDING THE ATTACHED GARAGE to be sprinklered to NFPA 13R. Note: This is a 1 ½ storey building pursuant to the Zoning & Development By-law 1. Covenant registered at the Land Title Office under CA9175883 2. No Strata Titling permitted 3. No A/C unit proposed 4. Schedule B: ALAN PRAHALAD - 604-831-1431 Structural & Geotechnical 5. HPO: Residential Builder - Grand Van Homes Inc. Address number assigned as per approved plans for Fire and Emergency response. The address number is to be posted and to the building and to be visible from the street in accordance with the Building By-law prior to final inspection. ******THIS PERMIT HAS BEEN ISSUED UNDER THE REQUIREMENTS OF VBBL #12511 (2019)****** | Tvisha Technologies Ltd
SP-2022-01425 | 2022-09-06 | 3187 E 5TH AVENUE, Vancouver, BC V5M 1P2 | Sprinkler Permit | Residential | New | Completed | Residential - 2FD - FRONT - 3187 E 5H AV BACK - 3189 E 5TH AV DUPLEX WITH NEW SPRINKLERS To construct a two-storey two-family dwelling with a detached accessory building (double car garage) at the rear providing total of 3 parking spaces, having vehicular access from the lane. Note: This is a 2 storey building pursuant to the Zoning and Development By-Law 1. A/C units proposed in the rear yard | BC Fire Sprinklers Ltd
EP-2022-07287 | 2022-08-31 | 3187 E 5TH AVENUE, Vancouver, BC V5M 1P2 | Electrical Permit | Residential | New | Completed | Installation / Repair - Residential - duplex wiring. and new 200a service >BP: To construct a two-storey two-family dwelling ($733,333) with a detached accessory building (double car garage) at the rear providing total of 3 parking spaces, having vehicular access from the lane. Note: This is a 2 storey building pursuant to the Zoning and Development By-Law 1. A/C units proposed in the rear yard 2. Schedule B: YATENDRA KUMAR SHARMA, P.Eng. (778-863-7076) Structural & Geotechnical 3. HPO: Residential Builder - Lat49 Builders Inc. 604-356-4449 ******THIS PERMIT HAS BEEN ISSUED UNDER THE REQUIREMENTS OF VBBL #12511 (2019)****** | WE WIRE IT ELECTRIC LTD
GP-2022-02704 | 2022-09-09 | 3187 E 5TH AVENUE, Vancouver, BC V5M 1P2 | Gas Permit | Residential | New | Completed | Residential - Gas Piping (2 Range & 2 Boiler) for: >BP: To construct a two-storey two-family dwelling ($733,333) with a detached accessory building (double car garage) at the rear providing total of 3 parking spaces, having vehicular access from the lane. | Karan Plumbing & Heating Ltd
EP-2022-07645 | 2022-09-13 | 3187 E 5TH AVENUE, Vancouver, BC V5M 1P2 | Electrical Permit | Residential | New | Completed | Installation / Repair - Residential - ( Low Voltage)Complete Security Alarm System, Tel, Data, Tv, Vacuum Speakers, Cameras, Pre Wire And Complete Site Contact Vik 604-356-4449 >BP: To construct a two-storey two-family dwelling ($733,333) with a detached accessory building (double car garage) at the rear providing total of 3 parking spaces, having vehicular access from the lane. | Ads Security Systems Ltd
PP-2022-02554 | 2022-07-21 | 3187 E 5TH AVENUE, Vancouver, BC V5M 1P2 | Plumbing Permit | Residential | New | Completed | Residential - Plumbing of a New Duplex House | Karan Plumbing & Heating Ltd
EP-2023-00375 | 2023-01-24 | 2936 E 2ND AVENUE #3, Vancouver, BC V5M 1E5 | Electrical Permit | Residential | New | Completed | Installation / Repair - Residential - ¦ LWH#3/ 2 SEPARATE SERVICES ¦1FD + 1SS: 200A ¦ LWH: 125A ¦ Complete rough wiring and finishing *Permit Amendment Jul 06, 2023 2 SEPARATE SERVICES ¦1FD + 1SS: 200A ¦ LWH: 125A >BP: To construct a 2 storey laneway house building ($500,000) with an attached garage and an open parking pad, providing 2 parking space, having vehicular access from the lane. Note: This is a 1 ½ storey building pursuant to the Zoning & Development By-law The entire building, INCLUDING THE ATTACHED GARAGE (if applicable), to be sprinklered to NFPA 13R 1. Covenant registered at the Land Title Office under CA9518868 2. No Strata Titling permitted 3. Schedule B: Shamsul Alam Shikder P.Eng (604.255.3940) Structural & Geotechnical 4. HPO: Residential Builder - TVK Construction Ltd ******THIS PERMIT HAS BEEN ISSUED UNDER THE REQUIREMENTS OF VBBL #12511 (2019)****** Amend: Jan 25, 2023 New load calculation corrections *Apr 24, 2023 Permit Amendment: Amendment for service 400 amp service over head becouse owner want to stove in the besment and a/ c now 8kw *May 02, 2023 Permit Amendment: Amendment request for main service And feeder size , Main house 125 amp service =2/0 AWG AL BESMENT 100 amps service =#1 AWG AL LANEWAY HOUSE 125 amps service =2/0 AWG TOTAL MAIN SERVICE 400 amps WIITH TRIPLEX METER BOX | Moon Star Electrical Ltd
SP-2023-00637 | 2023-04-13 | 2936 E 2ND AVENUE #3, Vancouver, BC V5M 1E5 | Sprinkler Permit | Residential | New | Completed | Residential - LWH WITH NEW SPRINKLERS >BP: To construct a 2 storey laneway house building ($500,000) with an attached garage and an open parking pad, providing 2 parking space, having vehicular access from the lane. Note: This is a 1 ½ storey building pursuant to the Zoning & Development By-law The entire building, INCLUDING THE ATTACHED GARAGE (if applicable), to be sprinklered to NFPA 13R 1. Covenant registered at the Land Title Office under CA9518868 2. No Strata Titling permitted 3. Schedule B: Shamsul Alam Shikder P.Eng (604.255.3940) Structural & Geotechnical 4. HPO: Residential Builder - TVK Construction Ltd | BC Fire Sprinklers Ltd
EP-2023-03107 | 2023-04-11 | 2936 E 2ND AVENUE #3, Vancouver, BC V5M 1E5 | Electrical Permit | Residential | New | Completed | Installation / Repair - Residential - To pre-wire and install security alarm, and TV/DATA/TEL cables >BP: To construct a 2 storey laneway house building ($500,000) with an attached garage and an open parking pad, providing 2 parking space, having vehicular access from the lane. Note: This is a 1 ½ storey building pursuant to the Zoning & Development By-law The entire building, INCLUDING THE ATTACHED GARAGE (if applicable), to be sprinklered to NFPA 13R 1. Covenant registered at the Land Title Office under CA9518868 2. No Strata Titling permitted 3. Schedule B: Shamsul Alam Shikder P.Eng (604.255.3940) Structural & Geotechnical 4. HPO: Residential Builder - TVK Construction Ltd ******THIS PERMIT HAS BEEN ISSUED UNDER THE REQUIREMENTS OF VBBL #12511 (2019)****** | Yao Rong Xu
PP-2023-00594 | 2023-02-21 | 2936 E 2ND AVENUE #3, Vancouver, BC V5M 1E5 | Plumbing Permit | Residential | New | Completed | Residential - Plumbing of a Laneway House >BP: To construct a 2 storey laneway house building with an attached garage and an open parking pad, providing 2 parking space, having vehicular access from the lane. Note: This is a 1 ½ storey building pursuant to the Zoning & Development By-law The entire building, INCLUDING THE ATTACHED GARAGE (if applicable), to be sprinklered to NFPA 13R 1. Covenant registered at the Land Title Office under CA9518868 2. No Strata Titling permitted 3. Schedule B: Shamsul Alam Shikder P.Eng (604.255.3940) Structural & Geotechnical 4. HPO: Residential Builder - TVK Construction Ltd | Karan Plumbing & Heating Ltd
EP-2022-06031 | 2022-07-20 | 6262 BATTISON STREET #3, Vancouver, BC V5S 3M8 | Electrical Permit | Residential | New | Completed | Installation / Repair - Residential - Low voltage, main run from the main house | Secure Pro Systems Ltd
EP-2022-07782 | 2022-09-20 | 6262 BATTISON STREET #3, Vancouver, BC V5S 3M8 | Electrical Permit | Residential | New | Completed | Installation / Repair - Residential - Rough wiring service and finishing >BP: To construct a 2 storey laneway house building ($187,090) with an open parking pad, providing 1 parking space, having vehicular access from the lane. Note: This is a 1 ½ storey building pursuant to the Zoning & Development By-law 1. Covenant to be registered at the Land Title Office prior to sheathing inspection. 2. No Strata Titling permitted 3. No A/C unit proposed 4. Schedule B: YATENDRA KUMAR SHARMA, P.Eng. (778-863-7076) Structural & Geotechnical 5. HPO: Residential Builder - Emkor Construction Ltd. | Flash Electric Ltd.
SP-2022-01429 | 2022-09-14 | 6262 BATTISON STREET #3, Vancouver, BC V5S 3M8 | Sprinkler Permit | Residential | New | Completed | Residential - LWH WITH NEW SPRINKLERS >To construct a 2 storey laneway house building ($187,090) with an open parking pad, providing 1 parking space, having vehicular access from the lane. Note: This is a 1 ½ storey building pursuant to the Zoning & Development By-law 1. Covenant to be registered at the Land Title Office prior to sheathing inspection. 2. No Strata Titling permitted 3. No A/C unit proposed 4. Schedule B: YATENDRA KUMAR SHARMA, P.Eng. (778-863-7076) Structural & Geotechnical 5. HPO: Residential Builder - Emkor Construction Ltd. Addressing Note: BUILDING 2 #3-6262 Battison St - Laneway House (1.5 storey) Address and suite number assigned as per approved plans for Fire and Emergency response. The address number is to be posted to the building to be visible from the street and the suite number is to be posted at the suite entry in accordance with the Building By-law prior to final inspection. ******THIS PERMIT HAS BEEN ISSUED UNDER THE REQUIREMENTS OF VBBL #12511 (2019)****** | BC Fire Sprinklers Ltd
PP-2022-01574 | 2022-05-06 | 6262 BATTISON STREET #3, Vancouver, BC V5S 3M8 | Plumbing Permit | Residential | New | Completed | Residential - New Plumbing for: >To construct a 2 storey laneway house building ($187,090) with an open parking pad, providing 1 parking space, having vehicular access from the lane. | AKAL Plumbing & Heating Ltd
PP-2022-01394 | 2022-04-25 | 604 E 28TH AVENUE #3, Vancouver, BC V5V 2N5 | Plumbing Permit | Residential | New | Completed | Residential - Plumbing of a Laneway house Exterior alterations to this existing One Family Dwelling (principle dwelling building) on this inside with lane site. Scope to Include: Removing a portion of the existing rear deck to achieve min. 16.08' separation between principal dwelling and the new laneway house. | Karan Plumbing & Heating Ltd
SP-2022-01426 | 2022-09-06 | 604 E 28TH AVENUE #3, Vancouver, BC V5V 2N5 | Sprinkler Permit | Residential | New | Completed | Residential - LWH - #3 - WITH NEW SPRINKLERS To construct a 2 storey laneway house building with 1 on grade parking space, having vehicular access from the lane. The entire building is to be sprinklered to NFPA 13D. NOTE: To achieve the required FSR a floor space exclusion of 3% has been applied to this application as per section 11.17.24(d) of the district schedule, to accommodate improved building performance. 1. No A/C unit proposed | BC Fire Sprinklers Ltd
EP-2022-06860 | 2022-08-17 | 604 E 28TH AVENUE #3, Vancouver, BC V5V 2N5 | Electrical Permit | Residential | New | Completed | Installation / Repair - Residential - security,tel,data,tv,chime wiring & completion camera wiring only >BP: To construct a 2 storey laneway house building ($174,500.00) with 1 on grade parking space, having vehicular access from the lane. The entire building is to be sprinklered to NFPA 13D. NOTE: To achieve the required FSR a floor space exclusion of 3% has been applied to this application as per section 11.17.24(d) of the district schedule, to accommodate improved building performance. 1. No A/C unit proposed 2. Schedule B: Jason Hui P.Eng (778-319-3403) Structural & Geotechnical 3. BC Housing: MHR Homes Ltd. Note: This is a 1 1/2 storey building pursuant to the Zoning & Development By-law ******THIS PERMIT HAS BEEN ISSUED UNDER THE REQUIREMENTS OF VBBL 2019****** BUILDING 2 #3-604 E 28th Av - Laneway House As a result of the addition of the laneway house, the existing principal dwelling and secondary suite are to be assigned suite numbers. The site is now as follows: #1-604 E 28th Av - Principal Dwelling #2-604 E 28th Av - Secondary Suite #3-604 E 28th Av - Laneway House Address and suite numbers assigned as per approved plans for Fire and Emergency response. The address number is to be posted to the building to be visible from the street and the suite numbers are to be posted at the suite entries in accordance with the Building By-law prior to final inspection. | Repel Security Systems Ltd
EP-2022-06867 | 2022-08-16 | 604 E 28TH AVENUE #3, Vancouver, BC V5V 2N5 | Electrical Permit | Residential | New | Completed | Installation / Repair - Residential - LWH - #3 - Complete prewiring and finishing of new Laneway house. Main consumer's service-200 amp House service -150 amp Laneway sevice-100 amp DB: To construct a 2 storey laneway house building with 1 on grade parking space, having vehicular access from the lane. The entire building is to be sprinklered to NFPA 13D. NOTE: To achieve the required FSR a floor space exclusion of 3% has been applied to this application as per section 11.17.24(d) of the district schedule, to accommodate improved building performance. 1. No A/C unit proposed | SUNSTONE ELECTRIC LTD
PP-2022-02145 | 2022-06-20 | 604 E 28TH AVENUE #3, Vancouver, BC V5V 2N5 | Plumbing Permit | Residential | New | Completed | Residential - Plumbing of a Laneway House 1.0 LWH To construct a 2 storey laneway house building with 1 on grade parking space, having vehicular access from the lane. 1. No A/C unit proposed 2. Schedule B: Jason Hui P.Eng (778-319-3403) Structural & Geotechnical 3. BC Housing: MHR Homes Ltd. | Karan Plumbing & Heating Ltd
PP-2022-02308 | 2022-06-30 | 604 E 28TH AVENUE #3, Vancouver, BC V5V 2N5 | Plumbing Permit | Residential | New | Issued | Residential - SUMP NO PUMP | Bhullar Excavating and Demolition
SP-2023-01293 | 2023-07-20 | 2848 E 45TH AVENUE, Vancouver, BC V5R 3C4 | Sprinkler Permit | Residential | New | Issued | Residential - 2FD+2LO - WEST - 2848 E 45TH AV - #1 & #2 EAST - 2850 E 45TH AV - #1 & #2 New sprinkler system >DB: To construct a two-storey two-family dwelling with two Lock off units located in the basement, with a detached accessory building (garage) at the rear providing 2 parking spaces, having vehicular access from the lane. Note: This is a 2 storey building pursuant to the Zoning and Development By-Law 1. A/C units proposed in rear yard 2. Bar sinks proposed in main floor ******THIS PERMIT HAS BEEN ISSUED UNDER THE REQUIREMENTS OF VBBL #12511 (2019)****** The entire building, to be sprinklered to 2 x NFPA 13D. | Haven Fire Protection Ltd
MP-2023-01217 | 2023-07-04 | 2848 E 45TH AVENUE, Vancouver, BC V5R 3C4 | Mechanical Permit | NULL | NULL | Issued | NULL | Bluewater Mechanical Ltd
GP-2023-02510 | 2023-08-29 | 2848 E 45TH AVENUE, Vancouver, BC V5R 3C4 | Gas Permit | Residential | New | Issued | Residential - 2 Boilers & 2 Ranges >BP: To construct a two-storey two-family dwelling with two Lock off units located in the basement | Bluewater Mechanical Ltd
EP-2023-07812 | 2023-08-29 | 2848 E 45TH AVENUE, Vancouver, BC V5R 3C4 | Electrical Permit | Residential | New | Issued | Installation / Repair - Residential - Installationof Security Alarm, Cable, Telephone, Data, Doorbell. >BP: To construct a two-storey two-family dwelling with two Lock off units located in the basement, with a detached accessory building (garage) at the rear providing 2 parking spaces, having vehicular access from the lane. Note: This is a 2 storey building pursuant to the Zoning and Development By-Law 1. A/C units proposed in rear yard 2. Bar sinks proposed in main floor 3. Schedule B: Md Shahidul Alam (604.653.7475) Structural 4. Schedule B: Zhao Guan, P. Eng. (778.868.5635) Geotechnical 5. HPO: S Line Construction Ltd ******THIS PERMIT HAS BEEN ISSUED UNDER THE REQUIREMENTS OF VBBL #12511 (2019)****** Combustible projections or roof soffits on an exposing building face shall not project to less than .45m from the property line and shall be in compliance with VBBL 2019 9.10.15.5.(9) The entire building, to be sprinklered to 2 x NFPA 13D. | Cititech Security & Sound Inc.
PP-2022-00086 | 2022-01-13 | 3557 DUNDAS STREET #3, Vancouver, BC V5K 1S2 | Plumbing Permit | Residential | New | Completed | Residential - Rough in plumbing and finishing of new laneway home To construct a 2 storey laneway house building with an open parking pad providing 1 parking space having vehicular access from the lane. This is a 1 1/2 storey building pursuant to the Zoning & Development By-law 1. No A/C unit proposed 2. No bar sink proposed 3. Structural schedule B: O. Wegner 4. Geotechnical schedule B: P.K.L. Fong, P.Eng. 5. HPO: Smallworks Studios and Laneway Housing Inc. | SKYREACH PLUMBING & HEATING LTD
GP-2022-00096 | 2022-01-13 | 3557 DUNDAS STREET #3, Vancouver, BC V5K 1S2 | Gas Permit | Residential | New | Completed | Residential - Rough in of new gas fixtures in a new laneway home To construct a 2 storey laneway house building with an open parking pad providing 1 parking space having vehicular access from the lane. This is a 1 1/2 storey building pursuant to the Zoning & Development By-law 1. No A/C unit proposed 2. No bar sink proposed 3. Structural schedule B: O. Wegner 4. Geotechnical schedule B: P.K.L. Fong, P.Eng. 5. HPO: Smallworks Studios and Laneway Housing Inc. | SKYREACH PLUMBING & HEATING LTD
EP-2022-02006 | 2022-03-14 | 3557 DUNDAS STREET #3, Vancouver, BC V5K 1S2 | Electrical Permit | Residential | New | Completed | Installation / Repair - Residential - Extra Low Voltage Alarm Prewire Only, Cat-5 Data, RG-6 Cable TV, Cat-5 Telephone, Speaker Wire Including all cover plates >BP: To construct a 2 storey laneway house building ($224,500.00) with an open parking pad providing 1 parking space having vehicular access from the lane. This is a 1 1/2 storey building pursuant to the Zoning & Development By-law 1. No A/C unit proposed 2. No bar sink proposed 3. Structural schedule B: O. Wegner 4. Geotechnical schedule B: P.K.L. Fong, P.Eng. 5. HPO: Smallworks Studios and Laneway Housing Inc. "Combustible projections or roof soffits on an exposing building face shall not project to less than .45m from the property line and shall be in compliance with VBBL 2019 9.10.15.5.(11)" Any alterations or conversions to the attached garage (if applicable) to habitable living space shall not be permitted without first obtaining the approval of the Director of Planning and the Chief Building Official. Thermal protection measures and Laneway house design guidelines shall be required to be met prior to the approval of the conversion. Note: Bldg 1 addressed #1-3557 Dundas St - Principal Dwelling retained on site. ******THIS PERMIT HAS BEEN ISSUED UNDER THE REQUIREMENTS OF VBBL 2019****** | Infra-Tech Enterprises Ltd
SP-2022-00350 | 2022-03-11 | 3557 DUNDAS STREET #3, Vancouver, BC V5K 1S2 | Sprinkler Permit | Residential | New | Completed | Residential - Complete install off a new sprinkler system in a new laneway home To construct a 2 storey laneway house building with an open parking pad providing 1 parking space having vehicular access from the lane. This is a 1 1/2 storey building pursuant to the Zoning & Development By-law 1. No A/C unit proposed 2. No bar sink proposed 3. Structural schedule B: O. Wegner 4. Geotechnical schedule B: P.K.L. Fong, P.Eng. 5. HPO: Smallworks Studios and Laneway Housing Inc. | SKYREACH PLUMBING & HEATING LTD
PP-2022-01082 | 2022-03-31 | 3286 VENABLES STREET #3, Vancouver, BC V5K 2S6 | Plumbing Permit | Residential | New | Completed | Residential - LWH - #3 - Sump and sanitary connections for new Laneway To construct a 2 storey laneway house building with an open parking pad, providing 1 parking space, having vehicular access from the lane. Note: This is a 1 ½ storey building pursuant to the Zoning & Development By-law 1. No Strata Titling permitted 2. No A/C unit proposed | Canstar Excavating & Landscaping Ltd
PP-2022-01379 | 2022-04-25 | 3286 VENABLES STREET #3, Vancouver, BC V5K 2S6 | Plumbing Permit | Residential | New | Completed | Residential - New Plumbing in LH To construct a 2 storey laneway house building with an open parking pad, providing 1 parking space, having vehicular access from the lane. Note: This is a 1 ½ storey building pursuant to the Zoning & Development By-law 1. No Strata Titling permitted 2. No A/C unit proposed 3. Schedule B: Yatendra Kumar Sharma P.Eng (778.863.7076) Structural & Geotechnical 4. HPO: Residential Builder- Richtown Construction Ltd. | Avion Mechanical Ltd
EP-2022-03811 | 2022-05-10 | 3286 VENABLES STREET #3, Vancouver, BC V5K 2S6 | Electrical Permit | Residential | New | Completed | Installation / Repair - Residential - LWH - #3 - Wiring new LWH. Main Consumer's service: 200A; main house: 125A; LWH: 100A. To construct a 2 storey laneway house building with an open parking pad, providing 1 parking space, having vehicular access from the lane. Note: This is a 1 ½ storey building pursuant to the Zoning & Development By-law 1. No Strata Titling permitted 2. No A/C unit proposed | Powerful Electric Ltd
EP-2022-03881 | 2022-05-11 | 3286 VENABLES STREET #3, Vancouver, BC V5K 2S6 | Electrical Permit | Residential | New | Completed | Installation / Repair - Residential - Extra low voltage >BP: To construct a 2 storey laneway house building ($144,750.00) with an open parking pad, providing 1 parking space, having vehicular access from the lane. Note: This is a 1 ½ storey building pursuant to the Zoning & Development By-law 1. No Strata Titling permitted 2. No A/C unit proposed 3. Schedule B: Yatendra Kumar Sharma P.Eng (778.863.7076) Structural & Geotechnical 4. HPO: Residential Builder- Richtown Construction Ltd. Address and suite number assigned as per approved plans for Fire and Emergency response. The address number is to be posted to the building to be visible from the street and the suite number is to be posted at the suite entry in accordance with the Building By-law prior to final inspection. ******THIS PERMIT HAS BEEN ISSUED UNDER THE REQUIREMENTS OF VBBL #12511 (2019)****** | AJ INTEGRATED SERVICES LTD
SP-2022-00772 | 2022-05-17 | 3286 VENABLES STREET #3, Vancouver, BC V5K 2S6 | Sprinkler Permit | Residential | New | Completed | Residential - New sprinkler system To construct a 2 storey laneway house building with an open parking pad, providing 1 parking space, having vehicular access from the lane. Note: This is a 1 ½ storey building pursuant to the Zoning & Development By-law 1. No Strata Titling permitted 2. No A/C unit proposed 3. Schedule B: Yatendra Kumar Sharma P.Eng (778.863.7076) Structural & Geotechnical 4. HPO: Residential Builder- Richtown Construction Ltd. | Haven Fire Protection Ltd
EP-2022-02005 | 2022-03-14 | 435 E 61ST AVENUE #3, Vancouver, BC V5X 2B7 | Electrical Permit | Residential | New | Completed | Installation / Repair - Residential - Pre wire and complete alarm,Telus,tv,internet and doobell >BP: To construct a 2 storey laneway house building ($185,837.50) with 1 open parking pad providing a total of 1 parking spaces, having vehicular access from the 20' Lane. Note: This is a 1 ½ storey building pursuant to the Zoning & Development By-law. 1. Covenant not required with existing house 2. No Strata Titling permitted 3. No A/C Unit proposed 4. Schedule B: (Makhan S. Dhillon) P.Eng (604.537.6271) Structural 5. Schedule B: (Makhan S. Dhillon) P.Eng (604.537.6271) Geotechnical 6. HPO: Residential Builder- Vancouver-Lower Mainland Construction Ltd. NOTE: To achieve the required FSR. A floor space exclusion of 3% has been applied to this application as per section 11.24.18 of the district schedule, to accommodate improved building performance. Address Information: Principle Dwelling: #1-435 E 61st Ave Laneway home: #3-435 E 61st Ave Address and suite number assigned as per approved plans for Fire and Emergency response. The address number is to be posted to the building to be visible from the street and the suite number is to be posted at the suite entry in accordance with the Building By-law prior to final inspection. NOTE: Information regarding the principal building on the survey and site plan is for reference only. Any discrepancy between information regarding the principal building on the survey and/or site plan and approved permit drawings for the principal building are neither approved nor authorized under this laneway house permit. *EXISTING HOUSE* Note: Bldg 1 (principal bldg) addressed #1-435 E 61st Ave retained on site. **THIS PERMIT HAS BEEN ISSUED UNDER THE REQUIREMENTS OF VBBL #12511 (2019) ** | Pioneer Security and Communications Ltd
SP-2022-00397 | 2022-03-21 | 435 E 61ST AVENUE #3, Vancouver, BC V5X 2B7 | Sprinkler Permit | Residential | New | Completed | Residential - LWH WITH NEW SPRINKLERS To construct a 2 storey laneway house building with 1 open parking pad providing a total of 1 parking spaces, having vehicular access from the 20' Lane. Note: This is a 1 ½ storey building pursuant to the Zoning & Development By-law. 1. Covenant not required with existing house 2. No Strata Titling permitted 3. No A/C Unit proposed 4. Schedule B: (Makhan S. Dhillon) P.Eng (604.537.6271) Structural 5. Schedule B: (Makhan S. Dhillon) P.Eng (604.537.6271) Geotechnical 6. HPO: Residential Builder- Vancouver-Lower Mainland Construction Ltd. | BC Fire Sprinklers Ltd
EP-2022-00569 | 2022-02-14 | 435 E 61ST AVENUE #3, Vancouver, BC V5X 2B7 | Electrical Permit | Residential | New | Completed | Installation / Repair - Residential - making a new laneway house. need to do the roughing, finishing, plugs, switches and services main service- 200amp 100amp for laneway 100amp for main house To construct a 2 storey laneway house building with 1 open parking pad providing a total of 1 parking spaces, having vehicular access from the 20' Lane. 1. Covenant not required with existing house 2. No Strata Titling permitted 3. No A/C Unit proposed 4. Schedule B: (Makhan S. Dhillon) P.Eng (604.537.6271) Structural 5. Schedule B: (Makhan S. Dhillon) P.Eng (604.537.6271) Geotechnical 6. HPO: Residential Builder- Vancouver-Lower Mainland Construction Ltd. | S B ELECTRICAL LTD
PP-2022-00564 | 2022-02-17 | 435 E 61ST AVENUE #3, Vancouver, BC V5X 2B7 | Plumbing Permit | Residential | New | Completed | Residential - Plumbing for new Laneway house ** Amend 02/23/2022** Add one bath tub on main floor To construct a 2 storey laneway house building with 1 open parking pad providing a total of 1 parking spaces, having vehicular access from the 20' Lane. Note: This is a 1 ½ storey building pursuant to the Zoning & Development By-law. 1. Covenant not required with existing house 2. No Strata Titling permitted 3. No A/C Unit proposed 4. Schedule B: (Makhan S. Dhillon) P.Eng (604.537.6271) Structural 5. Schedule B: (Makhan S. Dhillon) P.Eng (604.537.6271) Geotechnical 6. HPO: Reside | Rain Coast Plumbing & Heating Ltd
PP-2022-00392 | 2022-02-07 | 435 E 61ST AVENUE #3, Vancouver, BC V5X 2B7 | Plumbing Permit | Residential | New | Completed | Residential - LWH - #3 - instill one outside sump To construct a 2 storey laneway house building with 1 open parking pad providing a total of 1 parking spaces, having vehicular access from the 20' Lane. Note: This is a 1 ½ storey building pursuant to the Zoning & Development By-law. 1. Covenant not required with existing house 2. No Strata Titling permitted 3. No A/C Unit proposed | H R DEMOLITION LTD
PP-2022-00184 | 2022-01-21 | 2060 W 44TH AVENUE #3, Vancouver, BC V6M 2E9 | Plumbing Permit | Residential | New | Completed | Residential - LWH - #3 - Install two outside sumps without pumps To construct a 1 storey laneway house building with an attached garage for astandard car and an open parking pad providing 1 small car parking space having vehicular access from the lane. The entire building, INCLUDING THE ATTACHED GARAGE to be sprinklered to NFPA 13R. NOTE: To achieve the required FSR a floor space exclusion of 3% has been applied to this application as per section 11.17.24(d) of the district schedule, to accommodate improved building performance. 1. Covenant registered at the Land Title Office under CA9355192 2. No Strata Titling permitted 3. A/C unit proposed north-east corner of the LWH AMEND: MAR 9/2022 LWH should be: 1 outside sump without pump | Octiscapes Site Services Ltd
GP-2022-01478 | 2022-05-13 | 2060 W 44TH AVENUE #3, Vancouver, BC V6M 2E9 | Gas Permit | Residential | New | Completed | Residential - new laneway home. Gas combi boiler | Conor Whyte Plumbing And Heating Limited
PP-2022-02059 | 2022-06-14 | 2060 W 44TH AVENUE #3, Vancouver, BC V6M 2E9 | Plumbing Permit | Residential | New | Completed | Residential - Plumbing for: >BP: To construct a 1 storey laneway house building with an attached garage for astandard car and an open parking pad providing 1 small car parking space having vehicular access from the lane. The entire building, INCLUDING THE ATTACHED GARAGE to be sprinklered to NFPA 13R. 1. Covenant registered at the Land Title Office under CA9355192 2. No Strata Titling permitted 3. A/C unit proposed north-east corner of the LWH 4. Schedule A Brian Billingsley AIBC (604-714-1633) 5. Schedule B Brian Billingsley AIBC (604-714-1633) Architectural 6. Schedule B S. Payman Hosseini P.Eng (778-893-7351) Structural 7. Schedule B Matt Kokan P.Eng (604-439-0922) Geotechnical 8. BC Housing Billingsley Construction Ltd Note: This is a 1 1/2 storey building pursuant to the Zoning & Development By-law ******THIS PERMIT HAS BEEN ISSUED UNDER THE REQUIREMENTS OF VBBL 2019****** | Conor Whyte Plumbing And Heating Limited
SP-2022-01095 | 2022-07-05 | 2060 W 44TH AVENUE #3, Vancouver, BC V6M 2E9 | Sprinkler Permit | Residential | New | Completed | Residential - new fire sprinkler system installation To construct a 1 storey laneway house building with an attached garage for astandard car and an open parking pad providing 1 small car parking space having vehicular access from the lane. The entire building, INCLUDING THE ATTACHED GARAGE to be sprinklered to NFPA 13R. NOTE: To achieve the required FSR a floor space exclusion of 3% has been applied to this application as per section 11.17.24(d) of the district schedule, to accommodate improved building performance. 1. Covenant registered at the Land Title Office under CA9355192 2. No Strata Titling permitted 3. A/C unit proposed north-east corner of the LWH 4. Schedule A Brian Billingsley AIBC (604-714-1633) 5. Schedule B Brian Billingsley AIBC (604-714-1633) Architectural 6. Schedule B S. Payman Hosseini P.Eng (778-893-7351) Structural 7. Schedule B Matt Kokan P.Eng (604-439-0922) Geotechnical 8. BC Housing Billingsley Construction Ltd Amend: Oct 17, 2022 Revised drawings attached | CENTRE LINE FIRE SPRINKLERS LTD
EP-2022-06464 | 2022-08-03 | 2060 W 44TH AVENUE #3, Vancouver, BC V6M 2E9 | Electrical Permit | Residential | New | Completed | Installation / Repair - Residential - Low voltage including security and CCTV and Structured wiring -Complete security installation >BP: To construct a 1 storey laneway house building with an attached garage for astandard car and an open parking pad providing 1 small car parking space having vehicular access from the lane. The entire building, INCLUDING THE ATTACHED GARAGE to be sprinklered to NFPA 13R. | Moda Smart Home Inc
EP-2022-08696 | 2022-10-27 | 2060 W 44TH AVENUE #3, Vancouver, BC V6M 2E9 | Electrical Permit | Residential | New | Completed | Installation / Repair - Residential - Full wire of a laneway house: pot lights throughout, small AC unit, plugs to code, attached garage with EV charger. -Full wire of laneway including: all plug, lighting, and appliance branch ccts. The garage is zoned as belonging to this laneway and will include a EV charger. >BP: To construct a 1 storey laneway house building with an attached garage for a standard car and an open parking pad providing 1 small car parking space having vehicular access from the lane. | New Moon Electric Ltd
PP-2022-02756 | 2022-08-09 | 6622 FLEMING STREET #3, Vancouver, BC V5P 3H2 | Plumbing Permit | Residential | New | Completed | Residential - LWH - #3 - New Laneway Home Plumbing To construct a 2 storey + basement one-family dwelling with a secondary suite located in the basement with an attached garage to LWH and 1 open parking pad, providing a total of 3 parking spaces, having vehicular access from the lane. This is a 2 storey building pursuant to the Zoning and Development By-Law 1- No strata titling permitted 2- Bar sink proposed in main floor. 3- A/C unit proposed in rear yard. | GILCO PLUMBING HEATING & GAS FITTING LTD
SP-2022-01323 | 2022-08-18 | 6622 FLEMING STREET #3, Vancouver, BC V5P 3H2 | Sprinkler Permit | Residential | New | Completed | Residential - new sprinkler system for: >BP: To construct a 2 storey laneway house building including an attached garage on first floor and 1 storey Laneway house on second floor and 1 open parking pad, providing a total of 3 parking spaces, having vehicular access from the lane This is a 1 ½ storey building pursuant to the Zoning & Development By-law 1- No strata titling permitted 2- Bar sink proposed in Second floor. 3- No A/C unit proposed. 4- Schedule B: Alan Prahalad P.Eng (604.831.1431) Structural & Geotechnical 5- HPO: Sian Group Investments Inc. The entire building, INCLUDING THE ATTACHED GARAGE, to be sprinklered to NFPA 13D. Any alterations or conversions to the attached garage to habitable living space shall not be permitted without first obtaining the approval of the Director of Planning and the Chief Building Official. Thermal protection measures and Laneway house design guidelines shall be required to be met prior to the approval of the conversion. ******THIS PERMIT HAS BEEN ISSUED UNDER THE REQUIREMENTS OF VBBL #12511 (2019)****** | Haven Fire Protection Ltd
EP-2022-07084 | 2022-08-23 | 6622 FLEMING STREET #3, Vancouver, BC V5P 3H2 | Electrical Permit | Residential | New | Completed | Installation / Repair - Residential - LWH - #3 - Alarm Wiring and TV/Tel./Data Wiring. COMPLETE SECURITY ALARM SYSTEM To construct a 2 storey laneway house building including an attached garage on first floor and 1 storey Laneway house on second floor and 1 open parking pad, providing a total of 3 parking spaces, having vehicular access from the lane This is a 1 ½ storey building pursuant to the Zoning & Development By-law 1- No strata titling permitted 2- Bar sink proposed in Second floor. 3- No A/C unit proposed. | Westend Sound And Security Inc.
EP-2022-07292 | 2022-09-02 | 6622 FLEMING STREET #3, Vancouver, BC V5P 3H2 | Electrical Permit | Residential | New | Completed | Installation / Repair - Residential - LWH - #3 - New wiring of the laneway, new service and appliances installation >DB: To construct a 2 storey laneway house building including an attached garage on first floor and 1 storey Laneway house on second floor and 1 open parking pad, providing a total of 3 parking spaces, having vehicular access from the lane This is a 1 ½ storey building pursuant to the Zoning & Development By-law 1- No strata titling permitted 2- Bar sink proposed in Second floor. 3- No A/C unit proposed. | NEWTON ELECTRICAL LTD
SP-2022-00052 | 2022-01-18 | 1090 E 58TH AVENUE #3, Vancouver, BC V5X 1W7 | Sprinkler Permit | Residential | New | Completed | Residential - LWH WITH NEW SPRINKLERS >BP: To construct a 2 storey laneway house building ($156,350) with 1 open parking pad, providing a total of 1 parking spaces, having vehicular access from the 20' Lane. Note: This is a 1 ½ storey building pursuant to the Zoning & Development By-law. 1. Covenant not required with existing house 2. No Strata Titling permitted 3. No A/C Unit proposed 4. Schedule B: (Md. Shahidul Alam) P.Eng (604.653.7475) Structural 5. Schedule B: (Md. Shahidul Alam) P.Eng (604.653.7475) Geotechnical 6. HPO: Residential Builder- (Eco Earth Homes Ltd) NOTE: To achieve the required FSR. A floor space exclusion of 3% has been applied to this application as per section 11.24.18 of the district schedule, to accommodate improved building performance. Address Information: Principle Dwelling: 1090 E 58TH AVE Laneway home: #3 - 1090 E 58TH AVE Address and suite number assigned as per approved plans for Fire and Emergency response. The address number is to be posted to the building to be visible from the street and the suite number is to be posted at the suite entry in accordance with the Building By-law prior to final inspection. NOTE: Information regarding the principal building on the survey and site plan is for reference only. Any discrepancy between information regarding the principal building on the survey and/or site plan and approved permit drawings for the principal building are neither approved nor authorized under this laneway house permit. *EXISTING HOUSE* Note: Bldg 1 (principal bldg) addressed 1090 E 58TH AVE retained on site. **THIS PERMIT HAS BEEN ISSUED UNDER THE REQUIREMENTS OF VBBL #12511 (2019) ** | BC Fire Sprinklers Ltd
EP-2021-09430 | 2022-01-04 | 1090 E 58TH AVENUE #3, Vancouver, BC V5X 1W7 | Electrical Permit | Residential | New | Completed | Installation / Repair - Residential - rough wiring, finishing and service Main service; 200 amps main house; 125 amps LWH; 125 amps >BP: To construct a 2 storey laneway house building ($156,350) with 1 open parking pad, providing a total of 1 parking spaces, having vehicular access from the 20' Lane. Note: This is a 1 ½ storey building pursuant to the Zoning & Development By-law. 1. Covenant not required with existing house 2. No Strata Titling permitted 3. No A/C Unit proposed 4. Schedule B: (Md. Shahidul Alam) P.Eng (604.653.7475) Structural 5. Schedule B: (Md. Shahidul Alam) P.Eng (604.653.7475) Geotechnical 6. HPO: Residential Builder- (Eco Earth Homes Ltd) NOTE: To achieve the required FSR. A floor space exclusion of 3% has been applied to this application as per section 11.24.18 of the district schedule, to accommodate improved building performance. Address Information: Principle Dwelling: 1090 E 58TH AVE Laneway home: #3 - 1090 E 58TH AVE Address and suite number assigned as per approved plans for Fire and Emergency response. The address number is to be posted to the building to be visible from the street and the suite number is to be posted at the suite entry in accordance with the Building By-law prior to final inspection. NOTE: Information regarding the principal building on the survey and site plan is for reference only. Any discrepancy between information regarding the principal building on the survey and/or site plan and approved permit drawings for the principal building are neither approved nor authorized under this laneway house permit. *EXISTING HOUSE* Note: Bldg 1 (principal bldg) addressed 1090 E 58TH AVE retained on site. **THIS PERMIT HAS BEEN ISSUED UNDER THE REQUIREMENTS OF VBBL #12511 (2019) ** | OPTIMUM ELECTRICAL LTD
EP-2022-00891 | 2022-02-22 | 3245 E 25TH AVENUE #3, Vancouver, BC V5R 1J5 | Electrical Permit | Residential | New | Completed | Installation / Repair - Residential - New construction laneway Upgrade existing service to 200A duplex meter base 125A - Laneway main switch 125A - Main house switch Electrical rough-wire and finishing Electrical low voltage rough-wire only EVC >BP: To construct a 1 storey laneway house building ($163,100) with an open parking pad, providing 1 parking space, having vehicular access from the lane. Note: This is a 1 storey building pursuant to the Zoning & Development By-law Note: Bldg 1 (principal bldg) addressed 3245 E 25th Ave retained on site. -- 1. No A/C unit proposed 2. Schedule B: Md. Shahidul Alam P.Eng (604-653-7475) Structural & Geotechnical 3. HPO: Residential Builder- Metro-City Projects Inc Address has been assigned per the approved plans as the fire/emergency access to the laneway house is from the E 25th Ave side. This access must be provided & maintained at all times in accordance with the Building By-law ******THIS PERMIT HAS BEEN ISSUED UNDER THE REQUIREMENTS OF VBBL #12511 (2019)****** | AMTEK Electric Ltd
SP-2022-00243 | 2022-02-23 | 3245 E 25TH AVENUE #3, Vancouver, BC V5R 1J5 | Sprinkler Permit | Residential | New | Completed | Residential - Install sprinklers in lwh To construct a 1 storey laneway house building with an open parking pad, providing 1 parking space, having vehicular access from the lane. Note: This is a 1 storey building pursuant to the Zoning & Development By-law Note: Bldg 1 (principal bldg) addressed 3245 E 25th Ave retained on site. 1. No A/C unit proposed 2. Schedule B: Md. Shahidul Alam P.Eng (604-653-7475) Structural & Geotechnical 3. HPO: Residential Builder- Metro-City Projects Inc | Gold Key Fire Protection Ltd
PP-2022-00662 | 2022-02-25 | 4580 JOYCE STREET #3, Vancouver, BC V5R 4E6 | Plumbing Permit | Residential | New | Completed | Residential - LWH #3 - New plumbing (db-2021-03800) To construct a 2 storey laneway house building with 1 on grade parking space, having vehicular access from the lane. The entire building, INCLUDING THE ATTACHED GARAGE (if applicable), to be sprinklered to NFPA 13D NOTE: To achieve the required FSR a floor space exclusion of 3% has been applied to this application as per section 11.17.24(d) of the district schedule, to accommodate improved building performance. 1. No A/C unit proposed | Y V R Mechanical Ltd
EP-2022-02522 | 2022-03-30 | 4580 JOYCE STREET #3, Vancouver, BC V5R 4E6 | Electrical Permit | Residential | New | Completed | Installation / Repair - Residential - Electrical service update and new wiring in new laneway house. >BP: To construct a 2 storey laneway house building ($192,650.00) with 1 on grade parking space, having vehicular access from the lane. The entire building, INCLUDING THE ATTACHED GARAGE (if applicable), to be sprinklered to NFPA 13D NOTE: To achieve the required FSR a floor space exclusion of 3% has been applied to this application as per section 11.17.24(d) of the district schedule, to accommodate improved building performance. 1. No A/C unit proposed 2. Schedule B: Weizheng Su P.Eng (778-707-7360) Structural & Geotechnical 3. BC Housing: Builder Ding Enterprise Ltd. - 37683 Note: This is a 1 1/2 storey building pursuant to the Zoning & Development By-law ******THIS PERMIT HAS BEEN ISSUED UNDER THE REQUIREMENTS OF VBBL 2019****** | BRITECH ELECTRIC LTD
EP-2022-02448 | 2022-03-25 | 4580 JOYCE STREET #3, Vancouver, BC V5R 4E6 | Electrical Permit | Residential | New | Completed | Installation / Repair - Residential - security,tel,tv,data & chime wiring and completion >BP: To construct a 2 storey laneway house building ($192,650.00) with 1 on grade parking space, having vehicular access from the lane. The entire building, INCLUDING THE ATTACHED GARAGE (if applicable), to be sprinklered to NFPA 13D NOTE: To achieve the required FSR a floor space exclusion of 3% has been applied to this application as per section 11.17.24(d) of the district schedule, to accommodate improved building performance. 1. No A/C unit proposed 2. Schedule B: Weizheng Su P.Eng (778-707-7360) Structural & Geotechnical 3. BC Housing: Builder Ding Enterprise Ltd. - 37683 Note: This is a 1 1/2 storey building pursuant to the Zoning & Development By-law ******THIS PERMIT HAS BEEN ISSUED UNDER THE REQUIREMENTS OF VBBL 2019****** Address and suite number assigned as per approved plans for Fire and Emergency response. The address number is to be posted to the building to be visible from the street and the suite number is to be posted at the suite entry in accordance with the Building By-law prior to final inspection. Note: As a result of the addition of a laneway house, the main house / principal dwelling will be assigned a suite number and the site will be as follows: #1-4580 Joyce St - Principal Dwelling | Repel Security Systems Ltd
SP-2022-00465 | 2022-04-01 | 4580 JOYCE STREET #3, Vancouver, BC V5R 4E6 | Sprinkler Permit | Residential | New | Completed | Residential - Install sprinklers in lwh >To construct a 2 storey laneway house building ($192,650.00) with 1 on grade parking space, having vehicular access from the lane. The entire building, INCLUDING THE ATTACHED GARAGE (if applicable), to be sprinklered to NFPA 13D NOTE: To achieve the required FSR a floor space exclusion of 3% has been applied to this application as per section 11.17.24(d) of the district schedule, to accommodate improved building performance. 1. No A/C unit proposed 2. Schedule B: Weizheng Su P.Eng (778-707-7360) Structural & Geotechnical 3. BC Housing: Builder Ding Enterprise Ltd. - 37683 Note: This is a 1 1/2 storey building pursuant to the Zoning & Development By-law ******THIS PERMIT HAS BEEN ISSUED UNDER THE REQUIREMENTS OF VBBL 2019****** Address and suite number assigned as per approved plans for Fire and Emergency response. The address number is to be posted to the building to be visible from the street and the suite number is to be posted at the suite entry in accordance with the Building By-law prior to final inspection. Note: As a result of the addition of a laneway house, the main house / principal dwelling will be assigned a suite number and the site will be as follows: #1-4580 Joyce St - Principal Dwelling | Gold Key Fire Protection Ltd
PP-2023-03529 | 2023-10-06 | 2338 W 15TH AVENUE #3, Vancouver, BC V6K 2Y8 | Plumbing Permit | Residential | New | Issued | Residential - Lwh >BP: To construct a 2 storey laneway house building with an attached garage and 1 open parking pad, providing a total of 2 parking spaces, having vehicular access from the 20' Lane. Note: This is a 1 ½ storey building pursuant to the Zoning & Development By-law. 1. Covenant not required with existing house 2. No Strata Titling permitted 3. No A/C Unit proposed 4. Schedule B: (TSUNG-HUA YANG) P.Eng (604-729-0585.) Structural & Geotechnical 5. HPO: Residential Builder- (ENRICH CUSTOM HOMES LTD.) | One Stop Mechanical Ltd
SP-2023-02315 | 2024-01-02 | 2338 W 15TH AVENUE #3, Vancouver, BC V6K 2Y8 | Sprinkler Permit | Residential | New | Issued | Residential - New sprinkler installation >BP: Note: The entire building, INCLUDING THE ATTACHED GARAGE, is to be sprinklered to NFPA 13 R per 3.2.5.12.(3)(d) To construct a 2 storey laneway house building with an attached garage and 1 open parking pad, providing a total of 2 parking spaces, having vehicular access from the 20' Lane. Note: This is a 1 ½ storey building pursuant to the Zoning & Development By-law. 1. Covenant not required with existing house 2. No Strata Titling permitted 3. No A/C Unit proposed 4. Schedule B: (TSUNG-HUA YANG) P.Eng (604-729-0585.) Structural & Geotechnical 5. HPO: Residential Builder- (ENRICH CUSTOM HOMES LTD.) | Haven Fire Protection Ltd
SP-2022-00691 | 2023-09-18 | 2891 E 10TH AVENUE, Vancouver, BC V5M 2B2 | Sprinkler Permit | Commercial | New | Issued | Commercial - **Below Grade and Standpipe Only*** For all sprinkler work to the 2014 VBBL; NFPA 13, 2013; standpipe work to NFPA 14, 2013 for below grade sprinklers and construction standpipe. Site Description: Newly construct a 9-storey mixed-use high-rise building (8 storey per Development and Zoning Bylaw) consisting of: • 1 st storey - 7 retail units (Group E) • 1 st to 8th storey - 103 rental residential units • 9 th storey - Amenity space, all over two levels underground parkade. THIS IS A CERTIFIED PROFESSIONAL PROJECT and the CP is Dave Steer, P.Eng. CP of LMDG Notes: 1. Fire Suppression System Engineer of Record Rob Gregg of MCW Consultants Ltd. E: RGregg@mcw.com T: 604 687 1821 2. One set of approved drawings and permit to be available for viewing at the jobsite. 3. Construction Standpipe to Bulletin 2017-003-BU/FI, VBBL, NFPA 14, and VFBL. 4. Separate documents and application are required for the tenant improvement. 5. Separate documents and application are required for the above grade sprinklers and final standpipe. | WS Fire Protection Ltd
NULL | NULL | 2121 W 7TH AVENUE, Vancouver, BC V6K 1X9 | Electrical Permit | Commercial | NULL | Draft | Annual / Operating - Regular maintenance of Electrical equipment. | Villa Electric (1980) Ltd
EP-2022-04913 | 2022-06-10 | 7061 MONTGOMERY STREET #3, Vancouver, BC V6P 4G5 | Electrical Permit | Residential | New | Completed | Installation / Repair - Residential - New LWH. 200A Main service. 2 Meters. 100A Main breaker for new LWH. 125A Main breaker for existing main house. BP: To construct a 2 storey laneway house building ($170,542.5) with a two car detached garage and 1 open parking pad, providing a total of 3 parking spaces, having vehicular access from the 20' Lane. Note: This is a 1 ½ storey building pursuant to the Zoning & Development By-law. 1. Covenant not required with existing house 2. No Strata Titling permitted 3. No A/C Unit proposed 4. Schedule B: (Peter Yee) P.Eng (604.255.3868) Structural 5. Schedule B: (Peter Yee) P.Eng (604.255.3868) Geotechnical 6. HPO: Residential Builder- Unique-Style Homes Ltd NOTE: To achieve the required FSR. A floor space exclusion of 3% has been applied to this application as per section 11.24.18 of the district schedule, to accommodate improved building performance. NOTE: Information regarding the principal building on the survey and site plan is for reference only. Any discrepancy between information regarding the principal building on the survey and/or site plan and approved permit drawings for the principal building are neither approved nor authorized under this laneway house permit. *EXISTING HOUSE* Note: Bldg 1 (principal bldg) addressed #1-7061 Montgomery St retained on site. **THIS PERMIT HAS BEEN ISSUED UNDER THE REQUIREMENTS OF VBBL #12511 (2019) ** Amend: Feb 7, 2023 Add A/C unit to LWH. Removed electric heating. Switched to gas radiant floor heating. Rev. #1 Proposed new A/C for LWH A/C specs accepted and to comply with the Noise Control By-law No. 6555 | Oscar Electric Ltd
PP-2022-02477 | 2022-07-18 | 7061 MONTGOMERY STREET #3, Vancouver, BC V6P 4G5 | Plumbing Permit | Residential | New | Completed | Residential - One outside sump | East West Excavating 2022 ltd
PP-2022-03535 | 2022-10-05 | 7061 MONTGOMERY STREET #3, Vancouver, BC V6P 4G5 | Plumbing Permit | Residential | New | Completed | Residential - LWH - #3 - plumbing >DB: To construct a 2 storey laneway house building with a two car detached garage and 1 open parking pad, providing a total of 3 parking spaces, having vehicular access from the 20' Lane. Note: This is a 1 ½ storey building pursuant to the Zoning & Development By-law. 1. Covenant not required with existing house 2. No Strata Titling permitted 3. No A/C Unit proposed | WDR CONTRACTING LTD
GP-2022-03179 | 2022-10-17 | 7061 MONTGOMERY STREET #3, Vancouver, BC V6P 4G5 | Gas Permit | Residential | New | Completed | Residential - Install Boiler for: >BP: To construct a 2 storey laneway house building ($170,542.5) with a two car detached garage and 1 open parking pad, providing a total of 3 parking spaces, having vehicular access from the 20' Lane. | WDR CONTRACTING LTD
SP-2023-00010 | 2023-01-04 | 7061 MONTGOMERY STREET #3, Vancouver, BC V6P 4G5 | Sprinkler Permit | Residential | New | Completed | Residential - To Install 13 sprinkler heads >BP: To construct a 2 story laneway house building with a two car detached garage and 1 open parking pad, providing a total of 3 parking spaces, having vehicular access from the 20' Lane. Note: This is a 1 ½ storey building pursuant to the Zoning & Development By-law. 1. Covenant not required with existing house 2. No Strata Titling permitted 3. No A/C Unit proposed 4. Schedule B: (Peter Yee) P.Eng (604.255.3868) Structural 5. Schedule B: (Peter Yee) P.Eng (604.255.3868) Geotechnical 6. HPO: Residential Builder- Unique-Style Homes Ltd | General Sprinkler Systems Ltd
EP-2022-10626 | 2022-12-16 | 7061 MONTGOMERY STREET #3, Vancouver, BC V6P 4G5 | Electrical Permit | Residential | New | Completed | Installation / Repair - Residential - To pre-wire and install security alarm, and data cables. >BP: To construct a 2 storey laneway house building ($170,542.5) with a two car detached garage and 1 open parking pad, providing a total of 3 parking spaces, having vehicular access from the 20' Lane. Note: This is a 1 ½ storey building pursuant to the Zoning & Development By-law. 1. Covenant not required with existing house 2. No Strata Titling permitted 3. No A/C Unit proposed 4. Schedule B: (Peter Yee) P.Eng (604.255.3868) Structural 5. Schedule B: (Peter Yee) P.Eng (604.255.3868) Geotechnical 6. HPO: Residential Builder- Unique-Style Homes Ltd NOTE: To achieve the required FSR. A floor space exclusion of 3% has been applied to this application as per section 11.24.18 of the district schedule, to accommodate improved building performance. NOTE: Information regarding the principal building on the survey and site plan is for reference only. Any discrepancy between information regarding the principal building on the survey and/or site plan and approved permit drawings for the principal building are neither approved nor authorized under this laneway house permit. *EXISTING HOUSE* Note: Bldg 1 (principal bldg) addressed #1-7061 Montgomery St retained on site. **THIS PERMIT HAS BEEN ISSUED UNDER THE REQUIREMENTS OF VBBL #12511 (2019) ** | Yao Rong Xu
EP-2022-10149 | 2023-01-04 | 801 W 63RD AVENUE, Vancouver, BC | Electrical Permit | Residential | New | Completed | Installation / Repair - Residential - 200 amp main service 150 amp for house and 100 amp for lwh Rev#1: To construct a 2 storey one-family dwelling with a secondary suite located in the Basement ($680,000.00) with a detached accessory building laneway house building (separate permit) , at the rear providing 1 parking space, having vehicular access from the lane. The entire building, INCLUDING THE ATTACHED GARAGE (if applicable), to be sprinklered to NFPA 13D. NOTE: To achieve the required FSR a floor space exclusion of 2% has been applied to this application as per section 10.11.1 of the district schedule, to accommodate improved building performance. 1. No strata titling permitted 2. A/C unit proposed located at rear yard and upper floor 3. Bar sink located in basement 4. Schedule B Alan Prahalad P.Eng (604-831-141) Structural & Geotechnical 5. BC Housing: 365256 | H.L. ELECTRICAL LTD
SP-2022-01988 | 2022-11-29 | 801 W 63RD AVENUE, Vancouver, BC | Sprinkler Permit | Residential | New | Completed | Residential - Install sprinklers in sfd >To construct a 2 storey one-family dwelling with a secondary suite located in the Basement ($680,000.00) with a detached accessory building (garage) , at the rear providing 4 parking spaces, having vehicular access from the lane. The entire building, INCLUDING THE ATTACHED GARAGE (if applicable), to be sprinklered to NFPA 13D. NOTE: To achieve the required FSR a floor space exclusion of 2% has been applied to this application as per section 10.11.1 of the district schedule, to accommodate improved building performance. 1. No strata titling permitted 2. A/C unit proposed located at rear yard and upper floor 3. Bar sink located in basement 4. Schedule B Alan Prahalad P.Eng (604-831-141) Structural & Geotechnical 5. BC Housing: 365256 Note: Parking on this site has been provided under XXXXX (construction of LWH) This is a 2 storey building pursuant to the Zoning and Development By-Law ******THIS PERMIT HAS BEEN ISSUED UNDER THE REQUIREMENTS OF VBBL 2019****** All rooms adjacent to East and West exposing building face shall be sprinklered. "Combustible projections or roof soffits on an exposing building face shall not project to less than .45m from the property line and shall be in compliance with VBBL 2019 9.10.15.5.(9) Any alterations or conversions to the attached garage (if applicable) to habitable living space shall not be permitted without first obtaining the approval of the Director of Planning and the Chief Building Official. Thermal protection measures and Laneway house design guidelines shall be required to be met prior to the approval of the conversion. | Gold Key Fire Protection Ltd
EP-2023-00005 | 2023-01-04 | 801 W 63RD AVENUE, Vancouver, BC | Electrical Permit | Residential | New | Completed | Installation / Repair - Residential - Extra Low Voltage. Data/Voice/TV Cable. Security Camera, Alarm Prewire. Door Bell, Home Audio. >BP: Rev#1: To construct a 2 storey one-family dwelling with a secondary suite located in the Basement ($680,000.00) with a detached accessory building laneway house building (separate permit) , at the rear providing 1 parking space, having vehicular access from the lane. The entire building, INCLUDING THE ATTACHED GARAGE (if applicable), to be sprinklered to NFPA 13D. NOTE: To achieve the required FSR a floor space exclusion of 2% has been applied to this application as per section 10.11.1 of the district schedule, to accommodate improved building performance. 1. No strata titling permitted 2. A/C unit proposed located at rear yard and upper floor 3. Bar sink located in basement 4. Schedule B Alan Prahalad P.Eng (604-831-141) Structural & Geotechnical 5. BC Housing: 365256 Note: Parking on this site has been provided under DB-2021-02644 (construction of LWH) This is a 2 storey building pursuant to the Zoning and Development By-Law ******THIS PERMIT HAS BEEN ISSUED UNDER THE REQUIREMENTS OF VBBL 2019****** | SECUTECH DEVELOPMENT LTD.
GP-2022-03640 | 2022-11-21 | 801 W 63RD AVENUE, Vancouver, BC | Gas Permit | Residential | New | Completed | Residential - to install 1 boiler 1 range 1 bbq 1 fireplace 1 dryer fireplace piping only >BP: 1 FD + SS To construct a 2 storey one-family dwelling with a secondary suite located in the Basement ($680,000.00) with a detached accessory building (garage) , at the rear providing 4 parking spaces, having vehicular access from the lane. The entire building, INCLUDING THE ATTACHED GARAGE (if applicable), to be sprinklered to NFPA 13D. NOTE: To achieve the required FSR a floor space exclusion of 2% has been applied to this application as per section 10.11.1 of the district schedule, to accommodate improved building performance. 1. No strata titling permitted 2. A/C unit proposed located at rear yard and upper floor 3. Bar sink located in basement 4. Schedule B Alan Prahalad P.Eng (604-831-141) Structural & Geotechnical 5. BC Housing: 365256 ******THIS PERMIT HAS BEEN ISSUED UNDER THE REQUIREMENTS OF VBBL 2019****** | Symbolistic Heating Ltd
PP-2022-02774 | 2022-08-10 | 801 W 63RD AVENUE, Vancouver, BC | Plumbing Permit | Residential | New | Completed | Residential - 1FD+SS - #1 & #2 - Plumbing To construct a 2 storey one-family dwelling with a secondary suite located in the Basement with a detached accessory building (garage) , at the rear providing 4 parking spaces, having vehicular access from the lane. The entire building, INCLUDING THE ATTACHED GARAGE (if applicable), to be sprinklered to NFPA 13D. NOTE: To achieve the required FSR a floor space exclusion of 2% has been applied to this application as per section 10.11.1 of the district schedule, to accommodate improved building performance. 1. No strata titling permitted 2. A/C unit proposed located at rear yard and upper floor 3. Bar sink located in basement | AQUA KING MECHANICAL LTD
MP-2022-00188 | 2022-09-06 | 801 W 63RD AVENUE, Vancouver, BC | Mechanical Permit | NULL | NULL | Completed | NULL | AQUA KING MECHANICAL LTD
EP-2022-08248 | 2022-09-28 | 801 W 63RD AVENUE, Vancouver, BC | Electrical Permit | Residential | New | Expired | Temporary Power - Residential - To provide temporary power. | H.L. ELECTRICAL LTD
GP-2023-00561 | 2023-02-17 | 801 W 63RD AVENUE, Vancouver, BC | Gas Permit | Residential | New | Completed | Residential - 1 Fireplace Venting and hook up only >BP: Rev#1: To construct a 2 storey one-family dwelling with a secondary suite located in the Basement ($680,000.00) with a detached accessory building laneway house building (separate permit) , at the rear providing 1 parking space, having vehicular access from the lane. | ORAY FIREPLACES LTD
PP-2022-01191 | 2022-04-07 | 801 W 63RD AVENUE, Vancouver, BC | Plumbing Permit | Residential | New | Completed | Residential - 1FD+SS - #1 & #2 - Installing 2 Sumps To construct a 2 storey one-family dwelling with a secondary suite located in the Basement with a detached accessory building (garage) , at the rear providing 4 parking spaces, having vehicular access from the lane. The entire building, INCLUDING THE ATTACHED GARAGE (if applicable), to be sprinklered to NFPA 13D. NOTE: To achieve the required FSR a floor space exclusion of 2% has been applied to this application as per section 10.11.1 of the district schedule, to accommodate improved building performance. 1. No strata titling permitted 2. A/C unit proposed located at rear yard and upper floor 3. Bar sink located in basement | Hans Demolition and Excavating Ltd.
PP-2022-03406 | 2022-09-28 | 803 W 63RD AVENUE, Vancouver, BC | Plumbing Permit | Residential | New | Completed | Residential - Plumbing for: >BP: 1.5 storey LWH To construct a 2 storey laneway house building ($181,000.00) an open parking pad providing 1 parking space having vehicular access from the lane. | AQUA KING MECHANICAL LTD
MP-2022-00478 | 2022-10-26 | 803 W 63RD AVENUE, Vancouver, BC | Mechanical Permit | NULL | NULL | Completed | NULL | AQUA KING MECHANICAL LTD
EP-2023-00006 | 2023-01-04 | 803 W 63RD AVENUE, Vancouver, BC | Electrical Permit | Residential | New | Completed | Installation / Repair - Residential - Laneway House Extra Low Voltage. Door Bell, Data/Voice/TV Cable. Alarm prewire. >BP: To construct a 2 storey laneway house building ($181,000.00) an open parking pad providing 1 parking space having vehicular access from the lane. The entire building to be sprinklered to NFPA 13D. NOTE: To achieve the required FSR a floor space exclusion of 3% has been applied to this application as per section 11.17.24(d) of the district schedule, to accommodate improved building performance. 1. No strata titling permitted 2. Schedule B Alan Prahalad P.Eng (604-831-141) Structural & Geotechnical 3. BC Housing: 365259 Note: Parking for the site has been provided under DB (construction of LWH) Note: This is a 1 1/2 storey building pursuant to the Zoning & Development By-law ******THIS PERMIT HAS BEEN ISSUED UNDER THE REQUIREMENTS OF VBBL 2019****** "Combustible projections or roof soffits on an exposing building face shall not project to less than .45m from the property line and shall be in compliance with VBBL 2019 9.10.15.5.(9)" Any alterations or conversions to the attached garage (if applicable) to habitable living space shall not be permitted without first obtaining the approval of the Director of Planning and the Chief Building Official. Thermal protection measures and Laneway house design guidelines shall be required to be met prior to the approval of the conversion. | SECUTECH DEVELOPMENT LTD.
GP-2023-00091 | 2023-01-10 | 803 W 63RD AVENUE, Vancouver, BC | Gas Permit | Residential | New | Completed | Residential - to install 1 boiler >BP: 1.5 store LWH To construct a 2 story laneway house building an open parking pad providing 1 parking space having vehicular access from the lane. The entire building to be sprinklered to NFPA 13D. | Symbolistic Heating Ltd
EP-2022-10154 | 2022-12-21 | 803 W 63RD AVENUE, Vancouver, BC | Electrical Permit | Residential | New | Completed | Installation / Repair - Residential - 200 amp main service 150 amp for house 100 amp for lwh >BP: To construct a 2 storey laneway house building ($181,000.00) an open parking pad providing 1 parking space having vehicular access from the lane. The entire building to be sprinklered to NFPA 13D. NOTE: To achieve the required FSR a floor space exclusion of 3% has been applied to this application as per section 11.17.24(d) of the district schedule, to accommodate improved building performance. 1. No strata titling permitted 2. Schedule B Alan Prahalad P.Eng (604-831-141) Structural & Geotechnical 3. BC Housing: 365259 Note: Parking for the site has been provided under DB (construction of LWH) Note: This is a 1 1/2 storey building pursuant to the Zoning & Development By-law ******THIS PERMIT HAS BEEN ISSUED UNDER THE REQUIREMENTS OF VBBL 2019****** "Combustible projections or roof soffits on an exposing building face shall not project to less than .45m from the property line and shall be in compliance with VBBL 2019 9.10.15.5.(9)" Any alterations or conversions to the attached garage (if applicable) to habitable living space shall not be permitted without first obtaining the approval of the Director of Planning and the Chief Building Official. Thermal protection measures and Laneway house design guidelines shall be required to be met prior to the approval of the conversion. | H.L. ELECTRICAL LTD
SP-2022-01989 | 2022-11-29 | 803 W 63RD AVENUE, Vancouver, BC | Sprinkler Permit | Residential | New | Completed | Residential - Install sprinklers in lwh >To construct a 2 storey laneway house building ($181,000.00) an open parking pad providing 1 parking space having vehicular access from the lane. The entire building to be sprinklered to NFPA 13D. NOTE: To achieve the required FSR a floor space exclusion of 3% has been applied to this application as per section 11.17.24(d) of the district schedule, to accommodate improved building performance. 1. No strata titling permitted 2. Schedule B Alan Prahalad P.Eng (604-831-141) Structural & Geotechnical 3. BC Housing: 365259 Note: Parking for the site has been provided under DB (construction of LWH) Note: This is a 1 1/2 storey building pursuant to the Zoning & Development By-law ******THIS PERMIT HAS BEEN ISSUED UNDER THE REQUIREMENTS OF VBBL 2019****** "Combustible projections or roof soffits on an exposing building face shall not project to less than .45m from the property line and shall be in compliance with VBBL 2019 9.10.15.5.(9)" Any alterations or conversions to the attached garage (if applicable) to habitable living space shall not be permitted without first obtaining the approval of the Director of Planning and the Chief Building Official. Thermal protection measures and Laneway house design guidelines shall be required to be met prior to the approval of the conversion. See DB------ BUILDING 1 #1-801 W 63rd Av - One Family Dwelling (1st & 2nd floor, east portion of basement) #2-801 W 63rd Av - Secondary Suite (west portion of basement) | Gold Key Fire Protection Ltd
PP-2022-00226 | 2022-01-25 | 2833 KITCHENER STREET, Vancouver, BC | Plumbing Permit | Residential | New | Completed | Residential - 2FD - FRONT - 2835 KITCHENER ST - SOUTH PORTION **BACK - 2833 KITCHENER ST - NORTH PORTION ROUGH IN AND INSTALLATION OF FIXTURES To construct a 2.5 storey two-family dwelling with a detached accessory building (garage) at the rear providing 2 parking spaces, having vehicular access from the lane. 1. A/C proposed – Exterior component located in Rear Yard, Interior component located in Mech room on half-storey floor (“Attic Floor Plan”) 2. Bar sink not proposed | Parm Plumbing & heating Ltd
GP-2022-00282 | 2022-02-01 | 2833 KITCHENER STREET, Vancouver, BC | Gas Permit | Residential | New | Cancelled | Residential - To install 2 boiler 2 range 2 BBQ There is pipping for 2 BBQ To construct a 2.5 storey two-family dwelling with a detached accessory building (garage) at the rear providing 2 parking spaces, having vehicular access from the lane. 1. A/C proposed – Exterior component located in Rear Yard, Interior component located in Mech room on half-storey floor (“Attic Floor Plan”) 2. Bar sink not proposed 3. Schedule A: (ALAN PRAHALAD) P.Eng (604-831-1431) 4. Schedule B: (ALAN PRAHALAD) P.Eng (604-831-1431) Structural / Geotechnical 5. Schedule B: (SEYED A. PISHVAEI) P.Eng (604.992-9481) Architectural 6. HPO: Residential Builder- ASANTI DEVELOPMENT LTD. | JOT MECHANICAL LTD
PP-2022-00396 | 2022-02-08 | 1905 E 40TH AVENUE, Vancouver, BC | Plumbing Permit | Residential | New | Completed | Residential - 2FD - FRONT UNIT - 1907 E 40TH AV - SOUTH PORTION BACK UNIT - 1905 E 40TH AV - NORTH PORTION New Plumbing & Hydronic Heating. To construct a 2.5 storey two-family with a detached accessory building (garage) and 1 open parking at the rear providing 2 parking spaces, having vehicular access from the lane. 1. A/C proposed – Exterior component located in Front Yard and Rear Yard, Interior component located on second floor plan | HIGH STAR PLUMBING & HEATING LTD
GP-2022-01117 | NULL | 1905 E 40TH AVENUE, Vancouver, BC | Gas Permit | Residential | New | Cancelled | Residential - PIPING ,COMBI BOILER, BOILER EXHUAST AND COMBUSTION AIR , RANGE , BBQ. | HIGH STAR PLUMBING & HEATING LTD
PP-2022-01154 | 2022-04-05 | 2212 E 46TH AVENUE #3, Vancouver, BC V5P 1P4 | Plumbing Permit | Residential | New | Completed | Residential - Install two outside storm sump | PTL Contracting Ltd
EP-2022-03605 | 2022-05-04 | 2212 E 46TH AVENUE #3, Vancouver, BC V5P 1P4 | Electrical Permit | Residential | New | Completed | Installation / Repair - Residential - NEW ELECTRICAL FOR LANEWAY MAIN SERVICE 200AMPS 125AMPS TO LANEWAY 125AMPS TO THE HOUSE >BP: To construct a ONE storey laneway house building ($161,750.00) with an attached garage and 1 open parking pad, providing a total of 2 parking spaces, having vehicular access from the lane Note: This is a 1 ½ storey building pursuant to the Zoning & Development By-law Note: Bldg 1 (principal bldg) addressed #1 - 2212 E 46th retained on site. 1. Covenant registered at the Land Title Office under CA8862661 2. A/C unit proposed for main house. 3. Schedule B: Alan Prahalad P.Eng (604-831-1431) Structural & Geotechnical 4. HPO: Residential Builder- Sunrick Development Ltd 5. Entire Building to have NFPA 13-D with interconnected door. BUILDING 2 #3-2212 E 46th Av - Laneway House (1.0 storey) Address and suite number assigned as per approved plans for Fire and Emergency response. The address number is to be posted to the building to be visible from the street and the suite number is to be posted at the suite entry in accordance with the Building By-law prior to final inspection. Address has been assigned per the approved plans as the fire/emergency access to the laneway house is from the North side. This access must be provided & maintained at all times in accordance with the Building By-law. ****ALL PROJECT COORINATOR NOTES HAS BEEN ACCEPTED BY THE APPLICANT**** ******THIS PERMIT HAS BEEN ISSUED UNDER THE REQUIREMENTS OF VBBL #12511 (2019)****** | Indy Electrical Ltd
SP-2022-01224 | 2022-08-02 | 2212 E 46TH AVENUE #3, Vancouver, BC V5P 1P4 | Sprinkler Permit | Residential | New | Completed | Residential - Install sprinklers in lwh >BP: To construct a ONE storey laneway house building ($161,750.00) with an attached garage and 1 open parking pad, providing a total of 2 parking spaces, having vehicular access from the lane Note: This is a 1 ½ storey building pursuant to the Zoning & Development By-law Note: Bldg 1 (principal bldg) addressed #1 - 2212 E 46th retained on site. 1. Covenant registered at the Land Title Office under CA8862661 2. A/C unit proposed for main house. 3. Schedule B: Alan Prahalad P.Eng (604-831-1431) Structural & Geotechnical 4. HPO: Residential Builder- Sunrick Development Ltd 5. Entire Building to have NFPA 13-D with interconnected door. Address has been assigned per the approved plans as the fire/emergency access to the laneway house is from the North side. This access must be provided & maintained at all times in accordance with the Building By-law. ****ALL PROJECT COORINATOR NOTES HAS BEEN ACCEPTED BY THE APPLICANT**** ******THIS PERMIT HAS BEEN ISSUED UNDER THE REQUIREMENTS OF VBBL #12511 (2019)****** | Gold Key Fire Protection Ltd
PP-2022-02342 | 2022-07-06 | 2212 E 46TH AVENUE #3, Vancouver, BC V5P 1P4 | Plumbing Permit | Residential | New | Completed | Residential - Construct a one level laneway with an attached garage To construct a 2 storey + basement one-family dwelling with a secondary suite ($708,250) located in the basement with a detached accessory building (garage), at the rear providing 2 parking spaces, having vehicular access from the lane. Note: This Building Permit will remain in a suspended status until the associated (green) Demolition Permit BP-2021-03543 is completed. Note: This is a 2 storey building pursuant to the Zoning and Development By-Law 1- Covenant registered at the Land Title Office under CA8862661 2- No strata titling permitted 3- Bar sink proposed 4- A/C unit proposed 5. Schedule B: Alan Prahalad P.Eng (604-831-1431) Structural & Geotechnical 6. HPO: Residential Builder- Sunrick Development Ltd 7- Entire Building to have NFPA 13-D Amend: Apr 6th, 2023 add 1 water closet, 1 wash basin and 1 shower to permit. | Dynasty Developments Ltd
EP-2022-05820 | 2022-07-12 | 2212 E 46TH AVENUE #3, Vancouver, BC V5P 1P4 | Electrical Permit | Residential | New | Completed | Installation / Repair - Residential - complete alarm system. network , phone and tv wiring >BP: To construct a ONE storey laneway house building ($161,750.00) with an attached garage and 1 open parking pad, providing a total of 2 parking spaces, having vehicular access from the lane Note: This is a 1 ½ storey building pursuant to the Zoning & Development By-law Note: Bldg 1 (principal bldg) addressed #1 - 2212 E 46th retained on site. 1. Covenant registered at the Land Title Office under CA8862661 2. A/C unit proposed for main house. 3. Schedule B: Alan Prahalad P.Eng (604-831-1431) Structural & Geotechnical 4. HPO: Residential Builder- Sunrick Development Ltd 5. Entire Building to have NFPA 13-D with interconnected door. Address and suite number assigned as per approved plans for Fire and Emergency response. The address number is to be posted to the building to be visible from the street and the suite number is to be posted at the suite entry in accordance with the Building By-law prior to final inspection. Address has been assigned per the approved plans as the fire/emergency access to the laneway house is from the North side. This access must be provided & maintained at all times in accordance with the Building By-law. ****ALL PROJECT COORINATOR NOTES HAS BEEN ACCEPTED BY THE APPLICANT**** ******THIS PERMIT HAS BEEN ISSUED UNDER THE REQUIREMENTS OF VBBL #12511 (2019)****** | Tutronic Security Sytem Co Ltd
PP-2022-02253 | 2022-06-27 | 1052 E 50TH AVENUE #3, Vancouver, BC V5X 1B8 | Plumbing Permit | Residential | New | Completed | Residential - fixture To construct a 2 storey laneway house building and 1 open parking pad, providing a total of 1 parking spaces, having vehicular access from the 20' Lane. Note: This is a 1 ½ storey building pursuant to the Zoning & Development By-law. 1. Covenant registered at the Land Title Office under CA9218930 2. No Strata Titling permitted 3. No A/C Unit proposed 4. Schedule B: (S.A. Shikder) P.Eng (604.255.3740) Structural & Geotechnical 5. HPO: Residential Builder- Ambleside Developments Ltd | East West Plumbing (2007) Ltd
EP-2022-05459 | 2022-06-28 | 1052 E 50TH AVENUE #3, Vancouver, BC V5X 1B8 | Electrical Permit | Residential | New | Completed | Installation / Repair - Residential - Alarm pre wire and finish, doorbell pre wire and finish, telephone and TV wiring >BP: To construct a 2 storey laneway house building ($170,250) and 1 open parking pad, providing a total of 1 parking spaces, having vehicular access from the 20' Lane. Note: The entire building, INCLUDING THE ATTACHED GARAGE (if applicable), to be sprinklered to NFPA 13D Note: This is a 1 ½ storey building pursuant to the Zoning & Development By-law. 1. Covenant registered at the Land Title Office under CA9218930 2. No Strata Titling permitted 3. No A/C Unit proposed 4. Schedule B: (S.A. Shikder) P.Eng (604.255.3740) Structural & Geotechnical 5. HPO: Residential Builder- Ambleside Developments Ltd NOTE: To achieve the required FSR. A floor space exclusion of 3% has been applied to this application as per section 11.24.18 of the district schedule, to accommodate improved building performance. NOTE: Information regarding the principal building on the survey and site plan is for reference only. Any discrepancy between information regarding the principal building on the survey and/or site plan and approved permit drawings for the principal building are neither approved nor authorized under this laneway house permit. *NEW HOUSE* Note: See DB-2021-03562 for Bldg 1 on site (principal bldg) addressed #1-1052 E 50th Av **THIS PERMIT HAS BEEN ISSUED UNDER THE REQUIREMENTS OF VBBL #12511 (2019) ** | Nu-Tech Alarms Ltd.
SP-2022-01301 | 2022-08-16 | 1052 E 50TH AVENUE #3, Vancouver, BC V5X 1B8 | Sprinkler Permit | Residential | New | Completed | Residential - FIXTURE >To construct a 2 storey laneway house building ($170,250) and 1 open parking pad, providing a total of 1 parking spaces, having vehicular access from the 20' Lane. Note: The entire building, INCLUDING THE ATTACHED GARAGE (if applicable), to be sprinklered to NFPA 13D Note: This is a 1 ½ storey building pursuant to the Zoning & Development By-law. 1. Covenant registered at the Land Title Office under CA9218930 2. No Strata Titling permitted 3. No A/C Unit proposed 4. Schedule B: (S.A. Shikder) P.Eng (604.255.3740) Structural & Geotechnical 5. HPO: Residential Builder- Ambleside Developments Ltd NOTE: To achieve the required FSR. A floor space exclusion of 3% has been applied to this application as per section 11.24.18 of the district schedule, to accommodate improved building performance. Address Information: Principle Dwelling: #1-1052 E 50th Av Secondary Suite: #2-1052 E 50th Av Laneway home: #3-1052 E 50th Av Address and suite number assigned as per approved plans for Fire and Emergency response. The address number is to be posted to the building to be visible from the street and the suite number is to be posted at the suite entry in accordance with the Building By-law prior to final inspection. NOTE: Information regarding the principal building on the survey and site plan is for reference only. Any discrepancy between information regarding the principal building on the survey and/or site plan and approved permit drawings for the principal building are neither approved nor authorized under this laneway house permit. *NEW HOUSE* Note: See DB-2021-03562 for Bldg 1 on site (principal bldg) addressed #1-1052 E 50th Av **THIS PERMIT HAS BEEN ISSUED UNDER THE REQUIREMENTS OF VBBL #12511 (2019) ** | East West Plumbing (2007) Ltd
NULL | NULL | 1052 E 50TH AVENUE #3, Vancouver, BC V5X 1B8 | Plumbing Permit | Residential | NULL | Draft | Residential - Out side sump | APPLEHILL EXCAVATING LTD.
NULL | NULL | 1052 E 50TH AVENUE #3, Vancouver, BC V5X 1B8 | Plumbing Permit | Residential | New | Draft | Residential - Out side sump | APPLEHILL EXCAVATING LTD.
NULL | NULL | 1052 E 50TH AVENUE #3, Vancouver, BC V5X 1B8 | Plumbing Permit | Residential | New | Draft | Residential - Out side sump | APPLEHILL EXCAVATING LTD.
NULL | NULL | 1052 E 50TH AVENUE #3, Vancouver, BC V5X 1B8 | Plumbing Permit | Residential | New | Draft | Residential - Out side sump | APPLEHILL EXCAVATING LTD.
PP-2022-01452 | 2022-04-29 | 1052 E 50TH AVENUE #3, Vancouver, BC V5X 1B8 | Plumbing Permit | Residential | New | Completed | Residential - Sump | APPLEHILL EXCAVATING LTD.
NULL | NULL | 1052 E 50TH AVENUE #3, Vancouver, BC V5X 1B8 | Plumbing Permit | Residential | New | Draft | Residential - Out side sump | APPLEHILL EXCAVATING LTD.
NULL | NULL | 1052 E 50TH AVENUE #3, Vancouver, BC V5X 1B8 | Plumbing Permit | Residential | New | Draft | Residential - Out side sump instalation | APPLEHILL EXCAVATING LTD.
NULL | NULL | 1052 E 50TH AVENUE #3, Vancouver, BC V5X 1B8 | Plumbing Permit | Residential | New | Draft | Residential - Out side sump instalation | APPLEHILL EXCAVATING LTD.
EP-2022-01979 | 2022-06-24 | 1052 E 50TH AVENUE #3, Vancouver, BC V5X 1B8 | Electrical Permit | Residential | New | Completed | Installation / Repair - Residential - Rough wiring ,finishing and service of new LWH Main service 200 amps LWH 100 amps Main house 150 amps >BP: To construct a 2 storey laneway house building ($170,250) and 1 open parking pad, providing a total of 1 parking spaces, having vehicular access from the 20' Lane. Note: The entire building, INCLUDING THE ATTACHED GARAGE (if applicable), to be sprinklered to NFPA 13D Note: This is a 1 ½ storey building pursuant to the Zoning & Development By-law. 1. Covenant registered at the Land Title Office under CA9218930 2. No Strata Titling permitted 3. No A/C Unit proposed 4. Schedule B: (S.A. Shikder) P.Eng (604.255.3740) Structural & Geotechnical 5. HPO: Residential Builder- Ambleside Developments Ltd NOTE: To achieve the required FSR. A floor space exclusion of 3% has been applied to this application as per section 11.24.18 of the district schedule, to accommodate improved building performance. NOTE: Information regarding the principal building on the survey and site plan is for reference only. Any discrepancy between information regarding the principal building on the survey and/or site plan and approved permit drawings for the principal building are neither approved nor authorized under this laneway house permit. *NEW HOUSE* Note: See DB-2021-03562 for Bldg 1 on site (principal bldg) addressed #1-1052 E 50th Av **THIS PERMIT HAS BEEN ISSUED UNDER THE REQUIREMENTS OF VBBL #12511 (2019) ** | OPTIMUM ELECTRICAL LTD
PP-2023-00049 | 2023-01-06 | 3371 COLUMBIA STREET, Vancouver, BC | Plumbing Permit | Residential | New | Issued | Residential - Installation of one outside storm Sump | JBS Services Ltd
PP-2023-00996 | 2023-03-23 | 3371 COLUMBIA STREET, Vancouver, BC | Plumbing Permit | Residential | New | Issued | Residential - Rough in drainage for coach house. kitchen sink,floor drain, toilet, sink,bathtub >BP: ***PART 5 *** Building Permit for DP-2021-00397 To construct a 2-storey INFILL building containing 1 dwelling unit ($443,610) and an attached 2-car garage, providing vehicular access from the lane. Building Envelope and Environmental Separation designed to Part 5: | Three Points Plumbing & Heating Inc
SP-2023-00575 | 2023-05-24 | 3371 COLUMBIA STREET, Vancouver, BC | Sprinkler Permit | Residential | New | Issued | Residential - Installed new Sprinkler Heads >BP: To construct a 2-storey INFILL building containing 1 dwelling unit and an attached 2-car garage, providing vehicular access from the lane. Building Review Branch Notes: 1. This permit has been reviewed under the requirement of VBBL #12511 (2019) 2. Entire building to be sprinklered to NFPA 13R 3. MCD on site to be upgraded, as per Article 11.4.7.1 for conversion to strata lot ownership (DB-2020-01514) | Viking Fire Protection Inc
EP-2023-06996 | 2023-08-15 | 3371 COLUMBIA STREET, Vancouver, BC | Electrical Permit | Residential | New | Issued | Installation / Repair - Residential - New laneway house wiring. New service 200 amps lwh To construct a 2-storey INFILL building containing 1 dwelling unit and an attached 2-car garage, providing vehicular access from the lane. >Permit Amendment Oct 23, 2023 -"Load Calculation as per inspector request" *Document(s) uploaded to "Application Documents" tab for Electrical Inspector review. Documents are at pending status at time of permit amendment approval | O J ELECTRIC LTD
MP-2023-01724 | 2023-09-21 | 3371 COLUMBIA STREET, Vancouver, BC | Mechanical Permit | NULL | NULL | Issued | NULL | CEN'S MECHANICAL F & C ENTERPRISES LTD
GP-2022-03449 | NULL | 3736 MACDONALD STREET, Vancouver, BC V6L 1K3 | Gas Permit | Residential | New | Withdrawn | Residential - Install Gas range on Main kitchen and Install gas range in Basement suite kitchen. | MAPLE APPLIANCE LTD
EP-2022-02065 | NULL | 3736 MACDONALD STREET, Vancouver, BC V6L 1K3 | Electrical Permit | Residential | New | Withdrawn | Installation / Repair - Residential - data,tv,security system rough and finish | GWIRELESS SMART HOMES LTD
EP-2022-01002 | 2022-02-10 | 336 E 45TH AVENUE #3, Vancouver, BC V5W 1X3 | Electrical Permit | Residential | New | Completed | Installation / Repair - Residential - Wiring and service for new laneway house. >BP: To construct a 2 storey laneway house building ($224,480) with an open parking pad, providing 1 parking space, having vehicular access from the lane. Note: This is a 1 ½ storey building pursuant to the Zoning & Development By-law 1. No Strata Titling permitted 2. No A/C unit proposed 3. Schedule B: Sharat Chande, P.Eng. (604-723-7534) Structural & Geotechnical 4. HPO: Residential Builder - Silvercrest Custom Homes and Renovations Inc. Addressing Note: BUILDING 2 #3-336 E 45th Av - Laneway House (1.5 storey) Address and suite number assigned as per approved plans for Fire and Emergency response. The address number is to be posted to the building to be visible from the street and the suite number is to be posted at the suite entry in accordance with the Building By-law prior to final inspection. Note: As a result of the addition of a laneway house, the main house / principal dwelling will be assigned a suite number and the site will be as follows: #1-336 E 45th Av - Principal Dwelling ******THIS PERMIT HAS BEEN ISSUED UNDER THE REQUIREMENTS OF VBBL #12511 (2019)****** | G.S.G. Electric Ltd.
SP-2022-00215 | 2022-02-16 | 336 E 45TH AVENUE #3, Vancouver, BC V5W 1X3 | Sprinkler Permit | Residential | New | Completed | Residential - To install piping and fixtures for a new laneway house. >BP: To construct a 2 storey laneway house building ($224,480) with an open parking pad, providing 1 parking space, having vehicular access from the lane. Note: This is a 1 ½ storey building pursuant to the Zoning & Development By-law 1. No Strata Titling permitted 2. No A/C unit proposed 3. Schedule B: Sharat Chande, P.Eng. (604-723-7534) Structural & Geotechnical 4. HPO: Residential Builder - Silvercrest Custom Homes and Renovations Inc. Addressing Note: BUILDING 2 #3-336 E 45th Av - Laneway House (1.5 storey) Address and suite number assigned as per approved plans for Fire and Emergency response. The address number is to be posted to the building to be visible from the street and the suite number is to be posted at the suite entry in accordance with the Building By-law prior to final inspection. Note: As a result of the addition of a laneway house, the main house / principal dwelling will be assigned a suite number and the site will be as follows: #1-336 E 45th Av - Principal Dwelling ******THIS PERMIT HAS BEEN ISSUED UNDER THE REQUIREMENTS OF VBBL #12511 (2019)****** | Skyway Plumbing & gas Ltd
EP-2022-01114 | 2022-02-24 | 336 E 45TH AVENUE #3, Vancouver, BC V5W 1X3 | Electrical Permit | Residential | New | Completed | Installation / Repair - Residential - tv.telephone,alarm prewire and complete BP: To construct a 2 storey laneway house building ($224,480) with an open parking pad, providing 1 parking space, having vehicular access from the lane. Note: This is a 1 ½ storey building pursuant to the Zoning & Development By-law 1. No Strata Titling permitted 2. No A/C unit proposed 3. Schedule B: Sharat Chande, P.Eng. (604-723-7534) Structural & Geotechnical 4. HPO: Residential Builder - Silvercrest Custom Homes and Renovations Inc. ******THIS PERMIT HAS BEEN ISSUED UNDER THE REQUIREMENTS OF VBBL #12511 (2019)****** | Tvisha Technologies Ltd
MP-2023-00403 | 2023-03-16 | 2970 E 7TH AVENUE, Vancouver, BC V5M 1V3 | Mechanical Permit | NULL | NULL | Issued | NULL | Killarney Mechanical Ltd
EP-2023-02782 | 2023-03-30 | 2690 E 8TH AVENUE, Vancouver, BC | Electrical Permit | Residential | New | Completed | Installation / Repair - Residential - Tv, telephone, security alarm prewire and complete >BP: BLDG #2, To construct a two-storey infill One-Family Dwelling with a shared built-in 2-car garage and one surface parking space having vehicular access from the lane. | Tvisha Technologies Ltd
GP-2023-01050 | 2023-04-03 | 2690 E 8TH AVENUE, Vancouver, BC | Gas Permit | Residential | New | Completed | Residential - gas appliances - Complete >BP: BLDG #2, To construct a two-storey infill One-Family Dwelling with a shared built-in 2-car garage and one surface parking space having vehicular access from the lane. | PRIDE GAS & HEATING LTD.
MP-2022-00743 | 2022-12-23 | 2690 E 8TH AVENUE, Vancouver, BC | Mechanical Permit | NULL | NULL | Completed | NULL | SKY HIGH PLUMBING & HEATING LTD
PP-2022-04314 | 2022-12-01 | 2690 E 8TH AVENUE, Vancouver, BC | Plumbing Permit | Residential | New | Completed | Residential - plumbing >BP: BLDG #2, To construct a two-storey infill One-Family Dwelling with a shared built-in 2-car garage and one surface parking space having vehicular access from the lane. | SKY HIGH PLUMBING & HEATING LTD
EP-2022-06772 | 2022-08-25 | 2690 E 8TH AVENUE, Vancouver, BC | Electrical Permit | Residential | New | Completed | Installation / Repair - Residential - INFILL - 1FD - All new electrical work for a two-storey infill One-Family Dwelling with a shared built-in 2-car garage. A dedicated electrical room to be used with overhead 200A Hydro Service to be divided in 5 meters. Main consumer's service: 200A. Installation of a five-gang meter base - five subdivisions of consumer’s service. 2684 E 8TH AV - 70A. 2686 E 8TH AV - 70A. 2688 E 8TH AV - 60A. 2690 E 8TH AV - 70A. House service - 60A. Special permission has been granted in accordance with CE Code Rule 6-104. BP: BLDG #2, To construct a two-storey infill One-Family Dwelling with a shared built-in 2-car garage and one surface parking space having vehicular access from the lane. Amend May 18, 2023: -"Add electrical closet on permit - 200A Overhead Electrical Service is feeding Electric Closet with Meterstacks located inside closet to supply the units" | Credible Electric Ltd
SP-2022-00260 | 2022-09-14 | 2690 E 8TH AVENUE, Vancouver, BC | Sprinkler Permit | Residential | New | Completed | Residential - BLDG #2, Toinstall sprinklers to NFPA 13R in this One-Family Dwelling with a shared built-in 2-car garage and one surface parking space having vehicular access from the lane. | NewTech Fire Protection Ltd
SP-2023-01554 | NULL | 585 W 29TH AVENUE, Vancouver, BC V5Z 2H8 | Sprinkler Permit | Commercial | New | Applicant Revisions | Commercial - 1) One level underground parking - Sprinkler system to NFPA-13 2) 3-storey wood frame residential building, total of 6 side-by-side townhouses - Sprinkler system to NFPA-13R 3) No standpipe system provided in this building >BP: 6 attached 3-storey row houses above common parkade Staged Construction To construct a 3-storey multiple dwelling building with 6 dwelling units with a direct entry from ground level, over one level of underground parking, having vehicular access from the rear lane. This is a CP Process Permit and the applicant is Ron Bijok, MAIBC, CP. *REVIEWED UNDER VBBL 2019, WITH UPDATED ENERGY REQUIREMENTS AS PER BYLAW #12997 EFFECTIVE JAN 01, 2022* This building qualifies as Part 9 under the VBBL but has been evaluated under Part 3 as required by the CP Program. (***Some Part 9 provisions applied.) This building is Passive House. Building to be sprinklered to NFPA 13 in the parkade and dwelling units to NFPA 13R. STAGED CONSTRUCTION Stage 1: Excavation & Shoring and Foundation/Structure to Grade (Sep 29/23, by A. Min) | NULL
EP-2023-11110 | 2023-12-12 | 585 W 29TH AVENUE, Vancouver, BC V5Z 2H8 | Electrical Permit | Residential | New | Issued | Temporary Power - Residential - To provide temporary power. | R & D Electric Ltd
PP-2022-00506 | 2022-02-15 | 6033 FREMLIN STREET #3, Vancouver, BC V5Z 3W8 | Plumbing Permit | Residential | New | Completed | Residential - LWH - #3 - New drainage and water line & PLUMBING To construct a 2 storey laneway house building with an open parking pad, providing 1 parking space, having vehicular access from the lane. Note: This is a 1 ½ storey building pursuant to the Zoning & Development By-law Note: Bldg 1 (principal bldg) addressed 6033 Fremlin St. retained on site. 1. No A/C unit proposed | Sun Light Plumbing And Heating Ltd
PP-2022-00186 | 2022-01-21 | 6033 FREMLIN STREET #3, Vancouver, BC V5Z 3W8 | Plumbing Permit | Residential | New | Completed | Residential - LWH - #3 - sump placement for drain tile To construct a 2 storey laneway house building with an open parking pad, providing 1 parking space, having vehicular access from the lane. Note: This is a 1 ½ storey building pursuant to the Zoning & Development By-law Note: Bldg 1 (principal bldg) addressed 6033 Fremlin St. retained on site. 1. No A/C unit proposed | G & K Excavation and Demolition Services Ltd
SP-2022-00404 | 2022-03-28 | 6033 FREMLIN STREET #3, Vancouver, BC V5Z 3W8 | Sprinkler Permit | Residential | New | Completed | Residential - New sprinkler system To construct a 2 storey laneway house building with an open parking pad, providing 1 parking space, having vehicular access from the lane. Note: This is a 1 ½ storey building pursuant to the Zoning & Development By-law Note: Bldg 1 (principal bldg) addressed 6033 Fremlin St. retained on site. 1. No A/C unit proposed 2. Schedule B: Sharat Chande P.Eng (604.723.7534) Structural & Geotechnical 3. HPO: Residential Builder- PHW Homes | Haven Fire Protection Ltd
EP-2022-03596 | 2022-05-05 | 6033 FREMLIN STREET #3, Vancouver, BC V5Z 3W8 | Electrical Permit | Residential | New | Completed | Installation / Repair - Residential - LWH - #3 - New laneway home construction To construct a 2 storey laneway house building with an open parking pad, providing 1 parking space, having vehicular access from the lane. Note: This is a 1 ½ storey building pursuant to the Zoning & Development By-law Note: Bldg 1 (principal bldg) addressed 6033 Fremlin St. retained on site. 1. No A/C unit proposed | Neutron Security Systems Ltd
GP-2022-01434 | 2022-05-11 | 6033 FREMLIN STREET #3, Vancouver, BC V5Z 3W8 | Gas Permit | Residential | New | Completed | Residential - To install boiler range There is piping for range | JOT MECHANICAL LTD
EP-2022-03761 | 2022-05-09 | 6033 FREMLIN STREET #3, Vancouver, BC V5Z 3W8 | Electrical Permit | Residential | New | Completed | Installation / Repair - Residential - LWH - #3 - Electrical wiring for 6033 Fremlin Street #3 Lane way house 200A Main Consumer's Service, 200A Main House Service, 100A LWH Service. BP: To construct a 2 storey laneway house building with an open parking pad, providing 1 parking space, having vehicular access from the lane. Note: This is a 1 ½ storey building pursuant to the Zoning & Development By-law Note: Bldg 1 (principal bldg) addressed 6033 Fremlin St. retained on site. 1. No A/C unit proposed | R.J.L. Electrical Contractor Ltd
PP-2022-00987 | 2022-04-01 | 4192 CROWN CRESCENT, Vancouver, BC | Plumbing Permit | Residential | New | Issued | Residential - LWH - Laneway house To construct a 2 storey laneway house building with an open parking pad having vehicular access from the lane. Note: This is a 1 ½ storey building pursuant to the Zoning & Development By-law Note: Bldg 1 (principal bldg) addressed 4202 W 8th Ave. retained on site. 1. No A/C unit proposed | Nathan Jacob Teichrieb
SP-2023-02200 | 2023-12-06 | 4192 CROWN CRESCENT, Vancouver, BC | Sprinkler Permit | Residential | New | Issued | Residential - LWH - supply and install new sprinkler system >DB: To construct a 2 storey laneway house building with an open parking pad having vehicular access from the lane. Note: This is a 1 ½ storey building pursuant to the Zoning & Development By-law Note: Bldg 1 (principal bldg) addressed 4202 W 8th Ave. retained on site. 1. A/C unit proposed ******THIS PERMIT HAS BEEN ISSUED UNDER THE REQUIREMENTS OF VBBL #12511 (2019)****** | H20 Fire Systems Ltd
GP-2022-03453 | 2022-11-07 | 4192 CROWN CRESCENT, Vancouver, BC | Gas Permit | Residential | New | Issued | Residential - Combi water heater >>BP: To construct a 2 storey laneway house building ($224,175) with an open parking pad having vehicular access from the lane. Note: This is a 1 ½ storey building pursuant to the Zoning & Development By-law Note: Bldg 1 (principal bldg) addressed 4202 W 8th Ave. retained on site. 1. No A/C unit proposed 2. Schedule B: TIM LAM 604-255-7670 Structural & Geotechnical 3. Schedule B: G.L. VEN HUIZEN 604-770-0355 Geotechnical 4. HPO: Residential Builder - Postle Construction Inc. ******THIS PERMIT HAS BEEN ISSUED UNDER THE REQUIREMENTS OF VBBL #12511 (2019)****** | Nathan Jacob Teichrieb
EP-2023-03766 | 2023-05-19 | 4192 CROWN CRESCENT, Vancouver, BC | Electrical Permit | Residential | New | Issued | Installation / Repair - Residential - ¦ LWH: 100A ¦ 2 SEPARATE SERVICES ¦ New build laneway house , two bedroom , bathroom, new kitchen , 100 amp panel in mechroom. Full brand new wiring -2 X 200A Services ¦ 200A- Single family ¦ 100A- Laneway *An approved mechanical permit is required for the installation of air conditioning or heat pump unit at the time of installation before an electrical inspection will be performed >Permit Amendment Jan 19, 2024 -Service Details: Amended ¦ -Service details change: "Amend to 100A" -Additional Documentation Required ¦ -Electrical contractor to request an electrical inspection online and upload load calculation for the District Electrical Inspector to review document(s) prior to any further onsite inspections: https://plposweb.vancouver.ca/Public/Login.aspx ¦ Include "Document review only" in the requestor comments >BP:To construct a 2 storey laneway house building ($224,175) with an open parking pad having vehicular access from the lane. Note: This is a 1 ½ storey building pursuant to the Zoning & Development By-law Note: Bldg 1 (principal bldg) addressed 4202 W 8th Ave. retained on site. 1. No A/C unit proposed 2. Schedule B: TIM LAM 604-255-7670 Structural & Geotechnical 3. Schedule B: G.L. VEN HUIZEN 604-770-0355 Geotechnical 4. HPO: Residential Builder - Postle Construction Inc. ******THIS PERMIT HAS BEEN ISSUED UNDER THE REQUIREMENTS OF VBBL #12511 (2019)****** | Nelcan Electric Ltd
EP-2023-04102 | 2023-05-10 | 4192 CROWN CRESCENT, Vancouver, BC | Electrical Permit | Residential | New | Issued | Installation / Repair - Residential - Complete Security Alarm System. >BP: To construct a 2 storey laneway house building ($224,175) with an open parking pad having vehicular access from the lane. Note: This is a 1 ½ storey building pursuant to the Zoning & Development By-law Note: Bldg 1 (principal bldg) addressed 4202 W 8th Ave. retained on site. 1. No A/C unit proposed 2. Schedule B: TIM LAM 604-255-7670 Structural & Geotechnical 3. Schedule B: G.L. VEN HUIZEN 604-770-0355 Geotechnical 4. HPO: Residential Builder - Postle Construction Inc. ******THIS PERMIT HAS BEEN ISSUED UNDER THE REQUIREMENTS OF VBBL #12511 (2019)****** | Supertech Systems Ltd
GP-2022-01056 | 2022-04-05 | 828 E 13TH AVENUE, Vancouver, BC V5T 2L5 | Gas Permit | Residential | New | Completed | Residential - GAS PIPING TO BBQ OUTLET Back Unit | Hearthstone Ventures Ltd
EP-2022-03119 | 2022-04-19 | 5939 BATTISON STREET #3, Vancouver, BC V5R 4M7 | Electrical Permit | Residential | New | Completed | Installation / Repair - Residential - Low Voltage Rough-in and Completion of Security Alarm system, tel/data/cable >BP: To construct a 2 storey laneway house building ($273,000) with 1 open parking pad having vehicular access from the 20' Lane. Note: This is a 1 ½ storey building pursuant to the Zoning & Development By-law. 1. Covenant not required with existing house 2. No Strata Titling permitted 3. No A/C Unit proposed 4. Schedule B: (JULIAN BOZSIK) P.Eng (604-431-0055) Structural & Geotechnical 5. HPO: Residential Builder- HOMELINE CONSTRUCTION & RENOVATION LTD. NOTE: To achieve the required FSR. A floor space exclusion of 3% has been applied to this application as per section 11.24.18 of the district schedule, to accommodate improved building performance. Address Information: Laneway home: #3-5939 Battison St Address and suite number assigned as per approved plans for Fire and Emergency response. The address number is to be posted to the building to be visible from the street and the suite number is to be posted at the suite entry in accordance with the Building By-law prior to final inspection. NOTE: Information regarding the principal building on the survey and site plan is for reference only. Any discrepancy between information regarding the principal building on the survey and/or site plan and approved permit drawings for the principal building are neither approved nor authorized under this laneway house permit. *EXISTING HOUSE* Note: Bldg 1 (principal bldg) addressed 5939 Battison ST. retained on site. **THIS PERMIT HAS BEEN ISSUED UNDER THE REQUIREMENTS OF VBBL #12511 (2019) ** | Infinitech Security & Integration Inc.
GP-2022-00898 | 2022-03-22 | 5939 BATTISON STREET #3, Vancouver, BC V5R 4M7 | Gas Permit | Residential | New | Completed | Residential - Gas fitting | KSS Mechanical Ltd
EP-2022-02026 | 2022-03-16 | 5939 BATTISON STREET #3, Vancouver, BC V5R 4M7 | Electrical Permit | Residential | New | Completed | Installation / Repair - Residential - LWH wiring 200A service coming to LWH 125 A subservice going to main house 100A subservice to LWH >BP: To construct a 2 storey laneway house building ($273,000) with 1 open parking pad having vehicular access from the 20' Lane. Note: This is a 1 ½ storey building pursuant to the Zoning & Development By-law. 1. Covenant not required with existing house 2. No Strata Titling permitted 3. No A/C Unit proposed 4. Schedule B: (JULIAN BOZSIK) P.Eng (604-431-0055) Structural & Geotechnical 5. HPO: Residential Builder- HOMELINE CONSTRUCTION & RENOVATION LTD. NOTE: To achieve the required FSR. A floor space exclusion of 3% has been applied to this application as per section 11.24.18 of the district schedule, to accommodate improved building performance. Address Information: Laneway home: #3-5939 Battison St Address and suite number assigned as per approved plans for Fire and Emergency response. The address number is to be posted to the building to be visible from the street and the suite number is to be posted at the suite entry in accordance with the Building By-law prior to final inspection. NOTE: Information regarding the principal building on the survey and site plan is for reference only. Any discrepancy between information regarding the principal building on the survey and/or site plan and approved permit drawings for the principal building are neither approved nor authorized under this laneway house permit. *EXISTING HOUSE* Note: Bldg 1 (principal bldg) addressed 5939 Battison ST. retained on site. **THIS PERMIT HAS BEEN ISSUED UNDER THE REQUIREMENTS OF VBBL #12511 (2019) ** Amend: May 5, 2022 Service size is 125A Amend: June 7, 2022 Main service to LWH is 200A. | L.H. ELECTRIC LTD
PP-2022-00830 | 2022-03-10 | 5939 BATTISON STREET #3, Vancouver, BC V5R 4M7 | Plumbing Permit | Residential | New | Completed | Residential - LWH - #3 - All floors To construct a 2 storey laneway house building with 1 open parking pad having vehicular access from the 20' Lane. Note: This is a 1 ½ storey building pursuant to the Zoning & Development By-law. 1. Covenant not required with existing house 2. No Strata Titling permitted 3. No A/C Unit proposed | KSS Mechanical Ltd
SP-2022-00623 | 2022-04-27 | 5939 BATTISON STREET #3, Vancouver, BC V5R 4M7 | Sprinkler Permit | Residential | New | Completed | Residential - Install sprinklers in LWH To construct a 2 storey laneway house building with 1 open parking pad having vehicular access from the 20' Lane. Note: This is a 1 ½ storey building pursuant to the Zoning & Development By-law. 1. Covenant not required with existing house 2. No Strata Titling permitted 3. No A/C Unit proposed 4. Schedule B: (JULIAN BOZSIK) P.Eng (604-431-0055) Structural & Geotechnical 5. HPO: Residential Builder- HOMELINE CONSTRUCTION & RENOVATION LTD. | Gold Key Fire Protection Ltd
PP-2022-00471 | 2022-02-10 | 5939 BATTISON STREET #3, Vancouver, BC V5R 4M7 | Plumbing Permit | Residential | New | Completed | Residential - LWH - #3 - Sump To construct a 2 storey laneway house building with 1 open parking pad having vehicular access from the 20' Lane. Note: This is a 1 ½ storey building pursuant to the Zoning & Development By-law. 1. Covenant not required with existing house 2. No Strata Titling permitted 3. No A/C Unit proposed | Bhullar Excavating and Demolition
SP-2022-00231 | 2022-11-30 | 388 SLOCAN STREET, Vancouver, BC | Sprinkler Permit | Commercial | New | Issued | Commercial - For all sprinkler work to the 2019 VBBL; NFPA 13, 2013; standpipe work to NFPA 14, 2013 for this newly constructed 6 storey mixed- use combustible building at 388 Slocan Street consisting of: - 1st storey - restaurant shell, retail shell, bank/office shell - 2nd to 6th storeys - 70 dwelling rental units - accessible top roof terrace with OL< 60 p., all over one level of underground parking. This is a CP Process Staged Construction Permit and the applicant is Tavis McAuley, CP. This application does not include any of the following: • Warehouse storage arrangements, or mobile compact storage arrangements. • Flexible sprinkler pipe. • Information Technology Equipment Rooms (e.g. IT Rooms, LAN Rooms, etc.). • Alternative solutions. Notes: 1. Fire protection engineer of record Mr. Guillermo A. Perez, P.Eng of MCW Consultants T: 604 687 1821 E: Wperez@mcw.ca 2. One set of approved drawings and permit to be available for viewing at the jobsite. 3. Construction Standpipe to Bulletin 2017-003-BU/FI, VBBL, NFPA 14, and VFBL. 4. Separate documents and application are required for the tenant improvement. 5. Exterior canopies on L1 - No occupancy permitted for exterior canopies on L1. Separate permit and documents required if area below the L1 canopies are intended to be occupied. | Escape Fire Protection Ltd
EP-2022-04677 | 2022-06-03 | 388 SLOCAN STREET, Vancouver, BC | Electrical Permit | Commercial | New | Expired | Temporary Power - Commercial - To provide temporary power for crane . | DNA Electric Ltd
EP-2022-01900 | 2022-03-08 | 388 SLOCAN STREET, Vancouver, BC | Electrical Permit | Commercial | New | Expired | Temporary Power - Commercial - To provide temporary power for SECURITY EQUIPMENT on POLE | 0777792 BC Ltd
EP-2022-01856 | 2022-03-08 | 388 SLOCAN STREET, Vancouver, BC | Electrical Permit | Commercial | New | Expired | Temporary Power - Commercial - To provide temporary power. NOTE: Work authorized by this permit is for placement of a temporary power pole only and does not authorize any site construction and/or excavation. A separate Building Permit will be required prior to commencement of any other work on this site. | INT Electrical Ltd
EP-2022-03173 | 2022-04-21 | 388 SLOCAN STREET, Vancouver, BC | Electrical Permit | Commercial | New | Completed | Interim - Commercial - Underground Parking level 1 to street level - Interim for EP-2022-03172 >BP: The building located at 388 Slocan Street is a 6-storey mixed-use building with 70 dwelling rental units. There is 1 CRU, 1 restaurant shell space, bike storage, commercial garbage room and amenity room on Level 1. There is 1 level of underground parking that also contains building services and residential garbage room. NOTE: The 2019 VBBL VBBL applies to this application that has been reviewed during the Covid-19 pandemic. Note: Max occupant load for Restaurant -60 p. including staff. This is a CP Process Staged Construction Permit and the applicant is Tavis McAuley, CP. 29-Sep-2021 - Stage 1: Excavation & Shoring issued. 07-Jan-2022 - Stage 1: Rev1 issued. Stage 2 - Full Construction - In Review | DNA Electric Ltd
EP-2022-03172 | 2022-08-03 | 388 SLOCAN STREET, Vancouver, BC | Electrical Permit | Commercial | New | Issued | Installation / Repair - Commercial - Electrical installation for New 6 storey residential building with 1 level of parkade,See EP-2022-03173 for interm work >BP: To construct a 6 storey mixed- use combustible building at 388 Slocan Street consisting of: - 1st storey - restaurant shell, retail shell, bank/office shell - 2nd to 6th storeys - 70 dwelling rental units - accessible top roof terrace with OL< 60 p., all over one level of underground parking. The following units are TIPs eligible as at the time of construction: 1. The Unit at 2715 E Hastings St. (Retail, Group E) 2. The Unit at 2725 E Hastings St. (Office/Bank, Group D). Note: Free access ( 24/7) from any point of back of house/ public corridor connecting the Restaurant Shell (2723 E Hastings St.),retail shell (2715 E Hastings St.), Bank Shell (2725 E Hastings St.), bike rooms (111, 118, 123) & Loading Dock TO the Residential Lobby egress door (D114) and exit door to exterior (D122) must be provided at all times. A POST SIGN at the corridor side next to egress door D114 (To Residential Lobby) is required. Care of the CP. 29-Sep-2021 - Stage 1: Excavation & Shoring issued. 07-Jan-2022 - Stage 1: Rev #1 issued. 04-May-2022 - Stage 2: Full Construction issued. | DNA Electric Ltd
PP-2022-01077 | 2022-04-11 | 388 SLOCAN STREET, Vancouver, BC | Plumbing Permit | Commercial | New | Issued | Commercial - 70 Unit Residential Building The building located at 388 Slocan Street is a 6-storey mixed-use building with 70 dwelling rental units. There is 1 CRU, 1 restaurant shell space, bike storage, commercial garbage room and amenity room on Level 1. There is 1 level of underground parking that also contains building services and residential garbage room. NOTE: The 2019 VBBL VBBL applies to this application that has been reviewed during the Covid-19 pandemic. | A & D Coastal Plumbing and Heating Inc
EP-2023-04720 | 2023-05-31 | 388 SLOCAN STREET, Vancouver, BC | Electrical Permit | Residential | New | Issued | Installation / Repair - Residential - Install low voltage security - base building. Access control readers and electrified strikes, 12V. >BP: To construct a 6 storey mixed- use combustible building at 388 Slocan Street consisting of: - 1st storey - restaurant shell, retail shell, bank/office shell - 2nd to 6th storeys - 70 dwelling rental units - accessible top roof terrace with OL< 60 p., all over one level of underground parking. | Citiloc Systems Ltd
EP-2023-04993 | 2023-06-06 | 388 SLOCAN STREET, Vancouver, BC | Electrical Permit | Commercial | New | Issued | Temporary Power - Commercial - To provide temporary power for Crane Renewal of EP-2022-04677 Valid: Jun 3, 2023 to Jun 2, 2024 | DNA Electric Ltd
EP-2023-05672 | 2023-06-27 | 388 SLOCAN STREET, Vancouver, BC | Electrical Permit | Commercial | New | Issued | Installation / Repair - Commercial - Extra Low Voltage Communications (Cat6/Coaxial) rough-in and finishing for all residential suites and common space. >BP: To construct a 6 storey mixed- use combustible building at 388 Slocan Street consisting of: - 1st storey - restaurant shell, retail shell, bank/office shell - 2nd to 6th storeys - 70 dwelling rental units - accessible top roof terrace with OL< 60 p., all over one level of underground parking. The following units are TIPs eligible as at the time of construction: 1. The Unit at 2715 E Hastings St. (Retail, Group E) 2. The Unit at 2725 E Hastings St. (Office/Bank, Group D). Note: Free access ( 24/7) from any point of back of house/ public corridor connecting the Restaurant Shell (2723 E Hastings St.),retail shell (2715 E Hastings St.), Bank Shell (2725 E Hastings St.), bike rooms (111, 118, 123) & Loading Dock TO the Residential Lobby egress door (D114) and exit door to exterior (D122) must be provided at all times. A POST SIGN at the corridor side next to egress door D114 (To Residential Lobby) is required. Care of CP. 29-Sep-2021 - Stage 1: Excavation & Shoring issued. 07-Jan-2022 - Stage 1: Rev #1 issued. 04-May-2022 - Stage 2: Full Construction issued. | SOS COMMUNICATIONS INC
EP-2023-02993 | NULL | 388 SLOCAN STREET, Vancouver, BC | Electrical Permit | Commercial | New | Withdrawn | Temporary Power - Commercial - To provide temporary power. -will be installing an outdoor monitor equipment mounted on poles on the SE, SW, and NNW of the site >BP: Proposed construction of eight 3-storey wood frame buildings totaling 43 townhomes over top of a common 1 level underground parkade. VBBL-2019 >NOTE: Work authorized by this permit is for placement of a temporary power pole only and does not authorize any site construction and/or excavation. A separate Building Permit will be required prior to commencement of any other work on this site. | 0777792 BC Ltd
PP-2023-00617 | 2023-03-29 | 388 SLOCAN STREET, Vancouver, BC | Plumbing Permit | Residential | New | Issued | Residential - 70 Unit residential rental building >BP: To construct a 6 storey mixed- use combustible building at 388 Slocan Street consisting of: - 1st storey - restaurant shell, retail shell, bank/office shell - 2nd to 6th storeys - 70 dwelling rental units - accessible top roof terrace with OL< 60 p., all over one level of underground parking. | A & D Coastal Plumbing and Heating Inc
EP-2023-02015 | 2023-03-09 | 388 SLOCAN STREET, Vancouver, BC | Electrical Permit | Commercial | New | Issued | Temporary Power - Commercial - To provide temporary power. Renewal of EP-2022-01900 Valid: Mar 8, 2023 to Mar 7, 2024 | 0777792 BC Ltd
EP-2023-02014 | 2023-03-09 | 388 SLOCAN STREET, Vancouver, BC | Electrical Permit | Commercial | New | Issued | Temporary Power - Commercial - To provide temporary power. Renewal of EP-2022-01856 Valid: Mar 8, 2023 to Mar 7, 2024 | INT Electrical Ltd
NULL | NULL | 388 SLOCAN STREET, Vancouver, BC | Electrical Permit | Residential | New | Withdrawn | Installation / Repair - Residential - LOW VOLTAGE WIRING FOR HVAC CONTROLS | Modern Systems Management Ltd
EP-2023-09347 | 2023-10-17 | 388 SLOCAN STREET, Vancouver, BC | Electrical Permit | Commercial | New | Issued | Installation / Repair - Commercial - Installation of Low voltage controls for HVAC. >BP: To construct a 6 storey mixed- use combustible building at 388 Slocan Street consisting of: - 1st storey - restaurant shell, retail shell, bank/office shell - 2nd to 6th storeys - 70 dwelling rental units - accessible top roof terrace with OL< 60 p., all over one level of underground parking. The following units are TIPs eligible as at the time of construction: 1. The Unit at 2715 E Hastings St. (Retail, Group E) 2. The Unit at 2725 E Hastings St. (Office/Bank, Group D). Note: Free access ( 24/7) from any point of back of house/ public corridor connecting the Restaurant Shell (2723 E Hastings St.),retail shell (2715 E Hastings St.), Bank Shell (2725 E Hastings St.), bike rooms (111, 118, 123) & Loading Dock TO the Residential Lobby egress door (D114) and exit door to exterior (D122) must be provided at all times. A POST SIGN at the corridor side next to egress door D114 (To Residential Lobby) is required. Care of CP. 29-Sep-2021 - Stage 1: Excavation & Shoring issued. 07-Jan-2022 - Stage 1: Rev #1 issued. 04-May-2022 - Stage 2: Full Construction issued. | Modern Systems Management Ltd
EP-2023-10047 | 2023-11-22 | 388 SLOCAN STREET, Vancouver, BC | Electrical Permit | Residential | New | Issued | Installation / Repair - Residential - Installation of heat trace on sprinkler standpipes and combined main in parkade. Includes Raychem 465 controller with dual probes. >BP: To construct a 6 storey mixed- use combustible building at 388 Slocan Street consisting of: - 1st storey - restaurant shell, retail shell, bank/office shell - 2nd to 6th storeys - 70 dwelling rental units - accessible top roof terrace with OL< 60 p., all over one level of underground parking. The following units are TIPs eligible as at the time of construction: 1. The Unit at 2715 E Hastings St. (Retail, Group E) 2. The Unit at 2725 E Hastings St. (Office/Bank, Group D). Note: Free access ( 24/7) from any point of back of house/ public corridor connecting the Restaurant Shell (2723 E Hastings St.),retail shell (2715 E Hastings St.), Bank Shell (2725 E Hastings St.), bike rooms (111, 118, 123) & Loading Dock TO the Residential Lobby egress door (D114) and exit door to exterior (D122) must be provided at all times. A POST SIGN at the corridor side next to egress door D114 (To Residential Lobby) is required. Care of CP. 29-Sep-2021 - Stage 1: Excavation & Shoring issued. 07-Jan-2022 - Stage 1: Rev #1 issued. 04-May-2022 - Stage 2: Full Construction issued. | Brian Wuttke
EP-2022-06484 | 2022-08-03 | 2913 E 43RD AVENUE #3, Vancouver, BC V5R 2Z4 | Electrical Permit | Residential | New | Completed | Installation / Repair - Residential - security alarm system, TV & data >BP: To construct a 2 storey laneway house building ($212,375.00) with 1 on grade parking space (parking pad), having vehicular access from the lane. The entire building, INCLUDING THE ATTACHED GARAGE (if applicable), to be sprinklered to NFPA 13D. NOTE: To achieve the required FSR a floor space exclusion of 3% has been applied to this application as per section 11.17.24(d) of the district schedule, to accommodate improved building performance. 1. No A/C unit proposed 2. Schedule B Eric Man P.Eng (604-874-3237) Structural & Geotechnical 3. BC Housing - Bela Construction Ltd.:23179 Note: This is a 1 1/2 storey building pursuant to the Zoning & Development By-law. ******THIS PERMIT HAS BEEN ISSUED UNDER THE REQUIREMENTS OF VBBL 2019****** "Combustible projections or roof soffits on an exposing building face shall not project to less than .45m from the property line and shall be in compliance with VBBL 2019 9.10.15.5.(9)" Any alterations or conversions to the attached garage (if applicable) to habitable living space shall not be permitted without first obtaining the approval of the Director of Planning and the Chief Building Official. Thermal protection measures and Laneway house design guidelines shall be required to be met prior to the approval of the conversion. Note: Bldg 1 (principal bldg) addressed 2913 E 43th Ave retained on site. | William Chi Ying Tong
SP-2022-01066 | 2022-06-30 | 2913 E 43RD AVENUE #3, Vancouver, BC V5R 2Z4 | Sprinkler Permit | Residential | New | Completed | Residential - new fire sprinkler system >BP: To construct a 2 storey laneway house building ($212,375.00) with 1 on grade parking space (parking pad), having vehicular access from the lane. The entire building, INCLUDING THE ATTACHED GARAGE (if applicable), to be sprinklered to NFPA 13D. NOTE: To achieve the required FSR a floor space exclusion of 3% has been applied to this application as per section 11.17.24(d) of the district schedule, to accommodate improved building performance. 1. No A/C unit proposed 2. Schedule B Eric Man P.Eng (604-874-3237) Structural & Geotechnical 3. BC Housing - Bela Construction Ltd.:23179 Note: This is a 1 1/2 storey building pursuant to the Zoning & Development By-law. ******THIS PERMIT HAS BEEN ISSUED UNDER THE REQUIREMENTS OF VBBL 2019****** | Mainland Fire Protection Ltd
EP-2022-02460 | 2022-03-30 | 2913 E 43RD AVENUE #3, Vancouver, BC V5R 2Z4 | Electrical Permit | Residential | New | Completed | Installation / Repair - Residential - Add New laneway house. Service: main 200A, LWH 125A, existing house 100A. >BP: To construct a 2 storey laneway house building ($212,375.00) with 1 on grade parking space (parking pad), having vehicular access from the lane. The entire building, INCLUDING THE ATTACHED GARAGE (if applicable), to be sprinklered to NFPA 13D. NOTE: To achieve the required FSR a floor space exclusion of 3% has been applied to this application as per section 11.17.24(d) of the district schedule, to accommodate improved building performance. 1. No A/C unit proposed 2. Schedule B Eric Man P.Eng (604-874-3237) Structural & Geotechnical 3. BC Housing - Bela Construction Ltd.:23179 Note: This is a 1 1/2 storey building pursuant to the Zoning & Development By-law. ******THIS PERMIT HAS BEEN ISSUED UNDER THE REQUIREMENTS OF VBBL 2019****** "Combustible projections or roof soffits on an exposing building face shall not project to less than .45m from the property line and shall be in compliance with VBBL 2019 9.10.15.5.(9)" Any alterations or conversions to the attached garage (if applicable) to habitable living space shall not be permitted without first obtaining the approval of the Director of Planning and the Chief Building Official. Thermal protection measures and Laneway house design guidelines shall be required to be met prior to the approval of the conversion. Note: Bldg 1 (principal bldg) addressed 2913 E 43th Ave retained on site. | G Chu Electric Ltd
PP-2022-01056 | 2022-03-29 | 2913 E 43RD AVENUE #3, Vancouver, BC V5R 2Z4 | Plumbing Permit | Residential | New | Completed | Residential - LWH - #3 - Sump To construct a 2 storey laneway house building with 1 on grade parking space (parking pad), having vehicular access from the lane. The entire building, INCLUDING THE ATTACHED GARAGE (if applicable), to be sprinklered to NFPA 13D. 1. No A/C unit proposed | BESTWAY EXCAVATING & DEMOLITION 2008 LTD
PP-2022-01247 | 2022-04-13 | 2913 E 43RD AVENUE #3, Vancouver, BC V5R 2Z4 | Plumbing Permit | Residential | New | Completed | Residential - laneway | Anion Contracting Group Inc
SP-2023-00085 | 2023-01-17 | 2427 KINGSWAY, Vancouver, BC | Sprinkler Permit | Commercial | Tenant Improvement | Completed | Commercial - new pendants for new dropped ceilings and walk in cooler and freezer >DB: To combine units 2425 and 2427 for new restaurant tenant (A2) being the 1st TI on the ground floor of this existing mixed-use high-rise commercial/residential building. One class 1 cooking operation. *****This application does not include any of the following: 1. Not more than 20 sprinklers (add, relocate, or remove), 2. hydraulic calculations, 3. change in occupancy and /or hazard classification, 4. warehouse storage arrangements, 5. mobile compact storage arrangements, 6. alternative solutions, 7. changes to the sprinkler system supply piping (e.g. valves, mains, cross-mains, branch-lines, etc.), or 8. flexible sprinkler pipe. | Yu Fire Protection Inc.
EP-2022-06996 | 2022-08-19 | 2435 KINGSWAY, Vancouver, BC | Electrical Permit | Commercial | NULL | Expired | Annual / Operating - Minor Electrical Installation, repair and maintenance. Valid: Aug 20,2022 - Aug 19,2023 Expired: EP-2021-06199 | Berts Electric (2001) Ltd
EP-2023-07626 | 2023-08-23 | 2435 KINGSWAY, Vancouver, BC | Electrical Permit | Commercial | NULL | Issued | Annual / Operating - ***Annual Operating Permit Minor Electrical Installation, repair and maintenance. -renewal of EP-2022-06996 -valid Aug. 20, 2023 - Aug. 19, 2024 | Berts Electric (2001) Ltd
EP-2022-02900 | 2022-04-12 | 440 W 19TH AVENUE #3, Vancouver, BC V5Y 2B9 | Electrical Permit | Residential | New | Completed | Installation / Repair - Residential - New laneway house wiring and new service 200 amp main, 100 amp main house 125 laneway >BP: To construct a 1 storey laneway house building with an open parking pad providing 1 parking space over gravel, having vehicular access from the 20' Lane. 1. No A/C unit proposed 2. Schedule B: O.Wegner P.Eng (604.579.0110) Structural 3. Schedule B: P.K.L.Fong P.Eng (604.837.3205) Geotechnical 4. HPO: Small works Studios and Laneway Housing Inc. >>>>>>>>>> 2023.02.22 Amendment: "ac wiring and finishing its added on building permit thanks the permit value is same" | O J ELECTRIC LTD
GP-2022-01206 | 2022-04-19 | 440 W 19TH AVENUE #3, Vancouver, BC V5Y 2B9 | Gas Permit | Residential | New | Completed | Residential - The rough in of gas piping to all the appliances and the installation of 1 boiler | Division Mechanical Ltd
PP-2022-01316 | 2022-04-20 | 440 W 19TH AVENUE #3, Vancouver, BC V5Y 2B9 | Plumbing Permit | Residential | New | Completed | Residential - LWH - # 3 - Rough in of plumbing at in the lane way house To construct a 1 storey laneway house building with an open parking pad providing 1 parking space over gravel, having vehicular access from the 20' Lane. 1. No A/C unit proposed | Division Mechanical Ltd
SP-2022-00572 | 2022-04-21 | 440 W 19TH AVENUE #3, Vancouver, BC V5Y 2B9 | Sprinkler Permit | Residential | New | Completed | Residential - new sprinkler system >BP: To construct a 1 storey laneway house building with an open parking pad providing 1 parking space over gravel, having vehicular access from the 20' Lane. 1. No A/C unit proposed 2. Schedule B: O.Wegner P.Eng (604.579.0110) Structural 3. Schedule B: P.K.L.Fong P.Eng (604.837.3205) Geotechnical 4. HPO: Small works Studios and Laneway Housing Inc. BUILDING 2 #3-440 W 19th Av - Laneway House (1 storey) Address and suite number assigned as per approved plans for Fire and Emergency response. The address number is to be posted to the building to be visible from the street and the suite number is to be posted at the suite entry in accordance with the Building By-law prior to final inspection. Note: As a result of the addition of a laneway house, the main house / principal dwelling will be assigned a suite number and the site will be as follows: #1-440 W 19th Av - Principal Dwelling Combustible projections or roof soffits on an exposing building face shall not project to less than .45m from the property line and shall be in compliance with VBBL 2019 9.10.15.5.(9) Information regarding the principal building on the survey and site plan is for reference only. Any discrepancy between information regarding the principal building on the survey and/or site plan and approved permit drawings for the principal building are neither approved nor authorized under this laneway house permit. The entire building, to be sprinklered to NFPA 13D. ******THIS PERMIT HAS BEEN ISSUED UNDER THE REQUIREMENTS OF VBBL #12511 (2019)****** | Alco Fire Protection Ltd
GP-2022-01264 | 2022-04-25 | 440 W 19TH AVENUE #3, Vancouver, BC V5Y 2B9 | Gas Permit | Residential | New | Completed | Residential - supply and install gas fireplace and venting | Delco Fireplaces Ltd
PP-2022-01143 | 2022-04-04 | 440 W 19TH AVENUE #3, Vancouver, BC V5Y 2B9 | Plumbing Permit | Residential | New | Completed | Residential - Install one outside sump without pump | Octiscapes Site Services Ltd
EP-2022-06715 | 2022-08-11 | 440 W 19TH AVENUE #3, Vancouver, BC V5Y 2B9 | Electrical Permit | Residential | New | Completed | Installation / Repair - Residential - Extra Low Voltage Alarm Pre-Wireing, Telephone, Cat-5 Data RG-6 TV Cabling, All Cover plates. >BP: To construct a 1 storey laneway house building with an open parking pad providing 1 parking space over gravel, having vehicular access from the 20' Lane. 1. No A/C unit proposed 2. Schedule B: O.Wegner P.Eng (604.579.0110) Structural 3. Schedule B: P.K.L.Fong P.Eng (604.837.3205) Geotechnical 4. HPO: Small works Studios and Laneway Housing Inc. Note: As a result of the addition of a laneway house, the main house / principal dwelling will be assigned a suite number and the site will be as follows: #1-440 W 19th Av - Principal Dwelling Combustible projections or roof soffits on an exposing building face shall not project to less than .45m from the property line and shall be in compliance with VBBL 2019 9.10.15.5.(9) Information regarding the principal building on the survey and site plan is for reference only. Any discrepancy between information regarding the principal building on the survey and/or site plan and approved permit drawings for the principal building are neither approved nor authorized under this laneway house permit. The entire building, to be sprinklered to NFPA 13D. ******THIS PERMIT HAS BEEN ISSUED UNDER THE REQUIREMENTS OF VBBL #12511 (2019)****** | Infra-Tech Enterprises Ltd
PP-2022-00643 | 2022-02-24 | 3555 W 20TH AVENUE #3, Vancouver, BC V6S 1E6 | Plumbing Permit | Residential | New | Completed | Residential - LWH - #3 - Install a new sump + a pump for the laneway house located at 3555 West 20th Ave. Bring sewer line, water line, and rain water letters to the front for future new connection. To construct a 2 storey laneway house building with 1 open parking pad having vehicular access from the 20' Lane. Note: This is a 1 ½ storey building pursuant to the Zoning & Development By-law. 1. Covenant:CA8608168 2. No Strata Titling permitted 3. No A/C Unit proposed | JP Premium Homes Ltd
EP-2022-00924 | 2022-02-07 | 3555 W 20TH AVENUE #3, Vancouver, BC V6S 1E6 | Electrical Permit | Residential | New | Completed | Installation / Repair - Residential - Alarm, tel, tv, net >BP: To construct a 2 storey laneway house building ($192,467.5) with 1 open parking pad having vehicular access from the 20' Lane. Note: This is a 1 ½ storey building pursuant to the Zoning & Development By-law. 1. Covenant:CA8608168 2. No Strata Titling permitted 3. No A/C Unit proposed 4. Schedule B: (Shambhu N.Biswas) P.Eng (604.250-8666) Structural & Geotechnical 5. HPO: JP Premium Homes Ltd. NOTE: To achieve the required FSR. A floor space exclusion of 3% has been applied to this application as per section 11.24.18 of the district schedule, to accommodate improved building performance. Address Information: #1-3555 W 20th Av - Principal Dwelling #3-3555 W 20th Av - Laneway House (1.5 storey) Address has been assigned per the approved plans as the fire/emergency access to the laneway house is from the South side. This access must be provided & maintained at 20' Lane at all times in accordance with the Building By-law. NOTE: Information regarding the principal building on the survey and site plan is for reference only. Any discrepancy between information regarding the principal building on the survey and/or site plan and approved permit drawings for the principal building are neither approved nor authorized under this laneway house permit. *EXISTING HOUSE* Note: Bldg 1 (principal bldg) addressed #1-3555 W 20th Ave retained on site. **THIS PERMIT HAS BEEN ISSUED UNDER THE REQUIREMENTS OF VBBL #12511 (2019) ** ****All project coordinator notes has been accepted by the applicant**** | Best Built-In Centre Ltd
SP-2022-00093 | 2022-01-25 | 3555 W 20TH AVENUE #3, Vancouver, BC V6S 1E6 | Sprinkler Permit | Residential | New | Completed | Residential - LWH WITH NEW SPRINKLERS >BP: To construct a 2 storey laneway house building ($192,467.5) with 1 open parking pad having vehicular access from the 20' Lane. Note: This is a 1 ½ storey building pursuant to the Zoning & Development By-law. 1. Covenant:CA8608168 2. No Strata Titling permitted 3. No A/C Unit proposed 4. Schedule B: (Shambhu N.Biswas) P.Eng (604.250-8666) Structural & Geotechnical 5. HPO: JP Premium Homes Ltd. NOTE: To achieve the required FSR. A floor space exclusion of 3% has been applied to this application as per section 11.24.18 of the district schedule, to accommodate improved building performance. Address Information: #1-3555 W 20th Av - Principal Dwelling #3-3555 W 20th Av - Laneway House (1.5 storey) Address has been assigned per the approved plans as the fire/emergency access to the laneway house is from the South side. This access must be provided & maintained at 20' Lane at all times in accordance with the Building By-law. NOTE: Information regarding the principal building on the survey and site plan is for reference only. Any discrepancy between information regarding the principal building on the survey and/or site plan and approved permit drawings for the principal building are neither approved nor authorized under this laneway house permit. *EXISTING HOUSE* Note: Bldg 1 (principal bldg) addressed #1-3555 W 20th Ave retained on site. **THIS PERMIT HAS BEEN ISSUED UNDER THE REQUIREMENTS OF VBBL #12511 (2019) ** ****All project coordinator notes has been accepted by the applicant**** | BC Fire Sprinklers Ltd
EP-2022-00292 | 2022-01-31 | 3555 W 20TH AVENUE #3, Vancouver, BC V6S 1E6 | Electrical Permit | Residential | New | Completed | Installation / Repair - Residential - Main house only charge service,Laneway house rough wiring,finishing and service complete Main service 200A Main House Breaker Size100A Laneway House Breaker Size 100A To construct a 2 storey laneway house building with 1 open parking pad having vehicular access from the 20' Lane. Note: This is a 1 ½ storey building pursuant to the Zoning & Development By-law. 1. Covenant:CA8608168 2. No Strata Titling permitted 3. No A/C Unit proposed 4. Schedule B: (Shambhu N.Biswas) P.Eng (604.250-8666) Structural & Geotechnical 5. HPO: JP Premium Homes Ltd. | Kooner Electrical Ltd
EP-2022-03411 | 2022-04-27 | 918 W 32ND AVENUE, Vancouver, BC V5Z 2K2 | Electrical Permit | Residential | New | Expired | Temporary Power - Residential - To provide temporary power. | Vanflow Electrical Ltd
SP-2022-01663 | 2023-10-20 | 918 W 32ND AVENUE, Vancouver, BC V5Z 2K2 | Sprinkler Permit | Commercial | New | Issued | Commercial - For all sprinkler work to the 2019 VBBL; NFPA 13, 2013; for work to build 19 units of combustible townhome (in 2 blocks, front and rear) with 1 storey of non-combustible underground parking. The front block (Building A - 3 storeys) will have stacked townhouses, with 7 1-storey units at ground level and 8, 2-storey units above that. The rear block (Building B - 2 storeys) will have side by side townhouses with 4, 2-storey units at ground level. Engineer of Record: Erik Watson-Hurthig 604-209-2594 erikwh@eriksberg.ca Related Permits: Building A - SP-2023-01905 Building B - SP-2023-01906 | Spectrum Fire Protection Ltd
PP-2023-01308 | 2023-04-24 | 918 W 32ND AVENUE, Vancouver, BC V5Z 2K2 | Plumbing Permit | Commercial | New | Issued | Commercial - new plumbing works for UNDERGROUND >BP: To build 19 units of combustible townhome (in 2 blocks, front and rear) with 1 storey of non-combustible underground parking. The front block (Building A - 3 storeys) will have stacked townhouses, with 7 1-storey units at ground level and 8, 2-storey units above that. The rear block (Building B - 2 storeys) will have side by side townhouses with 4, 2-storey units at ground level. VBBL 2019 - NFPA 13 Front Building is related to BP-2022-03663. Rear Building is related to BP-2022-03664. Stage 1 - Excavation and Shoring issued on Aug. 12, 2022. Stage 2 - Full Construction issued on Jan. 30, 2023. | Lucky Five Eight Plumbing & Heating Ltd
EP-2023-06230 | 2023-09-13 | 918 W 32ND AVENUE, Vancouver, BC V5Z 2K2 | Electrical Permit | Commercial | New | Issued | Installation / Repair - Commercial - Electrical wirings and installations throughout the complex (Building A). >BP: The front building - (Building A - 3 storeys) will have stacked townhouses, with 7, 1-storey units on the ground floor and 8 units above. VBBL 2019 - NFPA 13 Refer to BP-2021-05126 for site work, below grade facilities and common underground parking. Staged Construction | Vanflow Electrical Ltd
EP-2023-05456 | 2023-09-13 | 918 W 32ND AVENUE, Vancouver, BC V5Z 2K2 | Electrical Permit | Commercial | New | Issued | Installation / Repair - Commercial - Electrical wirings and installations for site work and common underground. >Permit Amendment Oct 19, 2023 -"As per Victor's request on Sep 27th, in order to pass the inspections, declaration form to be submitted for the work covered. Declaration form and a separate PDF document of photos attached" *Document(s) uploaded to "Application Documents" tab for Electrical Inspector review. Documents are at pending status at time of permit amendment approval >BP: To build 19 units of combustible townhome (in 2 blocks, front and rear) with 1 storey of non-combustible underground parking. The front block (Building A - 3 storeys) will have stacked townhouses, with 7 1-storey units at ground level and 8, 2-storey units above that. The rear block (Building B - 2 storeys) will have side by side townhouses with 4, 2-storey units at ground level. VBBL 2019 - NFPA 13 Front Building is related to BP-2022-03663. Rear Building is related to BP-2022-03664. Stage 1 - Excavation and Shoring issued on Aug. 12, 2022. Stage 2 - Full Construction issued on Jan. 30, 2023. | Vanflow Electrical Ltd
EP-2023-03852 | 2023-05-03 | 918 W 32ND AVENUE, Vancouver, BC V5Z 2K2 | Electrical Permit | Residential | New | Issued | Temporary Power - Residential - To provide temporary power. | Vanflow Electrical Ltd
SP-2023-01905 | 2023-10-20 | 918 W 32ND AVENUE, Vancouver, BC V5Z 2K2 | Sprinkler Permit | Commercial | New | Issued | Commercial - For all sprinkler work to the 2019 VBBL; NFPA 13, 2013; for work on the front building - (Building A - 3 storeys) with stacked townhouses, with 7, 1-storey units on the ground floor and 8 units above. Engineer of Record: Erik Watson-Hurthig 604-209-2594 erikwh@eriksberg.ca Related Permits: Site/Parkade - SP-2022-01663 Building B - SP-2023-01906 | Spectrum Fire Protection Ltd
NULL | NULL | 918 W 32ND AVENUE, Vancouver, BC V5Z 2K2 | Mechanical Permit | NULL | NULL | Draft | NULL | BCS Cooling and Heating
EP-2022-10629 | 2022-12-20 | 4088 W 14TH AVENUE #3, Vancouver, BC V6R 2X4 | Electrical Permit | Residential | New | Completed | Installation / Repair - Residential - electrical wiring and installation for new lane way house >BP: To construct a 1 storey laneway house building ($241,750) 1 open parking pad, providing a total of 1 parking spaces, having vehicular access from the 20' Lane. 1. Covenant not required with existing house 2. No Strata Titling permitted 3. No A/C Unit proposed 4. Schedule B: (O. Wegner) P.Eng (604.579.0110) Structural 5. Schedule B: (P.K.L. Fong) P.Eng (604.837.3205) Geotechnical 6. HPO: Residential Builder- PHW Homes INC NOTE: To achieve the required FSR. A floor space exclusion of 3% has been applied to this application as per section 11.24.18 of the district schedule, to accommodate improved building performance. Address Information: Principle Dwelling: #1-4088 W 14th Av Laneway home: #3-4088 W 14th Av Address and suite number assigned as per approved plans for Fire and Emergency response. The address number is to be posted to the building to be visible from the street and the suite number is to be posted at the suite entry in accordance with the Building By-law prior to final inspection. NOTE: Information regarding the principal building on the survey and site plan is for reference only. Any discrepancy between information regarding the principal building on the survey and/or site plan and approved permit drawings for the principal building are neither approved nor authorized under this laneway house permit. *EXISTING HOUSE* Note: Bldg 1 (principal bldg) addressed #1-4088 W 14th Av retained on site. **THIS PERMIT HAS BEEN ISSUED UNDER THE REQUIREMENTS OF VBBL #12511 (2019) ** | R.J.L. Electrical Contractor Ltd
EP-2022-10429 | 2022-12-09 | 4088 W 14TH AVENUE #3, Vancouver, BC V6R 2X4 | Electrical Permit | Residential | New | Completed | Installation / Repair - Residential - LWH #3 - Complete rough wire of all low voltage component including security alarm, cameras, door bell, telephone/cable and data outlets. COMPLETE SECURITY ALARM SYSTEM >DB: To construct a 1 storey laneway house building 1 open parking pad, providing a total of 1 parking spaces, having vehicular access from the 20' Lane. 1. Covenant not required with existing house 2. No Strata Titling permitted 3. No A/C Unit proposed | Neutron Security Systems Ltd
SP-2022-02044 | 2022-12-08 | 4088 W 14TH AVENUE #3, Vancouver, BC V6R 2X4 | Sprinkler Permit | Residential | New | Completed | Residential - LWH - #3 - New sprinkler system >DB: To construct a 1 storey laneway house building 1 open parking pad, providing a total of 1 parking spaces, having vehicular access from the 20' Lane. 1. Covenant not required with existing house 2. No Strata Titling permitted 3. No A/C Unit proposed | Haven Fire Protection Ltd
PP-2022-02854 | 2022-08-17 | 4088 W 14TH AVENUE #3, Vancouver, BC V6R 2X4 | Plumbing Permit | Residential | New | Completed | Residential - LWH - #3 - Sump for drain tile installation | G & K Excavation and Demolition Services Ltd
PP-2022-03333 | 2022-09-21 | 4088 W 14TH AVENUE #3, Vancouver, BC V6R 2X4 | Plumbing Permit | Residential | New | Completed | Residential - New drainage and water supply for: >BP: To construct a 1 storey laneway house building ($241,750) 1 open parking pad, providing a total of 1 parking spaces, having vehicular access from the 20' Lane. 1. Covenant not required with existing house 2. No Strata Titling permitted 3. No A/C Unit proposed 4. Schedule B: (O. Wegner) P.Eng (604.579.0110) Structural 5. Schedule B: (P.K.L. Fong) P.Eng (604.837.3205) Geotechnical 6. HPO: Residential Builder- PHW Homes INC | Sun Light Plumbing And Heating Ltd
EP-2022-04261 | 2022-05-24 | 4088 W 14TH AVENUE #3, Vancouver, BC V6R 2X4 | Electrical Permit | Residential | New | Expired | Temporary Power - Residential - To provide temporary power. | R.J.L. Electrical Contractor Ltd
NULL | NULL | 1921 E 3RD AVENUE, Vancouver, BC | Electrical Permit | Residential | Renovation | Draft | Installation / Repair - Residential - I'm hoping to install an outdoor sauna in my patio, operated by either 6 Kw or 9 Kw heater. | NULL
EP-2022-03994 | 2022-05-16 | 3343 W 29TH AVENUE #3, Vancouver, BC V6S 1S9 | Electrical Permit | Residential | New | Completed | Installation / Repair - Residential - Extra Low Voltage, Data, TV Cable Alarm Wire Only >BP: To construct a 1 storey laneway house building ($171,842) with an attached garage and 1 open parking pad, having vehicular access from the 20' Lane. 2. Covenant not required with existing house 3. No Strata Titling permitted 4. No A/C Unit proposed 6. Schedule B: (O. Wegner) P.Eng (604.579.0110) Structural 7. Schedule B: (P.K.L Fong) P.Eng (604.837.3205) Geotechnical 8. HPO: Residential Builder- Smallworks Studio and Laneway Housing NOTE: To achieve the required FSR. A floor space exclusion of 3% has been applied to this application as per section 11.24.18 of the district schedule, to accommodate improved building performance. Address Information: Principle Dwelling: #1-3343 W 29th Av Laneway home: #3-3343 W 29th Av Address has been assigned per the approved plans as the fire/emergency access to the laneway house is from the south side. This access must be provided & maintained at 20' Lane at all times in accordance with the Building By-law. NOTE: Information regarding the principal building on the survey and site plan is for reference only. Any discrepancy between information regarding the principal building on the survey and/or site plan and approved permit drawings for the principal building are neither approved nor authorized under this laneway house permit. *EXISTING HOUSE* Note: Bldg 1 (principal bldg) addressed #1-3343 W 29th Ave retained on site. NOTE: Main House exterior side deck reduction on a separate building permit (BP). The issuance of the Main House alteration BP to be completed prior to framing inspection of the Laneway House. The Main House exterior side deck reduction work to be completed prior to the final inspection of the Laneway House. | Infra-Tech Enterprises Ltd
SP-2022-00571 | 2022-04-21 | 3343 W 29TH AVENUE #3, Vancouver, BC V6S 1S9 | Sprinkler Permit | Residential | New | Completed | Residential - new laneway >BP: To construct a 1 storey laneway house building ($171,842) with an attached garage and 1 open parking pad, having vehicular access from the 20' Lane. 2. Covenant not required with existing house 3. No Strata Titling permitted 4. No A/C Unit proposed 6. Schedule B: (O. Wegner) P.Eng (604.579.0110) Structural 7. Schedule B: (P.K.L Fong) P.Eng (604.837.3205) Geotechnical 8. HPO: Residential Builder- Smallworks Studio and Laneway Housing NOTE: To achieve the required FSR. A floor space exclusion of 3% has been applied to this application as per section 11.24.18 of the district schedule, to accommodate improved building performance. Address Information: Principle Dwelling: #1-3343 W 29th Av Laneway home: #3-3343 W 29th Av Address has been assigned per the approved plans as the fire/emergency access to the laneway house is from the south side. This access must be provided & maintained at 20' Lane at all times in accordance with the Building By-law. NOTE: Information regarding the principal building on the survey and site plan is for reference only. Any discrepancy between information regarding the principal building on the survey and/or site plan and approved permit drawings for the principal building are neither approved nor authorized under this laneway house permit. *EXISTING HOUSE* Note: Bldg 1 (principal bldg) addressed #1-3343 W 29th Ave retained on site. NOTE: Main House exterior side deck reduction on a separate building permit (BP). The issuance of the Main House alteration BP to be completed prior to framing inspection of the Laneway House. The Main House exterior side deck reduction work to be completed prior to the final inspection of the Laneway House. **THIS PERMIT HAS BEEN ISSUED UNDER THE REQUIREMENTS OF VBBL #12511 (2019) ** | Alco Fire Protection Ltd
EP-2022-00225 | 2022-01-14 | 3343 W 29TH AVENUE #3, Vancouver, BC V6S 1S9 | Electrical Permit | Residential | New | Completed | Installation / Repair - Residential - Move service to laneway house, main service 200 amp, 100 amp main house, 100 amp laneway and laneway house wiring To construct a 1 storey laneway house building with an attached garage and 1 open parking pad, having vehicular access from the 20' Lane. 2. Covenant not required with existing house 3. No Strata Titling permitted 4. No A/C Unit proposed 6. Schedule B: (O. Wegner) P.Eng (604.579.0110) Structural 7. Schedule B: (P.K.L Fong) P.Eng (604.837.3205) Geotechnical 8. HPO: Residential Builder- Smallworks Studio and Laneway Housing | O J ELECTRIC LTD
PP-2022-00113 | 2022-01-17 | 3343 W 29TH AVENUE #3, Vancouver, BC V6S 1S9 | Plumbing Permit | Residential | New | Completed | Residential - Install one outside sump without pump To construct a 1 storey laneway house building with an attached garage and 1 open parking pad, having vehicular access from the 20' Lane. 2. Covenant not required with existing house 3. No Strata Titling permitted 4. No A/C Unit proposed | Octiscapes Site Services Ltd
GP-2022-00264 | 2022-01-28 | 3343 W 29TH AVENUE #3, Vancouver, BC V6S 1S9 | Gas Permit | Residential | New | Completed | Residential - the rough in and installations of gas appliances in the lane way home. also the installation of 1 gas line to the fire place the fire place to be installed by others. >To construct a 1 storey laneway house building ($171,842) with an attached garage and 1 open parking pad, having vehicular access from the 20' Lane. | Division Mechanical Ltd
PP-2022-00289 | 2022-01-31 | 3343 W 29TH AVENUE #3, Vancouver, BC V6S 1S9 | Plumbing Permit | Residential | New | Completed | Residential - LWH - #3 - rough in and installation of plumbing in the lane way house To construct a 1 storey laneway house building ($171,842) with an attached garage and 1 open parking pad, having vehicular access from the 20' Lane. 2. Covenant not required with existing house 3. No Strata Titling permitted 4. No A/C Unit proposed | Division Mechanical Ltd
EP-2022-02295 | 2022-03-28 | 675 W HASTINGS STREET, Vancouver, BC V6B 1N2 | Electrical Permit | Commercial | Renovation | Expired | Temporary Power - Commercial - To provide temporary power. We will be installing an outdoor monitoring unit mounted on a pole on the S side of the site NOTE: vacant parking lot is: 623 W Hastings RBC building is going through a seismic upgrade and they are storing materials in the parking lot >BP: To upgrade the fire alarm system by adding additional zones to the existing fire annunciator panel and installing new fire alarm devices in the lobbies of the existing service elevator to meet the requirements of CSA/B44 to this existing high-rise mixed-use commercial building. Notes: Work is throughout the building. Existing ground floor commercial and General Office above. Existing Group D primarily. Revision 1: Change project description. P Volpi, May 25, 2021. | 0777792 BC Ltd
EP-2022-05096 | 2022-06-15 | 675 W HASTINGS STREET, Vancouver, BC V6B 1N2 | Electrical Permit | Commercial | Tenant Improvement | Issued | Installation / Repair - Commercial - Supply and install exterior luminaires to highlight façade of building Install lighting controls | Centre Electric Ltd
EP-2023-11320 | 2023-12-22 | 675 W HASTINGS STREET, Vancouver, BC V6B 1N2 | Electrical Permit | Commercial | NULL | Issued | Annual / Operating - ANNUAL Operating Electrical permit Renewal of EP-2023-00124 Effective: Jan 12, 2023 - Jan. 11, 2024 | Stanislav S Puskas
EP-2022-08612 | 2022-10-13 | 675 W HASTINGS STREET, Vancouver, BC V6B 1N2 | Electrical Permit | Commercial | Renovation | Completed | Installation / Repair - Commercial - UNIT #1100 - 11TH FLOOR - Renovation of office space, additional fire alarm speakers, additional power and data outlets, new sub-panel, minor demo and relocates >BP: #1100 - 11thFloor Interior alterations to provide tenant improvements for a new tenant on the 11th floor (#1100) in this existing Municipally Designated Heritage "A" building on site. Scope of work: Demolish existing walls, doors and glazing. Relocate cabinets, doors and a portion of existing glass panel to meeting rooms, new carpet/tile flooring. Remove partition walls to create a staff lounge and an open kitchen. Electrical and plumbing work to suit. | Centre Electric Ltd
SP-2022-02003 | 2022-12-01 | 675 W HASTINGS STREET, Vancouver, BC V6B 1N2 | Sprinkler Permit | Commercial | Tenant Improvement | Completed | Commercial - UNIT #1100 - 11TH FLOOR - Relocate and add sprinkler head to suit to office layout. #1100 - 11thFloor Interior alterations to provide tenant improvements for a new tenant on the 11th floor (#1100) in this existing Municipally Designated Heritage "A" building on site. Scope of work: Demolish existing walls, doors and glazing. Relocate cabinets, doors and a portion of existing glass panel to meeting rooms, new carpet/tile flooring. Remove partition walls to create a staff lounge and an open kitchen. Electrical and plumbing work to suit. *****This application does not include any of the following: 1. Not more than 20 sprinklers (add, relocate, or remove), 2. hydraulic calculations, 3. change in occupancy and /or hazard classification, 4. warehouse storage arrangements, 5. mobile compact storage arrangements, 6. alternative solutions, 7. changes to the sprinkler system supply piping (e.g. valves, mains, cross-mains, branch-lines, etc.), or 8. flexible sprinkler pipe. | Phaser Fire Protection Ltd
EP-2023-00124 | 2023-01-11 | 675 W HASTINGS STREET, Vancouver, BC V6B 1N2 | Electrical Permit | Commercial | NULL | Expired | Annual / Operating - ANNUAL Operating Electrical permit Renewal of EP-2021-09526 Effective: Jan 12/2023 til Jan 11/2024 | Stanislav S Puskas
EP-2023-02918 | 2023-04-04 | 675 W HASTINGS STREET, Vancouver, BC V6B 1N2 | Electrical Permit | Commercial | Renovation | Expired | Temporary Power - Commercial - To provide temporary power. We will be installing an outdoor monitoring unit mounted on a pole on the S side of the site Renewal of EP-2022-02295 Valid: Mar 28, 2023 to Mar 27, 2024 NOTE: vacant parking lot is: 623 W Hastings RBC building is going through a seismic upgrade and they are storing materials in the parking lot >BP: To upgrade the fire alarm system by adding additional zones to the existing fire annunciator panel and installing new fire alarm devices in the lobbies of the existing service elevator to meet the requirements of CSA/B44 to this existing high-rise mixed-use commercial building. Notes: Work is throughout the building. Existing ground floor commercial and General Office above. Existing Group D primarily. Revision 1: Change project description. P Volpi, May 25, 2021. | 0777792 BC Ltd
PP-2023-00908 | 2023-03-17 | 2326 E 53RD AVENUE #3, Vancouver, BC V5S 1V8 | Plumbing Permit | Residential | New | Issued | Residential - new plumbing >BP: To construct a 2 storey laneway house building with an open parking pad providing 1 parking space having vehicular access from the lane Note: This is a 1 ½ storey building pursuant to the Zoning & Development By-law 1. No A/C unit proposed 2. Schedule B: Shamsul Alam Shikder, P.Eng (604.255.3740) Structural & Geotechnical 3. HPO: Residential Builder- TVK Construction Ltd | Killarney Mechanical Ltd
NULL | NULL | 2326 E 53RD AVENUE #3, Vancouver, BC V5S 1V8 | Sprinkler Permit | Residential | New | Draft | Residential - Piping and fixture installation | RG Plumbing Ltd
EP-2023-05592 | 2023-08-02 | 2326 E 53RD AVENUE #3, Vancouver, BC V5S 1V8 | Electrical Permit | Residential | New | Issued | Installation / Repair - Residential - ¦ LWH - #3 ¦ new Electrical wiring for laneway house >BP: To construct a 2 storey laneway house building ($225,000) with an open parking pad providing 1 parking space having vehicular access from the lane Note: This is a 1 ½ storey building pursuant to the Zoning & Development By-law 1. No A/C unit proposed 2. Schedule B: Shamsul Alam Shikder, P.Eng (604.255.3740) Structural & Geotechnical 3. HPO: Residential Builder- TVK Construction Ltd | CSM Electric Ltd
EP-2023-06393 | 2023-07-17 | 2326 E 53RD AVENUE #3, Vancouver, BC V5S 1V8 | Electrical Permit | Residential | New | Issued | Installation / Repair - Residential - Security, tel, tv, data, wiring &completion. >BP: To construct a 2 storey laneway house building ($225,000) with an open parking pad providing 1 parking space having vehicular access from the lane Note: This is a 1 ½ storey building pursuant to the Zoning & Development By-law 1. No A/C unit proposed 2. Schedule B: Shamsul Alam Shikder, P.Eng (604.255.3740) Structural & Geotechnical 3. HPO: Residential Builder- TVK Construction Ltd ******THIS PERMIT HAS BEEN ISSUED UNDER THE REQUIREMENTS OF VBBL #12511 (2019)****** | Repel Security Systems Ltd
PP-2022-04274 | 2022-11-29 | 2326 E 53RD AVENUE #3, Vancouver, BC V5S 1V8 | Plumbing Permit | Residential | New | Issued | Residential - Sump | ON TIME EXCAVATING & DEMOLITION LTD
SP-2023-01847 | 2023-10-06 | 2326 E 53RD AVENUE #3, Vancouver, BC V5S 1V8 | Sprinkler Permit | Residential | New | Issued | Residential - fire sprinkler system >BP: To construct a 2 storey laneway house building with an open parking pad providing 1 parking space having vehicular access from the lane Note: This is a 1 ½ storey building pursuant to the Zoning & Development By-law 1. No A/C unit proposed 2. Schedule B: Shamsul Alam Shikder, P.Eng (604.255.3740) Structural & Geotechnical 3. HPO: Residential Builder- TVK Construction Ltd | Killarney Mechanical Ltd
EP-2024-00542 | 2024-01-22 | 92 E HASTINGS STREET, Vancouver, BC | Electrical Permit | Commercial | New | Issued | Temporary Power - Commercial - To provide temporary power. | Berts Electric (2001) Ltd
NULL | NULL | 92 E HASTINGS STREET, Vancouver, BC | Electrical Permit | Commercial | New | Draft | Temporary Power - Commercial - To provide temporary power. | NULL
EP-2022-10615 | 2022-12-15 | 92 E HASTINGS STREET, Vancouver, BC | Electrical Permit | Commercial | New | Expired | Temporary Power - Commercial - To provide temporary power. | Berts Electric (2001) Ltd
NULL | NULL | 92 E HASTINGS STREET, Vancouver, BC | Plumbing Permit | Commercial | New | Draft | Commercial - Mixed-use concrete 13 storey building | Broadway Refrigeration & Air Conditioning Co
NULL | NULL | 550 E GEORGIA STREET, Vancouver, BC V6A 1Z9 | Plumbing Permit | Residential | Renovation | Draft | Residential - test | Big Dig Excavating Ltd
SP-2023-00890 | NULL | 550 E GEORGIA STREET, Vancouver, BC V6A 1Z9 | Sprinkler Permit | Residential | New | Application Incomplete | Residential - Sprinkler system for a new house in the laneway. >BP: To construct a new two-storey infill building containing 1 dwelling unit ($235,000), with an attached 3 car garage having vehicular access from the lane. (Infill house) Reference: DP-2021-00041 BP-2022-05586 (Main building) Reviewed under VBBL 2019 | NULL
SP-2023-00772 | NULL | 550 E GEORGIA STREET, Vancouver, BC V6A 1Z9 | Sprinkler Permit | Residential | New | Application Incomplete | Residential - Retention and renovation of principal dwelling. Addition at rear to replace damaged and poorly constructed additions. New single family infill at lane. >BP: To renovate, add and convert the existing character Multiple Conversion dwelling containing 2 units and develop a 1-Family dwelling Infill with an attached 3 car garage, for a total of 3 dwelling Units, having vehicular access from the lane. (reno character house) Reference: DP-2021-00041 BP-2022-05587 (Infill building) Building review branch notes: Sprinklered to NFPA 13R Reviewed under VBBL 2019 Part 11 upgrades as per 11.2.1.4 | NULL
PP-2023-04186 | 2023-11-28 | 550 E GEORGIA STREET, Vancouver, BC V6A 1Z9 | Plumbing Permit | Residential | New | Issued | Residential - Sump | Big Dig Excavating Ltd
EP-2023-09252 | 2023-10-12 | 550 E GEORGIA STREET, Vancouver, BC V6A 1Z9 | Electrical Permit | Residential | Renovation | Issued | Temporary Power - Residential - To provide temporary power. | DLP Electrical Ltd
GP-2022-01876 | 2022-06-22 | 465 E 38TH AVENUE #3, Vancouver, BC V5W 1H8 | Gas Permit | Residential | New | Completed | Residential - Zero Clearance Gas Fireplace to New Laneway House Vent & Gas Hookup Only >To construct a 2 storey laneway house building with an open parking pad, providing 1 parking space, having vehicular access from the lane. | Encore Fireplaces Ltd
EP-2022-00677 | 2022-07-11 | 465 E 38TH AVENUE #3, Vancouver, BC V5W 1H8 | Electrical Permit | Residential | New | Completed | Installation / Repair - Residential - New laneway house built on back side of the house >To construct a 2 storey laneway house building with an open parking pad, providing 1 parking space, having vehicular access from the lane. Note: This is a 1 ½ storey building pursuant to the Zoning & Development By-law 1. A/C unit proposed in rear yard. 2. No Strata Titling permitted 3. Schedule B: Jason Hui P.Eng (778.319.3403) Structural & Geotechnical 4. HPO: Residential Builder- 0887635 B.C.LTD Combustible projections or roof soffits on an exposing building face shall not project to less than .45m from the property line and shall be in compliance with VBBL 2019 9.10.15.5.(9) Information regarding the principal building on the survey and site plan is for reference only. Any discrepancy between information regarding the principal building on the survey and/or site plan and approved permit drawings for the principal building are neither approved nor authorized under this laneway house permit. Note: As a result of the addition of a laneway house, the main house / principal dwelling will be assigned a suite number and the site will be as follows: #1-465 E 38th Av - Principal Dwelling ******THIS PERMIT HAS BEEN ISSUED UNDER THE REQUIREMENTS OF VBBL #12511 (2019)****** | I WILL ELECTRIC LTD
GP-2022-01669 | 2022-06-02 | 465 E 38TH AVENUE #3, Vancouver, BC V5W 1H8 | Gas Permit | Residential | New | Completed | Residential - gas line To construct a 2 storey laneway house building with an open parking pad, providing 1 parking space, having vehicular access from the lane. Note: This is a 1 ½ storey building pursuant to the Zoning & Development By-law 1. A/C unit proposed in rear yard. 2. No Strata Titling permitted 3. Schedule B: Jason Hui P.Eng (778.319.3403) Structural & Geotechnical 4. HPO: Residential Builder- 0887635 B.C.LTD | PRIDE GAS & HEATING LTD.
SP-2022-00865 | 2022-06-02 | 465 E 38TH AVENUE #3, Vancouver, BC V5W 1H8 | Sprinkler Permit | Residential | New | Completed | Residential - Install sprinklers in LWH To construct a 2 storey laneway house building with an open parking pad, providing 1 parking space, having vehicular access from the lane. Note: This is a 1 ½ storey building pursuant to the Zoning & Development By-law 1. A/C unit proposed in rear yard. 2. No Strata Titling permitted 3. Schedule B: Jason Hui P.Eng (778.319.3403) Structural & Geotechnical 4. HPO: Residential Builder- 0887635 B.C.LTD | Gold Key Fire Protection Ltd
PP-2022-01466 | 2022-05-02 | 465 E 38TH AVENUE #3, Vancouver, BC V5W 1H8 | Plumbing Permit | Residential | New | Completed | Residential - LWH - #3 - laneway To construct a 2 storey laneway house building with an open parking pad, providing 1 parking space, having vehicular access from the lane. Note: This is a 1 ½ storey building pursuant to the Zoning & Development By-law 1. A/C unit proposed in rear yard. AMEND: JUN 14/2023 Add to my permit 1 Roof Drain please | SKY HIGH PLUMBING & HEATING LTD
PP-2022-00861 | 2022-03-14 | 465 E 38TH AVENUE #3, Vancouver, BC V5W 1H8 | Plumbing Permit | Residential | New | Completed | Residential - LWH - #3 - installing sumps in thr back yard for the laneway house To construct a 2 storey laneway house building with an open parking pad, providing 1 parking space, having vehicular access from the lane. Note: This is a 1 ½ storey building pursuant to the Zoning & Development By-law 1. A/C unit proposed in rear yard. | BigCity Excavation Ltd
EP-2022-07229 | 2022-08-26 | 2020 MCNICOLL AVENUE, Vancouver, BC V6J 1A8 | Electrical Permit | Residential | New | Expired | Temporary Power - Residential - To provide temporary power. | Brett Cryderman Electric Ltd
PP-2022-04522 | 2022-12-22 | 2020 MCNICOLL AVENUE, Vancouver, BC V6J 1A8 | Plumbing Permit | Residential | New | Issued | Residential - New Construction. Cast and ABS drain pipes, Wirsbo Uponor water pipe with rec. line To construct a two storey one-family dwelling with an attached garage (providing one parking space) and a detached accessory building (garage) at the rear providing one parking space, all having vehicular access from the lane. *This Building Permit will remain in a suspended status until the associated (green) Demolition Permit BP-2021-06314 is completed. The entire building, INCLUDING THE ATTACHED GARAGE, to be sprinklered to NFPA 13R. 1. A/C unit located on the roof 2. Bar sink not proposed 3. Schedule B Andrew Chad P.Eng (604-762-7844) Structural 4. Schedule B J. Troy Issigonis P.Eng (604-770-0355) Geotechnical 5. Schedule B Andrew Chad P.Eng (604-762-7844) Pool Structural and Mechanical 6. Schedule B J. Troy Issigonis P.Eng (604-770-0355) Pool Geotechnical 7. BC Housing Nick Linden Construction West Ltd | Paris Plumbing And Heating Ltd
PP-2023-00239 | 2023-01-24 | 2020 MCNICOLL AVENUE, Vancouver, BC V6J 1A8 | Plumbing Permit | Residential | New | Issued | Residential - Sump | J & R Excavation & Demolition Ltd.
EP-2023-08844 | 2023-09-29 | 2020 MCNICOLL AVENUE, Vancouver, BC V6J 1A8 | Electrical Permit | Residential | Renovation - Dwelling Unit(s) only | Issued | Temporary Power - Residential - To provide temporary power. | CY Electric Ltd
EP-2023-10086 | 2023-11-08 | 2020 MCNICOLL AVENUE, Vancouver, BC V6J 1A8 | Electrical Permit | Residential | New | Issued | Installation / Repair - Residential - Low Voltage Network, CATV, Security, Security Cameras Multi room Audio >BP: To construct a two storey one-family dwelling with an attached garage (providing one parking space) and a detached accessory building (garage) at the rear providing one parking space, all having vehicular access from the lane. *This Building Permit will remain in a suspended status until the associated (green) Demolition Permit BP-2021-06314 is completed. The entire building, INCLUDING THE ATTACHED GARAGE, to be sprinklered to NFPA 13R. 1. A/C unit located on the roof 2. Bar sink not proposed 3. Schedule B Andrew Chad P.Eng (604-762-7844) Structural 4. Schedule B J. Troy Issigonis P.Eng (604-770-0355) Geotechnical 5. Schedule B Andrew Chad P.Eng (604-762-7844) Pool Structural and Mechanical 6. Schedule B J. Troy Issigonis P.Eng (604-770-0355) Pool Geotechnical 7. BC Housing Nick Linden Construction West Ltd Note: This is a 2 storey building pursuant to the Zoning and Development By-Law ******THIS PERMIT HAS BEEN ISSUED UNDER THE REQUIREMENTS OF VBBL 2019****** All rooms adjacent to East exposing building face shall be sprinklered. "Combustible projections or roof soffits on an exposing building face shall not project to less than .45m from the property line and shall be in compliance with VBBL 2019 9.10.15.5.(9)" | Millson Technologies Inc
EP-2023-07476 | 2023-08-29 | 2020 MCNICOLL AVENUE, Vancouver, BC V6J 1A8 | Electrical Permit | Residential | New | Issued | Installation / Repair - Residential - ¦ 1FD + 1SS- 200A ¦ Full house wiring including secondary building *An approved mechanical permit is required for the installation of air conditioning or heat pump unit at the time of installation before an electrical inspection will be performed To construct a two storey one-family dwelling with an attached garage (providing one parking space) and a detached accessory building (garage) at the rear providing one parking space, all having vehicular access from the lane. The entire building, INCLUDING THE ATTACHED GARAGE, to be sprinklered to NFPA 13R. 1. A/C unit located on the roof 2. Bar sink not proposed 3. Schedule B Andrew Chad P.Eng (604-762-7844) Structural 4. Schedule B J. Troy Issigonis P.Eng (604-770-0355) Geotechnical 5. Schedule B Andrew Chad P.Eng (604-762-7844) Pool Structural and Mechanical 6. Schedule B J. Troy Issigonis P.Eng (604-770-0355) Pool Geotechnical 7. BC Housing Nick Linden Construction West Ltd | CY Electric Ltd
SP-2022-00992 | 2022-06-21 | 2595 W 2ND AVENUE, Vancouver, BC V6K 1J7 | Sprinkler Permit | Residential | New | Completed | Residential - new fire sprinkler system >******PART 5********************* Added by Bram C 04/14 To construct a 2 storey + basement one-family dwelling ($998,825.00) with a detached accessory building (garage), at the rear providing 2 parking spaces, having vehicular access from the lane. Note: This is a 2 storey building pursuant to the Zoning and Development By-Law 1- No bar sink proposed 2- A/C unit proposed in the rear yard 3- Schedule B: THOMAS ANTONIUS VAN WERMESKERKEN 604-484-2859 Structural 4- Schedule B: PAUL A DAVIES - 604-395-2300 Geotechnical 5- Schedule B: MARK W EMANUEL - 604-872-1211 Architectural 6- Schedule A: MARK W EMANUEL - 604-872-1211 7- Schedule D: MARK W EMANUEL - 604-872-1211 8-HPO: Residential Builder - Coastline Projects Ltd. ******THIS PERMIT HAS BEEN ISSUED UNDER THE REQUIREMENTS OF VBBL #12511 (2019)****** | Mainland Fire Protection Ltd
GP-2022-01946 | 2022-06-28 | 2595 W 2ND AVENUE, Vancouver, BC V6K 1J7 | Gas Permit | Residential | New | Completed | Residential - gas fitting To construct a 2 storey + basement one-family dwelling with a detached accessory building (garage), at the rear providing 2 parking spaces, having vehicular access from the lane. ** Amend 07/04/2022** Add 50,000 BTU BBQ x 1 | R J Gas Ltd
EP-2022-06083 | 2022-07-21 | 2595 W 2ND AVENUE, Vancouver, BC V6K 1J7 | Electrical Permit | Residential | New | Completed | Installation / Repair - Residential - 1FD - Prewire and completion of Alarm and Cameras. COMPLETE SECURITY ALARM SYSTEM. To construct a 2 storey + basement one-family dwelling ($998,825.00) with a detached accessory building (garage), at the rear providing 2 parking spaces, having vehicular access from the lane. Note: This is a 2 storey building pursuant to the Zoning and Development By-Law 1- No bar sink proposed 2- A/C unit proposed in the rear yard | Venture Alarms
PP-2023-00866 | 2023-03-14 | 2595 W 2ND AVENUE, Vancouver, BC V6K 1J7 | Plumbing Permit | Residential | New | Cancelled | Residential - Install 3/4" Backflow assembly device for lawn irrigation | M&M Industries Ltd
GP-2023-00869 | 2023-03-13 | 2595 W 2ND AVENUE, Vancouver, BC V6K 1J7 | Gas Permit | Residential | New | Completed | Residential - Wolf 36" Gas Cooktop >BP: To construct a 2 storey + basement one-family dwelling with a detached accessory building (garage), at the rear providing 2 parking spaces, having vehicular access from the lane. | Han Appliances & Refrigeration Ltd
PP-2022-00850 | 2022-03-11 | 2595 W 2ND AVENUE, Vancouver, BC V6K 1J7 | Plumbing Permit | Residential | New | Completed | Residential - 1FD - Plumbing To construct a 2 storey + basement one-family dwelling with a detached accessory building (garage), at the rear providing 2 parking spaces, having vehicular access from the lane. Note: This is a 2 storey building pursuant to the Zoning and Development By-Law 1- No bar sink proposed 2- A/C unit proposed in the rear yard | Avante Plumbing & Heating Ltd
PP-2022-00918 | 2022-03-18 | 2595 W 2ND AVENUE, Vancouver, BC V6K 1J7 | Plumbing Permit | Residential | New | Completed | Residential - 1FD - Install 3/4" backflow prevention device To construct a 2 storey + basement one-family dwelling with a detached accessory building (garage), at the rear providing 2 parking spaces, having vehicular access from the lane. Note: This is a 2 storey building pursuant to the Zoning and Development By-Law 1- No bar sink proposed 2- A/C unit proposed in the rear yard | M&M Industries Ltd
EP-2022-04054 | 2022-05-17 | 2595 W 2ND AVENUE, Vancouver, BC V6K 1J7 | Electrical Permit | Residential | New | Completed | Installation / Repair - Residential - New Home Wiring To construct a 2 storey + basement one-family dwelling with a detached accessory building (garage), at the rear providing 2 parking spaces, having vehicular access from the lane. Note: This is a 2 storey building pursuant to the Zoning and Development By-Law 1- No bar sink proposed 2- A/C unit proposed in the rear yard 3- Schedule B: THOMAS ANTONIUS VAN WERMESKERKEN 604-484-2859 Structural 4- Schedule B: PAUL A DAVIES - 604-395-2300 Geotechnical 5- Schedule B: MARK W EMANUEL - 604-872-1211 Architectural 6- Schedule A: MARK W EMANUEL - 604-872-1211 7- Schedule D: MARK W EMANUEL - 604-872-1211 8-HPO: Residential Builder - Coastline Projects Ltd. | Santolla Enterprises Ltd
EP-2022-00390 | 2022-01-25 | 2142 E 53RD AVENUE #3, Vancouver, BC V5P 1X7 | Electrical Permit | Residential | New | Completed | Installation / Repair - Residential - NEW ELECTRICAL FOR LANEWAY MAIN SERVICE 200AMPS 125AMPS TO LANEWAY 125AMPS TO HOUSE >BP: To construct a 1 storey laneway house building ($179,000) with 1 open parking pad, providing a total of 1 parking spaces, having vehicular access from the 20' Lane. 1. Covenant registered at the Land Title Office under CA907924 2. No Strata Titling permitted 3. No A/C Unit proposed 4. Schedule B: (SHAMSUL ALAM SHIKDER) P.Eng (604.255.3740) Structural 5. Schedule B: (SHAMSUL ALAM SHIKDER) P.Eng (604.255.3740) Geotechnical 6. HPO: Residential Builder- Killarney Development Ltd | Indy Electrical Ltd
PP-2022-00633 | 2022-02-24 | 2142 E 53RD AVENUE #3, Vancouver, BC V5P 1X7 | Plumbing Permit | Residential | New | Completed | Residential - LWH - #3 - To install piping and fixtures for a new laneway house. To construct a 1 storey laneway house building with 1 open parking pad, providing a total of 1 parking spaces, having vehicular access from the 20' Lane. 1. Covenant registered at the Land Title Office under CA907924 2. No Strata Titling permitted 3. No A/C Unit proposed | Skyway Plumbing & gas Ltd
SP-2022-00429 | 2022-03-24 | 2142 E 53RD AVENUE #3, Vancouver, BC V5P 1X7 | Sprinkler Permit | Residential | New | Completed | Residential - Install sprinklers in lwh >BP: To construct a 1 storey laneway house building ($179,000) with 1 open parking pad, providing a total of 1 parking spaces, having vehicular access from the 20' Lane. 1. Covenant registered at the Land Title Office under CA907924 2. No Strata Titling permitted 3. No A/C Unit proposed 4. Schedule B: (SHAMSUL ALAM SHIKDER) P.Eng (604.255.3740) Structural 5. Schedule B: (SHAMSUL ALAM SHIKDER) P.Eng (604.255.3740) Geotechnical 6. HPO: Residential Builder- Killarney Development Ltd NOTE: To achieve the required FSR. A floor space exclusion of 3% has been applied to this application as per section 11.24.18 of the district schedule, to accommodate improved building performance. Address Information: Principle Dwelling: #1 – 2142 E 53RD AVE Secondary Suite: #2 – 2142 E 53RD AVE Laneway home: #3 – 2142 E 53RD AVE Address and suite number assigned as per approved plans for Fire and Emergency response. The address number is to be posted to the building to be visible from the street and the suite number is to be posted at the suite entry in accordance with the Building By-law prior to final inspection. NOTE: Information regarding the principal building on the survey and site plan is for reference only. Any discrepancy between information regarding the principal building on the survey and/or site plan and approved permit drawings for the principal building are neither approved nor authorized under this laneway house permit. *NEW HOUSE* Note: See DB-2021-03704 for Bldg 1 on site (principal bldg) addressed #1 – 2142 E 53RD AVE. **THIS PERMIT HAS BEEN ISSUED UNDER THE REQUIREMENTS OF VBBL #12511 (2019) ** | Gold Key Fire Protection Ltd
EP-2022-02451 | 2022-03-28 | 2142 E 53RD AVENUE #3, Vancouver, BC V5P 1X7 | Electrical Permit | Residential | New | Completed | Installation / Repair - Residential - security, tel,tv,data chime wiring& completion >BP: To construct a 1 storey laneway house building ($179,000) with 1 open parking pad, providing a total of 1 parking spaces, having vehicular access from the 20' Lane. 1. Covenant registered at the Land Title Office under CA907924 2. No Strata Titling permitted 3. No A/C Unit proposed 4. Schedule B: (SHAMSUL ALAM SHIKDER) P.Eng (604.255.3740) Structural 5. Schedule B: (SHAMSUL ALAM SHIKDER) P.Eng (604.255.3740) Geotechnical 6. HPO: Residential Builder- Killarney Development Ltd NOTE: To achieve the required FSR. A floor space exclusion of 3% has been applied to this application as per section 11.24.18 of the district schedule, to accommodate improved building performance. Address Information: Principle Dwelling: #1 – 2142 E 53RD AVE Secondary Suite: #2 – 2142 E 53RD AVE Laneway home: #3 – 2142 E 53RD AVE Address and suite number assigned as per approved plans for Fire and Emergency response. The address number is to be posted to the building to be visible from the street and the suite number is to be posted at the suite entry in accordance with the Building By-law prior to final inspection. NOTE: Information regarding the principal building on the survey and site plan is for reference only. Any discrepancy between information regarding the principal building on the survey and/or site plan and approved permit drawings for the principal building are neither approved nor authorized under this laneway house permit. *NEW HOUSE* Note: See DB-2021-03704 for Bldg 1 on site (principal bldg) addressed #1 – 2142 E 53RD AVE. **THIS PERMIT HAS BEEN ISSUED UNDER THE REQUIREMENTS OF VBBL #12511 (2019) ** | Repel Security Systems Ltd
MP-2022-00390 | 2022-10-14 | 9 E 19TH AVENUE, Vancouver, BC | Mechanical Permit | NULL | NULL | Completed | NULL | BENTAIR HVAC LTD
EP-2022-07650 | 2022-09-13 | 3049 E 26TH AVENUE #3, Vancouver, BC V5R 1L5 | Electrical Permit | Residential | New | Issued | Installation / Repair - Residential - LWH - #3 - COMPLETE ROUGH WIRING AND FINISHING. 200 AMPS MAIN consumer's SERVICE. 125 AMPS service TO HOUSE WITH 60 AMPS SUB PANEL TO SUITE. LANEWAY WILL HAVE 125 AMP service. >DB: To construct a 2 storey laneway house building and 1 open parking pad providing a total of 1 parking spaces, having vehicular access from the 20' Lane. Note: The entire building, INCLUDING THE ATTACHED GARAGE (if applicable), to be sprinklered to NFPA 13D Note: This is a 1 ½ storey building pursuant to the Zoning & Development By-law. 1. Covenant registered at the Land Title Office under CA9222595 2. No Strata Titling permitted 3. No A/C Unit proposed | Simplex Electrical Ltd
PP-2023-01261 | 2023-04-12 | 3049 E 26TH AVENUE #3, Vancouver, BC V5R 1L5 | Plumbing Permit | Residential | New | Issued | Residential - LWH - #3 - Complete plumbing system for laneway home >DB: To construct a 2 storey laneway house building and 1 open parking pad providing a total of 1 parking spaces, having vehicular access from the 20' Lane. Note: The entire building, INCLUDING THE ATTACHED GARAGE (if applicable), to be sprinklered to NFPA 13D Note: This is a 1 ½ storey building pursuant to the Zoning & Development By-law. 1. Covenant registered at the Land Title Office under CA9222595 2. No Strata Titling permitted 3. No A/C Unit proposed | 20-20 Solutions Mechanical Ltd
MP-2023-00750 | 2023-05-01 | 3049 E 26TH AVENUE #3, Vancouver, BC V5R 1L5 | Mechanical Permit | NULL | NULL | Issued | NULL | 20-20 Solutions Mechanical Ltd
GP-2023-02125 | 2023-07-19 | 3049 E 26TH AVENUE #3, Vancouver, BC V5R 1L5 | Gas Permit | Residential | New | Issued | Residential - 1 Range, 1 Boiler & 1 BBQ >BP: To construct a 2 storey laneway house building | 20-20 Solutions Mechanical Ltd
SP-2023-01370 | 2023-07-27 | 3049 E 26TH AVENUE #3, Vancouver, BC V5R 1L5 | Sprinkler Permit | Residential | New | Issued | Residential - To install fire sprinkler system in a LWH >BP: To construct a 2 storey laneway house building and 1 open parking pad providing a total of 1 parking spaces, having vehicular access from the 20' Lane. Note: The entire building, INCLUDING THE ATTACHED GARAGE (if applicable), to be sprinklered to NFPA 13D Note: This is a 1 ½ storey building pursuant to the Zoning & Development By-law. 1. Covenant registered at the Land Title Office under CA9222595 2. No Strata Titling permitted 3. No A/C Unit proposed 4. Schedule B: (A.C.M Wang) P.Eng (604.618.6236) Structural & Geotechnical 5. HPO: Residential Builder- Raunek Construction Ltd | Max Fire Pro Ltd
EP-2023-08509 | 2023-09-20 | 3049 E 26TH AVENUE #3, Vancouver, BC V5R 1L5 | Electrical Permit | Residential | New | Issued | Installation / Repair - Residential - Rough wiring of security alarm, tv, data and completion of security alarm. >BP: To construct a 2 storey laneway house building ($151,895) and 1 open parking pad providing a total of 1 parking spaces, having vehicular access from the 20' Lane. | Supersonic Security System Inc.
MP-2022-00230 | 2022-09-15 | 3573 W 13TH AVENUE ##3, Vancouver, BC V6R 2S4 | Mechanical Permit | NULL | NULL | Completed | NULL | PBW Development Ltd
SP-2022-01514 | 2022-10-14 | 3573 W 13TH AVENUE ##3, Vancouver, BC V6R 2S4 | Sprinkler Permit | Residential | New | Completed | Residential - New Sprinkler system for: >BP: To construct a 2 storey laneway house building ($191,500.00) with an open parking pad, providing 1 parking space, having vehicular access from the lane. Note: This is a 1 ½ storey building pursuant to the Zoning & Development By-law Covenant to be registered prior to sheathing inspection. 1- A/C unit proposed in rear yard 2- Schedule B: Cesar Parayno P.Eng (604.241.9638) Structural & Geotechnical 3-HPO: Owner builder ******THIS PERMIT HAS BEEN ISSUED UNDER THE REQUIREMENTS OF VBBL #12511 (2019)****** | East West Plumbing (2007) Ltd
EP-2022-09292 | 2022-11-10 | 3573 W 13TH AVENUE ##3, Vancouver, BC V6R 2S4 | Electrical Permit | Residential | New | Completed | Installation / Repair - Residential - Its new construction for LH which includes. New wiring according to BC electrical code, AC, Boiler, Kitchen wiring, Laundry. >BP: To construct a 2 storey laneway house building ($191,500.00) with an open parking pad, providing 1 parking space, having vehicular access from the lane. Note: This is a 1 ½ storey building pursuant to the Zoning & Development By-law Covenant to be registered prior to sheathing inspection. 1- A/C unit proposed in rear yard 2- Schedule B: Cesar Parayno P.Eng (604.241.9638) Structural & Geotechnical 3-HPO: Owner builder ******THIS PERMIT HAS BEEN ISSUED UNDER THE REQUIREMENTS OF VBBL #12511 (2019)****** | Power Can Electrical Corp
EP-2022-09484 | 2022-11-08 | 3573 W 13TH AVENUE ##3, Vancouver, BC V6R 2S4 | Electrical Permit | Residential | New | Completed | Installation / Repair - Residential - extra low voltage data cables & Security alarm >BP: To construct a 2 storey laneway house building ($191,500.00) with an open parking pad, providing 1 parking space, having vehicular access from the lane. Note: This is a 1 ½ storey building pursuant to the Zoning & Development By-law Covenant to be registered prior to sheathing inspection. 1- A/C unit proposed in rear yard 2- Schedule B: Cesar Parayno P.Eng (604.241.9638) Structural & Geotechnical 3-HPO: Owner builder ******THIS PERMIT HAS BEEN ISSUED UNDER THE REQUIREMENTS OF VBBL #12511 (2019)****** | AJ INTEGRATED SERVICES LTD
GP-2022-03698 | 2022-11-23 | 3573 W 13TH AVENUE ##3, Vancouver, BC V6R 2S4 | Gas Permit | Residential | New | Completed | Residential - Gas line for boiler Laneway house | PBW Development Ltd
PP-2022-01593 | 2022-05-09 | 3573 W 13TH AVENUE ##3, Vancouver, BC V6R 2S4 | Plumbing Permit | Residential | New | Completed | Residential - sump >BP: To construct a 2 storey laneway house building ($191,500.00) with an open parking pad, providing 1 parking space, having vehicular access from the lane. Note: This is a 1 ½ storey building pursuant to the Zoning & Development By-law Covenant to be registered prior to sheathing inspection. 1- A/C unit proposed in rear yard 2- Schedule B: Cesar Parayno P.Eng (604.241.9638) Structural & Geotechnical 3-HPO: Owner builder Building 2 #3-3573 W 13th Av - Laneway House Address and suite number assigned as per approved plans for Fire and Emergency response. The address number is to be posted to the building to be visible from the street and the suite number is to be posted at the suite entry in accordance with the Building By-law prior to final inspection. ******THIS PERMIT HAS BEEN ISSUED UNDER THE REQUIREMENTS OF VBBL #12511 (2019)****** | AKAL DEMOLITION & EXCAVATING LTD
PP-2022-01675 | 2022-05-16 | 2591 W 2ND AVENUE, Vancouver, BC V6K 1J7 | Plumbing Permit | Residential | New | Completed | Residential - plumbing >BP: To construct a 2 storey + basement one-family dwelling ($860,922.50) with a detached accessory building (garage), at the rear providing 2 parking spaces, having vehicular access from the lane. Note: This is a 2 storey building pursuant to the Zoning and Development By-Law 1- No bar sink proposed 2- No A/C unit proposed 3- Schedule B: DAN WICKE P.ENG. - 604-484-2859 Structural 4- Schedule B: PAUL A DAVIES - 604-395-2300 Geotechnical 5- Schedule B: MARK W EMANUEL - 604-872-1211 Architectural 6- Schedule A: MARK W EMANUEL - 604-872-1211 7- Schedule D: MARK W EMANUEL - 604-872-1211 8-HPO: Residential Builder - Coastline Projects Ltd. ******THIS PERMIT HAS BEEN ISSUED UNDER THE REQUIREMENTS OF VBBL #12511 (2019)****** | Avante Plumbing & Heating Ltd
SP-2022-00887 | 2022-06-03 | 2591 W 2ND AVENUE, Vancouver, BC V6K 1J7 | Sprinkler Permit | Residential | New | Cancelled | Residential - new fire sprinkler system Note: This is a 2 storey building pursuant to the Zoning and Development By-Law 1- No bar sink proposed 2- A/C unit proposed in the rear yard 3- Schedule B: THOMAS ANTONIUS VAN WERMESKERKEN 604-484-2859 Structural 4- Schedule B: PAUL A DAVIES - 604-395-2300 Geotechnical 5- Schedule B: MARK W EMANUEL - 604-872-1211 Architectural 6- Schedule A: MARK W EMANUEL - 604-872-1211 7- Schedule D: MARK W EMANUEL - 604-872-1211 8-HPO: Residential Builder - Coastline Projects Ltd. | Mainland Fire Protection Ltd
GP-2022-03363 | 2022-10-31 | 2591 W 2ND AVENUE, Vancouver, BC V6K 1J7 | Gas Permit | Residential | New | Completed | Residential - Install 2 natural gas fireplaces >BP: To construct a 2 storey + basement one-family dwelling with a detached accessory building (garage), at the rear providing 2 parking spaces, having vehicular access from the lane. Note: This is a 2 storey building pursuant to the Zoning and Development By-Law 1- No bar sink proposed 2- A/C unit proposed in the rear yard | Vancouver Gas Fireplaces Ltd
EP-2022-09132 | 2022-11-01 | 2591 W 2ND AVENUE, Vancouver, BC V6K 1J7 | Electrical Permit | Residential | New | Completed | Installation / Repair - Residential - New Home Wiring >BP: To construct a 2 storey + basement one-family dwelling ($860,922.50) with a detached accessory building (garage), at the rear providing 2 parking spaces, having vehicular access from the lane. Note: This is a 2 storey building pursuant to the Zoning and Development By-Law 1- No bar sink proposed 2- A/C unit proposed in the rear yard 3- Schedule B: DAN WICKE P.ENG. - 604-484-2859 Structural 4- Schedule B: PAUL A DAVIES - 604-395-2300 Geotechnical 5- Schedule B: MARK W EMANUEL - 604-872-1211 Architectural 6- Schedule A: MARK W EMANUEL - 604-872-1211 7- Schedule D: MARK W EMANUEL - 604-872-1211 8-HPO: Residential Builder - Coastline Projects Ltd. ******THIS PERMIT HAS BEEN ISSUED UNDER THE REQUIREMENTS OF VBBL #12511 (2019)****** | Santolla Enterprises Ltd
EP-2022-06082 | 2023-03-15 | 2591 W 2ND AVENUE, Vancouver, BC V6K 1J7 | Electrical Permit | Residential | New | Completed | Installation / Repair - Residential - Prewire and completion of Alarm and Cameras. COMPLETE SECURITY ALARM SYSTEM To construct a 2 storey + basement one-family dwelling with a detached accessory building (garage), at the rear providing 2 parking spaces, having vehicular access from the lane. Note: This is a 2 storey building pursuant to the Zoning and Development By-Law 1- No bar sink proposed 2- No A/C unit proposed | Venture Alarms
PP-2023-00924 | 2023-03-20 | 2591 W 2ND AVENUE, Vancouver, BC V6K 1J7 | Plumbing Permit | Residential | New | Completed | Residential - 1FD - Install 3/4" backflow assembly device | M&M Industries Ltd
SP-2023-00298 | 2023-02-22 | 2591 W 2ND AVENUE, Vancouver, BC V6K 1J7 | Sprinkler Permit | Residential | New | Completed | Residential - 1FD - Installation of new fire sprinkler system >BP: To construct a 2 storey + basement one-family dwelling with a detached accessory building (garage), at the rear providing 2 parking spaces, having vehicular access from the lane. Note: This is a 2 storey building pursuant to the Zoning and Development By-Law 1- No bar sink proposed 2- A/C unit proposed in the rear yard | Fire Busters Inc
GP-2023-00681 | 2023-02-28 | 2591 W 2ND AVENUE, Vancouver, BC V6K 1J7 | Gas Permit | Residential | New | Completed | Residential - 1 Boiler, 2 BBQ, 2 Fireplace, 1 cooktop gas fitting note: fireplaces are piping only >BP:To construct a 2 storey + basement one-family dwelling ($860,922.50) with a detached accessory building (garage), at the rear providing 2 parking spaces, having vehicular access from the lane. | R J Gas Ltd
SP-2022-01168 | 2022-07-22 | 2929 W 29TH AVENUE, Vancouver, BC V6L 1Y3 | Sprinkler Permit | Residential | New | Completed | Residential - 1FD+SS - #1 & #2 - NEW SPRINKLER INSTALLATION To construct a 2 storey + basement one-family dwelling with a secondary suite located in the basement. Note: Parking for the site has been provided under DB-2021-03952 (Laneway House) Note: This Building Permit will remain in a suspended status until the associated (green) Demolition Permit BP-2021-03953 is completed. Note: This is a 2 storey building pursuant to the Zoning and Development By-Law. 1- Covenant registered at the Land Title Office under CA9261555 2- No strata titling permitted 3- Bar sink proposed in the basement 4- Rev #1: Added A/C unit in rear yard close to LWH and 2nd A/C unit proposed in the rear yard | Real Tech Fire Protection Ltd
GP-2022-01926 | 2022-06-27 | 2929 W 29TH AVENUE, Vancouver, BC V6L 1Y3 | Gas Permit | Residential | New | Completed | Residential - gas piping and commissioning. | bcc mechanicals ltd
EP-2022-07197 | 2022-08-29 | 2929 W 29TH AVENUE, Vancouver, BC V6L 1Y3 | Electrical Permit | Residential | New | Completed | Installation / Repair - Residential - 1FD+SS - #1 & #2 - Installation Extra Low voltage Tv/Tel Data Camera and Alarm system >DB: To construct a 2 storey + basement one-family dwelling with a secondary suite located in the basement. Note: Parking for the site has been provided under DB-2021-03952 (Laneway House) Note: This is a 2 storey building pursuant to the Zoning and Development By-Law. 1- Covenant registered at the Land Title Office under CA9261555 2- No strata titling permitted 3- Bar sink proposed in the basement 4- Rev #1: Added A/C unit in rear yard close to LWH and 2nd A/C unit proposed in the rear yard | EASYAN TECHOLOGIES LTD
PP-2022-01302 | 2022-04-19 | 2929 W 29TH AVENUE, Vancouver, BC V6L 1Y3 | Plumbing Permit | Residential | New | Completed | Residential - 1FD+SS - #1 & #2 - plumbing To construct a 2 storey + basement one-family dwelling with a secondary suite ($751,050) located in the basement. Note: Parking for the site has been provided under DB-2021-03952 (Laneway House) Note: This is a 2 storey building pursuant to the Zoning and Development By-Law. 1- Covenant registered at the Land Title Office under CA9261555 2- No strata titling permitted 3- Bar sink proposed in the basement 4- Rev #1: Added A/C unit in rear yard close to LWH and 2nd A/C unit proposed in the rear yard | bcc mechanicals ltd
PP-2022-00908 | 2022-03-18 | 2929 W 29TH AVENUE, Vancouver, BC V6L 1Y3 | Plumbing Permit | Residential | New | Completed | Residential - 1FD+SS - #1 & #2 - outside sumping To construct a 2 storey + basement one-family dwelling with a secondary suite located in the basement. Note: Parking for the site has been provided under DB-2021-03952 (Laneway House) Note: This Building Permit will remain in a suspended status until the associated (green) Demolition Permit BP-2021-03953 is completed. Note: This is a 2 storey building pursuant to the Zoning and Development By-Law. 1- Covenant registered at the Land Title Office under CA9261555 2- No strata titling permitted 3- Bar sink proposed in the basement 4- Rev #1: Added A/C unit in rear yard close to LWH and 2nd A/C unit proposed in the rear yard | Metro Contracting Ltd
EP-2022-01449 | 2022-02-28 | 2929 W 29TH AVENUE, Vancouver, BC V6L 1Y3 | Electrical Permit | Residential | New | Completed | Installation / Repair - Residential - Electrical wiring for single family dwelling and with secondary suite . 200 amp service with 3 meters. 1st meter- 100 amp for 2929 W 29th Ave(main house) 2nd meter- 100 amp for #2-2929 W 29th Ave(secondary suite) 3rd meter-100amp for #3-2929 W 29th Ave(laneway house) >>>> Amend: June 27th -see the new load calculation as requested >BP: To construct a 2 storey + basement one-family dwelling with a secondary suite ($751,050) located in the basement. Note: Parking for the site has been provided under DB-2021-03952 (Laneway House) Note: This Building Permit will remain in a suspended status until the associated (green) Demolition Permit BP-2021-03953 is completed. Note: This is a 2 storey building pursuant to the Zoning and Development By-Law. 1- Covenant registered at the Land Title Office under CA9261555 2- No strata titling permitted 3- Bar sink proposed in the basement 4- Rev #1: Added A/C unit in rear yard close to LWH and 2nd A/C unit proposed in the rear yard 5- Schedule B: JASON HUI - 778-319-3403 Structural & Geotechnical 6- HPO: Residential Builder - Double Star Enterprises Ltd. ******THIS PERMIT HAS BEEN ISSUED UNDER THE REQUIREMENTS OF VBBL #12511 (2019)**** | Altech Electric Ltd
PP-2022-00376 | 2022-02-04 | 4143 MILLER STREET, Vancouver, BC V5N 3Z9 | Plumbing Permit | Residential | New | Completed | Residential - 1 outside Sump without pump | ON TIME EXCAVATING & DEMOLITION LTD
EP-2022-00104 | 2022-01-09 | 4143 MILLER STREET, Vancouver, BC V5N 3Z9 | Electrical Permit | Residential | New | Expired | Temporary Power - Residential - To provide temporary power. Amend Jan 14, 2022 Size of Service Conductors are not #2AWG but will be #1AWG | Eagle West Electrical Ltd.
EP-2022-02896 | 2022-04-26 | 4143 MILLER STREET, Vancouver, BC V5N 3Z9 | Electrical Permit | Residential | New | Completed | Installation / Repair - Residential - Duplex house with single phase 200amp duplex meter base with 125amp panels. Large electrical loads for this duplex consists of dryers and EV chargers. All other larger load will be on natural gas. Sprinkler system hook up. >BP: To construct a two storey Two-family dwelling with a detached accessory building (garage) at the rear providing two parking spaces having vehicular access from the lane. *This Building Permit will remain in a suspended status until the associated (green) Demolition Permit BP-2021-04553 is completed. The entire building to be sprinklered to 2xNFPA 13D. 1. A/C units proposed in rear yard 2. No bar sink 3. Schedule B P.Eng Jason Hui (778-319-3403) Structural and Geotechnical 4. BC Housing 0686632 BC LTD | Eagle West Electrical Ltd.
EP-2022-02974 | 2022-04-12 | 4143 MILLER STREET, Vancouver, BC V5N 3Z9 | Electrical Permit | Residential | New | Completed | Installation / Repair - Residential - New build duplex requires pre wire and finish for security and whole home low voltage wiring >BP: To construct a two storey Two-family dwelling with a detached accessory building (garage) at the rear providing two parking spaces having vehicular access from the lane. *This Building Permit will remain in a suspended status until the associated (green) Demolition Permit BP-2021-04553 is completed. The entire building to be sprinklered to 2xNFPA 13D. 1. A/C units proposed in rear yard 2. No bar sink 3. Schedule B P.Eng Jason Hui (778-319-3403) Structural and Geotechnical 4. BC Housing 0686632 BC LTD Note: This is a 2 storey building pursuant to the Zoning and Development By-Law "Combustible projections or roof soffits on an exposing building face shall not project to less than .45m from the property line and shall be in compliance with VBBL 2019 9.10.15.5.(9)" ******THIS PERMIT HAS BEEN ISSUED UNDER THE REQUIREMENTS OF VBBL 2019****** Amend: May 5, 2022 so for each side we are doing 2 keypads + 8 dimmer switches in total which raises the total value of work to almost $3000 | AMBIENT CONNECTIONS INC
PP-2022-01103 | 2022-03-31 | 4143 MILLER STREET, Vancouver, BC V5N 3Z9 | Plumbing Permit | Residential | New | Completed | Residential - fixtures To construct a two storey Two-family dwelling with a detached accessory building (garage) at the rear providing two parking spaces having vehicular access from the lane. The entire building to be sprinklered to 2xNFPA 13D. 1. A/C units proposed in rear yard 2. No bar sink 3. Schedule B P.Eng Jason Hui (778-319-3403) Structural and Geotechnical 4. BC Housing 0686632 BC LTD | East West Plumbing (2007) Ltd
GP-2022-01333 | 2022-04-28 | 4143 MILLER STREET, Vancouver, BC V5N 3Z9 | Gas Permit | Residential | New | Completed | Residential - fixtures - range, bbq, boiler >BP: To construct a two storey Two-family dwelling with a detached accessory building (garage) at the rear providing two parking spaces having vehicular access from the lane. *This Building Permit will remain in a suspended status until the associated (green) Demolition Permit BP-2021-04553 is completed. The entire building to be sprinklered to 2xNFPA 13D. 1. A/C units proposed in rear yard 2. No bar sink 3. Schedule B P.Eng Jason Hui (778-319-3403) Structural and Geotechnical 4. BC Housing 0686632 BC LTD Note: This is a 2 storey building pursuant to the Zoning and Development By-Law "Combustible projections or roof soffits on an exposing building face shall not project to less than .45m from the property line and shall be in compliance with VBBL 2019 9.10.15.5.(9)" ******THIS PERMIT HAS BEEN ISSUED UNDER THE REQUIREMENTS OF VBBL 2019****** | East West Plumbing (2007) Ltd
SP-2022-00635 | 2022-04-28 | 4143 MILLER STREET, Vancouver, BC V5N 3Z9 | Sprinkler Permit | Residential | New | Completed | Residential - fixture To construct a two storey Two-family dwelling with a detached accessory building (garage) at the rear providing two parking spaces having vehicular access from the lane. *This Building Permit will remain in a suspended status until the associated (green) Demolition Permit BP-2021-04553 is completed. The entire building to be sprinklered to 2xNFPA 13D. 1. A/C units proposed in rear yard 2. No bar sink 3. Schedule B P.Eng Jason Hui (778-319-3403) Structural and Geotechnical 4. BC Housing 0686632 BC LTD | East West Plumbing (2007) Ltd
SP-2022-00775 | 2023-08-09 | 1680 ADANAC STREET, Vancouver, BC | Sprinkler Permit | Commercial | New | Issued | Commercial - To install sprinklers to NFPA 13 2013 and standpipes to NFPA 14 throughout this six-storey mixed-use building, containing 3 commercial retail shell units on 1st storey and 38 multiple dwelling units (secured market rental), all over one level of underground parking having vehicular access from the lane. Separate tenant improvement permits required for all shell tenant spaces. This is a CP project. The CP is Ron Bijok, Architect. The P.Eng is Ryan Pavey | FIRE-TECH SPRINKLERS LTD
PP-2022-01894 | NULL | 1680 ADANAC STREET, Vancouver, BC | Plumbing Permit | Commercial | New | Applicant Revisions | Commercial - PLUMBING NEW BUILDING >BP: To construct a six-storey mixed-use building, containing 3 commercial retail shell units on 1st storey and 38 multiple dwelling units (secured market rental), all over one level of underground parking having vehicular access from the lane. Separate tenant improvement permits required for all shell tenant spaces. This is a CP project. The CP is Ron Bijok, Architect. This permit has been reviewed under the 2019 Vancouver Building By-law (#12511). Building to be sprinklered to NFPA 13 requirements. The retail shell portions of the building are TIPs eligible at the time of construction. STAGED CONSTRUCTION Stage 1 - Excavation and Shoring - issued June 10, 2022 Stage 2 - Foundation to Grade - issued June 30, 2022 Stage 3 - Full Construction - in review | Neptune Plumbing & Heating Ltd
EP-2023-00818 | NULL | 1680 ADANAC STREET, Vancouver, BC | Electrical Permit | Commercial | New | Applicant Revisions | Installation / Repair - Commercial - Multi Family Apartment With Commercial Space >BP: To construct a six-storey mixed-use building, containing 3 commercial retail shell units on 1st storey and 38 multiple dwelling units (secured market rental), all over one level of underground parking having vehicular access from the lane. Separate tenant improvement permits required for all shell tenant spaces. This is a CP project. The CP is Ron Bijok, Architect. This permit has been reviewed under the 2019 Vancouver Building By-law (#12511). Building to be sprinklered to NFPA 13 requirements. The retail shell portions of the building are TIPs eligible at the time of construction. STAGED CONSTRUCTION Stage 1 - Excavation and Shoring - issued June 10, 2022 Stage 2 - Foundation to Grade - issued June 30, 2022 Stage 2 Rev 1 - Change parking ramp from slab on grade to suspended slab and create a void space under. - in review Stage 3 - Full Construction - in review | Torro Electric Ltd
EP-2022-06876 | 2023-02-02 | 1680 ADANAC STREET, Vancouver, BC | Electrical Permit | Commercial | New | Stop Work | Interim - Commercial - Scope of work: slab, underground, raceways, grounding, branch circuits. Service connection to BC Hydro is not permitted under this permit. >BP: To construct a six-storey mixed-use building, containing 3 commercial retail shell units on 1st storey and 38 multiple dwelling units (secured market rental), all over one level of underground parking having vehicular access from the lane. Separate tenant improvement permits required for all shell tenant spaces. This is a CP project. The CP is Ron Bijok, Architect. This permit has been reviewed under the 2019 Vancouver Building By-law (#12511). Building to be sprinklered to NFPA 13 requirements. The retail shell portions of the building are TIPs eligible at the time of construction. STAGED CONSTRUCTION Stage 1 - Excavation and Shoring - issued June 10, 2022 Stage 2 - Foundation to Grade - issued June 30, 2022 Stage 2 Rev 1 - Change parking ramp from slab on grade to suspended slab and create a void space under. - in review Stage 3 - Full Construction - in review | Torro Electric Ltd
PP-2022-03445 | 2022-10-14 | 1680 ADANAC STREET, Vancouver, BC | Plumbing Permit | Commercial | New | Stop Work | Commercial - >>Underground<< >BP: To construct a six-storey mixed-use building, containing 3 commercial retail shell units on 1st storey and 38 multiple dwelling units (secured market rental), all over one level of underground parking having vehicular access from the lane. Separate tenant improvement permits required for all shell tenant spaces. This is a CP project. The CP is Ron Bijok, Architect. This permit has been reviewed under the 2019 Vancouver Building By-law (#12511). Building to be sprinklered to NFPA 13 requirements. The retail shell portions of the building are TIPs eligible at the time of construction. STAGED CONSTRUCTION Stage 1 - Excavation and Shoring - issued June 10, 2022 Stage 2 - Foundation to Grade - issued June 30, 2022 Stage 3 - Full Construction - in review | Neptune Plumbing & Heating Ltd
EP-2022-05187 | 2022-06-17 | 1680 ADANAC STREET, Vancouver, BC | Electrical Permit | Residential | New | Expired | Temporary Power - Residential - To provide temporary power. | Torro Electric Ltd
EP-2023-06620 | 2023-07-21 | 1680 ADANAC STREET, Vancouver, BC | Electrical Permit | Commercial | New | Stop Work | Temporary Power - Commercial - To provide temporary power. *Permit Amendment Aug 15, 2023 -Crane on site Requires a step up transformer to 480V 3 Phase. Please amend permit to include 480V 3 Phase Step Up Transformer | Torro Electric Ltd
SP-2023-00160 | 2023-01-26 | 6935 DOMAN STREET #3, Vancouver, BC V5S 3H9 | Sprinkler Permit | Residential | New | Completed | Residential - Piping and fixture installation <BP: To construct a 2 storey laneway house building with 1 open parking pad, providing a total of 1 parking space, having vehicular access from the 20' Lane. Note: This is a 1 ½ storey building pursuant to the Zoning & Development By-law. 1. Covenant registered at the Land Title Office under CA9409878 2. No Strata Titling permitted 3. No A/C Unit proposed for laneway house. 4. Schedule B: (JASON HUI) P.Eng (778-319-3403) Structural & Geotechnical 5. HPO: Residential Builder- (UR LAND CONSTRUCTION LTD.) | RG Plumbing Ltd
PP-2022-02804 | 2022-08-12 | 6935 DOMAN STREET #3, Vancouver, BC V5S 3H9 | Plumbing Permit | Residential | New | Completed | Residential - LWH - #3 - Sentry and storm con with one sump | AKAL DEMOLITION & EXCAVATING LTD
EP-2022-10577 | 2023-01-16 | 6935 DOMAN STREET #3, Vancouver, BC V5S 3H9 | Electrical Permit | Residential | New | Completed | Installation / Repair - Residential - Service, rough wiring and finishing >BP: To construct a 2 storey laneway house building ($150,750.00) with 1 open parking pad, providing a total of 1 parking space, having vehicular access from the 20' Lane. Note: This is a 1 ½ storey building pursuant to the Zoning & Development By-law. 1. Covenant registered at the Land Title Office under CA9409878 2. No Strata Titling permitted 3. No A/C Unit proposed for laneway house. 4. Schedule B: (JASON HUI) P.Eng (778-319-3403) Structural & Geotechnical 5. HPO: Residential Builder- (UR LAND CONSTRUCTION LTD.) NOTE: To achieve the required FSR. A floor space exclusion of 3% has been applied to this application as per section 11.24.18 of the district schedule, to accommodate improved building performance. *NEW HOUSE* Note: See DB-2021-03709 for Bldg 1 on site (principal bldg) addressed #1, #2-6935 Doman St. **THIS PERMIT HAS BEEN ISSUED UNDER THE REQUIREMENTS OF VBBL #12511 (2019) ** | Wiremaster Electrical Ltd
EP-2023-00524 | 2023-01-24 | 6935 DOMAN STREET #3, Vancouver, BC V5S 3H9 | Electrical Permit | Residential | New | Completed | Installation / Repair - Residential - extra low voltage >BP: To construct a 2 storey laneway house building ($150,750.00) with 1 open parking pad, providing a total of 1 parking space, having vehicular access from the 20' Lane. Note: This is a 1 ½ storey building pursuant to the Zoning & Development By-law. 1. Covenant registered at the Land Title Office under CA9409878 2. No Strata Titling permitted 3. No A/C Unit proposed for laneway house. 4. Schedule B: (JASON HUI) P.Eng (778-319-3403) Structural & Geotechnical 5. HPO: Residential Builder- (UR LAND CONSTRUCTION LTD.) NOTE: To achieve the required FSR. A floor space exclusion of 3% has been applied to this application as per section 11.24.18 of the district schedule, to accommodate improved building performance. *NEW HOUSE* Note: See DB-2021-03709 for Bldg 1 on site (principal bldg) addressed #1, #2-6935 Doman St. **THIS PERMIT HAS BEEN ISSUED UNDER THE REQUIREMENTS OF VBBL #12511 (2019) ** | AJ INTEGRATED SERVICES LTD
PP-2023-00009 | 2023-01-04 | 6935 DOMAN STREET #3, Vancouver, BC V5S 3H9 | Plumbing Permit | Residential | New | Completed | Residential - Piping and fixture installation >To construct a 2 storey laneway house building ($150,750.00) with 1 open parking pad, providing a total of 1 parking space, having vehicular access from the 20' Lane. Note: This is a 1 ½ storey building pursuant to the Zoning & Development By-law. 1. Covenant registered at the Land Title Office under CA9409878 2. No Strata Titling permitted 3. No A/C Unit proposed for laneway house. 4. Schedule B: (JASON HUI) P.Eng (778-319-3403) Structural & Geotechnical 5. HPO: Residential Builder- (UR LAND CONSTRUCTION LTD.) NOTE: To achieve the required FSR. A floor space exclusion of 3% has been applied to this application as per section 11.24.18 of the district schedule, to accommodate improved building performance. *NEW HOUSE* Note: See DB-2021-03709 for Bldg 1 on site (principal bldg) addressed #1, #2-6935 Doman St. **THIS PERMIT HAS BEEN ISSUED UNDER THE REQUIREMENTS OF VBBL #12511 (2019) ** | RG Plumbing Ltd
EP-2023-00753 | 2023-01-31 | 2415 KINGSWAY, Vancouver, BC | Electrical Permit | Commercial | Tenant Improvement | Completed | Installation / Repair - Commercial - Electrical Installation of a eye clinic. The bonding will just be for patient care areas, there will be no change to the electric service other than relocate within the tenant suite and a sub panel fed from existing. >BP: Interior alterations for a First Tenant Improvement on the first floor (2415 Kingsway) and change of use from Retail Shell to Health Care Office at this existing mixed use building on the site. No exterior alterations proposed. Letters of assurance submitted: - Sch A/B (Arch): Danny Ka Wai Wong, AIBC, 604.773.2068 - Sch B (Struc): Tarek A. El-Amoury, P.Eng., 604.336.5080 - Sch B (Mech/ Plumb): Satwik Shetty, P.Eng., 778.360.2153 - Sch B (Elec): Abdul El-Haddad, P.Eng, 778.360.2153 Note: Storefront glazing is to remain clear and unobstructed. No translucent or opaque film, artwork, shelving, display case, curtains or similar elements are to be installed on or directly outside or inside of the approved glazing. Separate permit is required for all signage. OK for Field Review as per S.Yu on Oct 14, 2022 Sprinkler contractor: Northstar Fire Protection 778.836.5196 | ATOMIC ELECTRICAL SOLUTIONS LTD.
EP-2023-03276 | 2023-04-16 | 6161 MARGUERITE STREET #3, Vancouver, BC V6M 3L2 | Electrical Permit | Residential | New | Issued | Temporary Power - Residential - To provide temporary power. | SCS Electrical Services Ltd
GP-2023-01572 | 2023-05-16 | 6161 MARGUERITE STREET #3, Vancouver, BC V6M 3L2 | Gas Permit | Residential | New | Issued | Residential - 1 Water heater(demand unit), 1 range, and 1 barbecue outlet. >BP: DB-2021-03497: Issued | T Paradiso Plumbing & Hot Water Heating Inc
PP-2023-03433 | 2023-09-27 | 6161 MARGUERITE STREET #3, Vancouver, BC V6M 3L2 | Plumbing Permit | Residential | New | Issued | Residential - sump for laneway house | Octiscapes Site Services Ltd
SP-2023-01675 | 2023-09-14 | 6161 MARGUERITE STREET #3, Vancouver, BC V6M 3L2 | Sprinkler Permit | Residential | New | Issued | Residential - LWH - #3 - Fire suppression system >DB: To construct a one storey laneway house building with an open parking pad, providing a total of 2 parking spaces, having vehicular access from the lane. 1. No Strata Titling permitted 2. No A/C unit proposed ******THIS PERMIT HAS BEEN ISSUED UNDER THE REQUIREMENTS OF VBBL #12511 (2019)****** | Brent C Williams
EP-2023-07803 | 2023-09-08 | 6161 MARGUERITE STREET #3, Vancouver, BC V6M 3L2 | Electrical Permit | Residential | New | Issued | Installation / Repair - Residential - ¦ #3LWH- 200A ¦ Electrical work will be done in the new Laneway house, including new service ,underground, rough wire and finishing work >BP: To construct a one storey laneway house building ($233,500.00) with an open parking pad, providing a total of 2 parking spaces, having vehicular access from the lane. 1. No Strata Titling permitted 2. No A/C unit proposed 3. Schedule B: Henry S.N Hsu P.Eng (604.322.7158) Structural & Geotechnical 5. HPO: Residential Builder - Yang's Enterprises Ltd. ******THIS PERMIT HAS BEEN ISSUED UNDER THE REQUIREMENTS OF VBBL #12511 (2019)****** | SCS Electrical Services Ltd
EP-2023-07992 | 2023-09-05 | 6161 MARGUERITE STREET #3, Vancouver, BC V6M 3L2 | Electrical Permit | Residential | New | Issued | Installation / Repair - Residential - Installation of Tv, data, cctv, Alarm system. >BP: To construct a one storey laneway house building ($233,500.00) with an open parking pad, providing a total of 2 parking spaces, having vehicular access from the lane. 1. No Strata Titling permitted 2. No A/C unit proposed 3. Schedule B: Henry S.N Hsu P.Eng (604.322.7158) Structural & Geotechnical 5. HPO: Residential Builder - Yang's Enterprises Ltd. ******THIS PERMIT HAS BEEN ISSUED UNDER THE REQUIREMENTS OF VBBL #12511 (2019)****** | AIGO TECHNOLOGY INC
GP-2023-01403 | 2023-05-01 | 341 W 19TH AVENUE #3, Vancouver, BC V5Y 2B6 | Gas Permit | Residential | New | Completed | Residential - Boiler for lanway house >BP: To construct a 2 storey laneway house building with an open parking pad, providing 1 parking space, having vehicular access from the lane. | Rain Coast Plumbing & Heating Ltd
EP-2023-03611 | 2023-04-26 | 341 W 19TH AVENUE #3, Vancouver, BC V5Y 2B6 | Electrical Permit | Residential | New | Completed | Installation / Repair - Residential - TV Data Alarm >BP: To construct a 2 storey laneway house building ($165,500) with an open parking pad, providing 1 parking space, having vehicular access from the lane. Note: This is a 1 ½ storey building pursuant to the Zoning & Development By-law 1. Covenant registered at the Land Title Office under CA9337834 2. No Strata Titling permitted 3. No A/C unit proposed 4. Schedule B: ALAN PRAHALAD (604-831-1431) Structural & Geotechnical 5. HPO: Residential Builder - Kevin H Y Ng (BRIO Project Management) ******THIS PERMIT HAS BEEN ISSUED UNDER THE REQUIREMENTS OF VBBL #12511 (2019)****** | AIGO TECHNOLOGY INC
PP-2023-00486 | 2023-02-10 | 341 W 19TH AVENUE #3, Vancouver, BC V5Y 2B6 | Plumbing Permit | Residential | New | Completed | Residential - Plumbing for new lanway house >BP: To construct a 2 storey laneway house building with an open parking pad, providing 1 parking space, having vehicular access from the lane. Note: This is a 1 ½ storey building pursuant to the Zoning & Development By-law 1. Covenant registered at the Land Title Office under CA9337834 2. No Strata Titling permitted 3. No A/C unit proposed 4. Schedule B: ALAN PRAHALAD (604-831-1431) Structural & Geotechnical 5. HPO: Residential Builder - Kevin H Y Ng (BRIO Project Management) | Rain Coast Plumbing & Heating Ltd
MP-2023-00344 | 2023-03-10 | 341 W 19TH AVENUE #3, Vancouver, BC V5Y 2B6 | Mechanical Permit | NULL | NULL | Completed | NULL | Rain Coast Plumbing & Heating Ltd
EP-2022-10543 | 2022-12-15 | 341 W 19TH AVENUE #3, Vancouver, BC V5Y 2B6 | Electrical Permit | Residential | New | Completed | Installation / Repair - Residential - LWH wiring -No BBH on load calc >BP: To construct a 2 storey laneway house building ($165,500) with an open parking pad, providing 1 parking space, having vehicular access from the lane. Note: This is a 1 ½ storey building pursuant to the Zoning & Development By-law 1. Covenant registered at the Land Title Office under CA9337834 2. No Strata Titling permitted 3. No A/C unit proposed 4. Schedule B: ALAN PRAHALAD (604-831-1431) Structural & Geotechnical 5. HPO: Residential Builder - Kevin H Y Ng (BRIO Project Management) Address and suite number assigned as per approved plans for Fire and Emergency response. The address number is to be posted to the building to be visible from the street and the suite number is to be posted at the suite entry in accordance with the Building By-law prior to final inspection. ******THIS PERMIT HAS BEEN ISSUED UNDER THE REQUIREMENTS OF VBBL #12511 (2019)****** | L.H. ELECTRIC LTD
SP-2022-01887 | 2022-11-14 | 341 W 19TH AVENUE #3, Vancouver, BC V5Y 2B6 | Sprinkler Permit | Residential | New | Completed | Residential - new sprinkler system To construct a 2 storey laneway house building with an open parking pad, providing 1 parking space, having vehicular access from the lane. Note: This is a 1 ½ storey building pursuant to the Zoning & Development By-law 1. Covenant registered at the Land Title Office under CA9337834 2. No Strata Titling permitted 3. No A/C unit proposed 4. Schedule B: ALAN PRAHALAD (604-831-1431) Structural & Geotechnical 5. HPO: Residential Builder - Kevin H Y Ng (BRIO Project Management) | Haven Fire Protection Ltd
SP-2022-02097 | 2022-12-19 | 2575 W 15TH AVENUE #3, Vancouver, BC V6K 2Z3 | Sprinkler Permit | Residential | New | Completed | Residential - new sprinkler system To construct a 1 and a half storey laneway house building with an attached garage ( OR with an open parking pad) providing 1 parking space having vehicular access from the lane Note: This is a 1 1/2 storey building pursuant to the Zoning & Development By-law 1. Covenant registered at the Land Title Office under CA9602495 2. No Strata Titling permitted 3. No A/C unit proposed 4. Schedule B: Antony Wang, P. Eng (604.618.6236) Structural & Geotechnical 5. HPO: Residential Builder, Ho's Construction Ltd. | Haven Fire Protection Ltd
PP-2022-02441 | 2022-07-15 | 2575 W 15TH AVENUE #3, Vancouver, BC V6K 2Z3 | Plumbing Permit | Residential | New | Completed | Residential - New laneway To construct a 1 and a half storey laneway house building with an attached garage ( OR with an open parking pad) providing 1 parking space having vehicular access from the lane Note: This is a 1 1/2 storey building pursuant to the Zoning & Development By-law 1. Covenant registered at the Land Title Office under CA9602495 2. No Strata Titling permitted 3. No A/C unit proposed 4. Schedule B: Antony Wang, P. Eng (604.618.6236) Structural & Geotechnical 5. HPO: Residential Builder, Ho's Construction Ltd. | One Stop Mechanical Ltd
EP-2022-08125 | 2022-09-29 | 2575 W 15TH AVENUE #3, Vancouver, BC V6K 2Z3 | Electrical Permit | Residential | New | Completed | Installation / Repair - Residential - electrical work will be done in a new house, including service, underground cable, rough wire and final finishing work 200A Service, two meter , 100A for Laneway house, 150A for new house Note: Parking for the site has been provided under DB (construction of LWH) Note: This is a 1 1/2 storey building pursuant to the Zoning & Development By-law 1. Covenant registered at the Land Title Office under CA9602495 2. No Strata Titling permitted 3. No A/C unit proposed 4. Schedule B: Antony Wang, P. Eng (604.618.6236) Structural & Geotechnical 5. HPO: Residential Builder, Ho's Construction Ltd. | SCS Electrical Services Ltd
EP-2022-04775 | 2022-06-07 | 2575 W 15TH AVENUE #3, Vancouver, BC V6K 2Z3 | Electrical Permit | Residential | New | Completed | Installation / Repair - Residential - Low voltage for alarm, telephone, network, tv and doorbell >BP: To construct a 1 and a half storey laneway house building ($225,000.00) with an attached garage ( OR with an open parking pad) providing 1 parking space having vehicular access from the lane Note: Parking for the site has been provided under DB (construction of LWH) Note: This is a 1 1/2 storey building pursuant to the Zoning & Development By-law 1. Covenant registered at the Land Title Office under CA9602495 2. No Strata Titling permitted 3. No A/C unit proposed 4. Schedule B: Antony Wang, P. Eng (604.618.6236) Structural & Geotechnical 5. HPO: Residential Builder, Ho's Construction Ltd. "Combustible projections or roof soffits on an exposing building face shall not project to less than .45m from the property line and shall be in compliance with VBBL 2014 9.10.15.5.(9)" The entire building, INCLUDING THE ATTACHED GARAGE (if applicable), to be sprinklered to NFPA 13D Enhanced. Any alterations or conversions to the attached garage (if applicable) to habitable living space shall not be permitted without first obtaining the approval of the Director of Planning and the Chief Building Official. Thermal protection measures and Laneway house design guidelines shall be required to be met prior to the approval of the conversion. ******THIS PERMIT HAS BEEN ISSUED UNDER THE REQUIREMENTS O See BP------ for Bldg 1 on site (principal bldg) addressed -----------. | Casbal Services Ltd
PP-2022-03414 | NULL | 2529 E 5TH AVENUE, Vancouver, BC | Plumbing Permit | Commercial | New | Withdrawn | Commercial - Plumbing works | RAHELU PLUMBING & HEATING LTD.
SP-2022-01424 | 2022-09-09 | 2946 TURNER STREET #3, Vancouver, BC V5K 2G7 | Sprinkler Permit | Residential | New | Completed | Residential - Piping and fixture installation >To construct a 2 storey laneway house building with an open parking pad, providing 1 parking space, having vehicular access from the lane. Note: This is a 1 ½ storey building pursuant to the Zoning & Development By-law 1. Covenant registered at the Land Title Office under CA9200307 2. No Strata Titling permitted 3. Bar sink located in main floor. 4. Schedule B: (K.T.C. Nguyen) P.Eng (604.326.2701) Structural & Geotechnical. 5. BC Housing (HBD Homes Ltd.) BUILDING 2 #3-2946 Turner St - Laneway House Address and suite number assigned as per approved plans for Fire and Emergency response. The address number is to be posted to the building to be visible from the street and the suite number is to be posted at the suite entry in accordance with the Building By-law prior to final inspection. The entire building, to be sprinklered to NFPA 13D. Combustible projections or roof soffits on an exposing building face shall not project to less than .45m from the property line and shall be in compliance with VBBL 2019 9.10.15.5.(9) To achieve the required FSR. A floor space exclusion of 3% has been applied to this application as per section 11.24.18 of the district schedule, to accommodate improved building performance. This Building Permit will remain in a suspended status until the associated (green) Demolition Permit BP-2021-03441 is completed. ******THIS PERMIT HAS BEEN ISSUED UNDER THE REQUIREMENTS OF VBBL #12511 (2019)****** | RG Plumbing Ltd
EP-2022-05995 | 2022-07-19 | 2946 TURNER STREET #3, Vancouver, BC V5K 2G7 | Electrical Permit | Residential | New | Completed | Installation / Repair - Residential - LWH - #3 - tv,telephone,alarm prewire and complete. COMPLETE SECURITY ALARM SYSTEM To construct a 2 storey laneway house building with an open parking pad, providing 1 parking space, having vehicular access from the lane. Note: This is a 1 ½ storey building pursuant to the Zoning & Development By-law 1. Covenant registered at the Land Title Office under CA9200307 2. No Strata Titling permitted 3. Bar sink located in main floor. | Tvisha Technologies Ltd
EP-2022-04160 | 2022-05-25 | 2946 TURNER STREET #3, Vancouver, BC V5K 2G7 | Electrical Permit | Residential | New | Completed | Installation / Repair - Residential - Wiring and service for new laneway house. Main house=150Amp Laneway=100Amp Total=200 Amp *AC + BBH are interlocked. Greater load 4800W used on load calc >BP: To construct a 2 storey laneway house building with an open parking pad, providing 1 parking space, having vehicular access from the lane. Note: This is a 1 ½ storey building pursuant to the Zoning & Development By-law 1. Covenant registered at the Land Title Office under CA9200307 2. No Strata Titling permitted 3. Bar sink located in main floor. 4. Schedule B: (K.T.C. Nguyen) P.Eng (604.326.2701) Structural & Geotechnical. 5. BC Housing (HBD Homes Ltd.) | G.S.G. Electric Ltd.
PP-2022-01388 | 2022-04-25 | 2946 TURNER STREET #3, Vancouver, BC V5K 2G7 | Plumbing Permit | Residential | New | Completed | Residential - Main and top floor To construct a 2 storey laneway house building with an open parking pad, providing 1 parking space, having vehicular access from the lane. Note: This is a 1 ½ storey building pursuant to the Zoning & Development By-law 1. Covenant registered at the Land Title Office under CA9200307 2. No Strata Titling permitted 3. Bar sink located in main floor. 4. Schedule B: (K.T.C. Nguyen) P.Eng (604.326.2701) Structural & Geotechnical. 5. BC Housing (HBD Homes Ltd.) | RG Plumbing Ltd
PP-2022-00590 | 2022-02-28 | 2946 TURNER STREET #3, Vancouver, BC V5K 2G7 | Plumbing Permit | Residential | New | Completed | Residential - LWH -#3 - sentrey and storm con with one sump To construct a 2 storey laneway house building with an open parking pad, providing 1 parking space, having vehicular access from the lane. Note: This is a 1 ½ storey building pursuant to the Zoning & Development By-law 1. Covenant registered at the Land Title Office under CA9200307 2. No Strata Titling permitted 3. Bar sink located in main floor. | AKAL DEMOLITION & EXCAVATING LTD
EP-2022-04450 | 2022-06-24 | 1339 W 58TH AVENUE #3, Vancouver, BC V6P 1W3 | Electrical Permit | Residential | New | Issued | Installation / Repair - Residential - Laneway house wiring. Main Consumer's Service: 400A 3 Electric Meters. Main House Service: 200A. LWH Service: 125A. Secondary Suite Service: 100A. >BP: To construct a 2 storey laneway house building ($225,000.00) with an attached garage and two open parking pad, providing a total of 3 parking spaces, having vehicular access from the lane. 1. Covenant registered at the Land Title Office under CA9267313 2. No Strata Titling permitted 3. A/C unit proposed in rear yard 4. Schedule B Jaswinder S. Bansal P.Eng (604-501-7788) Structural & Geotechnical 6. BC Housing - Supercity Construction:26009 Note: This is a 1 1/2 storey building pursuant to the Zoning & Development By-law BUILDING 2 #3-1339 W 58th Av - Laneway House Address and suite number assigned as per approved plans for Fire and Emergency response. The address number is to be posted to the building to be visible from the street and the suite number is to be posted at the suite entry in accordance with the Building By-law prior to final inspection. ******THIS PERMIT HAS BEEN ISSUED UNDER THE REQUIREMENTS OF VBBL 2019****** | Spotlight Electrical Inc
PP-2022-02474 | 2022-07-18 | 1339 W 58TH AVENUE #3, Vancouver, BC V6P 1W3 | Plumbing Permit | Residential | New | Issued | Residential - Plumbing a Laneway House | Karan Plumbing & Heating Ltd
SP-2022-01969 | 2022-11-25 | 1339 W 58TH AVENUE #3, Vancouver, BC V6P 1W3 | Sprinkler Permit | Residential | New | Issued | Residential - Install sprinklers in lwh >To construct a 2 storey laneway house building ($225,000.00) with an attached garage and two open parking pad, providing a total of 3 parking spaces, having vehicular access from the lane. 1. Covenant registered at the Land Title Office under CA9267313 2. No Strata Titling permitted 3. A/C unit proposed in rear yard 4. Schedule B Jaswinder S. Bansal P.Eng (604-501-7788) Structural & Geotechnical 6. BC Housing - Supercity Construction:26009 Note: This is a 1 1/2 storey building pursuant to the Zoning & Development By-law ******THIS PERMIT HAS BEEN ISSUED UNDER THE REQUIREMENTS OF VBBL 2019****** | Gold Key Fire Protection Ltd
EP-2022-09396 | 2022-11-07 | 1339 W 58TH AVENUE #3, Vancouver, BC V6P 1W3 | Electrical Permit | Residential | New | Issued | Installation / Repair - Residential - Security,tel,tv,data,intercom wiring & completion | Repel Security Systems Ltd
SP-2023-00124 | 2023-01-23 | 2626 W 35TH AVENUE #3, Vancouver, BC V6N 2L8 | Sprinkler Permit | Residential | New | Completed | Residential - LWH - #3 - New sprinkler system >DB: To construct a 1 storey laneway house building with a 2 car attached garage and 1 open parking pad, providing a total of 3 parking spaces, having vehicular access from the 20' Lane. 1. Covenant registered at the Land Title Office under CA9186065 2. No Strata Titling permitted 3. No A/C Unit proposed 4. Entire building to be sprinklered 13R | Haven Fire Protection Ltd
EP-2023-01388 | 2023-02-21 | 2626 W 35TH AVENUE #3, Vancouver, BC V6N 2L8 | Electrical Permit | Residential | New | Completed | Installation / Repair - Residential - ALL ELECTRICAL WORK NEED TO BE DONE >BP: To construct a 1 storey laneway house building with a 2 car attached garage and 1 open parking pad, providing a total of 3 parking spaces, having vehicular access from the 20' Lane. 1. Covenant registered at the Land Title Office under CA9186065 2. No Strata Titling permitted 3. No A/C Unit proposed 4. Entire building to be sprinklered 13R 5. Schedule B: (Antony Wang) P.Eng (604.618.6236) Structural 6. Schedule B: (Antony Wang) P.Eng (604.618.6236) Geotechnical 7. HPO: Residential Builder- Avis Homes Limited | Franklin Electric Ltd
EP-2023-00875 | 2023-02-02 | 2626 W 35TH AVENUE #3, Vancouver, BC V6N 2L8 | Electrical Permit | Residential | New | Completed | Installation / Repair - Residential - Security Alarm,TEL >BP: To construct a 1 storey laneway house building ($231,190) with a 2 car attached garage and 1 open parking pad, providing a total of 3 parking spaces, having vehicular access from the 20' Lane. 1. Covenant registered at the Land Title Office under CA9186065 2. No Strata Titling permitted 3. No A/C Unit proposed 4. Entire building to be sprinklered 13R 5. Schedule B: (Antony Wang) P.Eng (604.618.6236) Structural 6. Schedule B: (Antony Wang) P.Eng (604.618.6236) Geotechnical 7. HPO: Residential Builder- Avis Homes Limited NOTE: To achieve the required FSR. A floor space exclusion of 3% has been applied to this application as per section 11.24.18 of the district schedule, to accommodate improved building performance. NOTE: Information regarding the principal building on the survey and site plan is for reference only. Any discrepancy between information regarding the principal building on the survey and/or site plan and approved permit drawings for the principal building are neither approved nor authorized under this laneway house permit. *NEW HOUSE* Note: See DB-2021-03708 for Bldg 1 on site (principal bldg) addressed #1-2626 W 35th Av **THIS PERMIT HAS BEEN ISSUED UNDER THE REQUIREMENTS OF VBBL #12511 (2019) ** | Covert Security Solutions Inc
EP-2022-05704 | 2022-07-06 | 5577 INVERNESS STREET #3, Vancouver, BC V5W 3P4 | Electrical Permit | Residential | New | Completed | Installation / Repair - Residential - Pre wire and finish alarm, tel, data, tv, vacuum and cameras >BP: To construct a 2 storey laneway house building ($160,000) with an attached 2 car garage and 1 open parking pad, providing a total of 3 parking spaces, having vehicular access from the 20' Lane. Note: This is a 1 ½ storey building pursuant to the Zoning & Development By-law. 1. Covenant registered at the Land Title Office under CA9137507 2. No Strata Titling permitted 3. No A/C Unit proposed 4. Schedule B: (S Dulay) P.Eng (604.603.7254) Structural 5. Schedule B: (S Dulay) P.Eng (604.603.7254) Geotechnical 6. HPO: Residential Builder- (AP Enterprises Ltd) NOTE: To achieve the required FSR. A floor space exclusion of 3% has been applied to this application as per section 11.24.18 of the district schedule, to accommodate improved building performance. Address Information: Principle Dwelling: #1-5577 Inverness St Secondary Suite: #2-5577 Inverness St Laneway home: #3-5577 Inverness St Address and suite number assigned as per approved plans for Fire and Emergency response. The address number is to be posted to the building to be visible from the street and the suite number is to be posted at the suite entry in accordance with the Building By-law prior to final inspection. NOTE: Information regarding the principal building on the survey and site plan is for reference only. Any discrepancy between information regarding the principal building on the survey and/or site plan and approved permit drawings for the principal building are neither approved nor authorized under this laneway house permit. *NEW HOUSE* Note: See DB-2021-02903 for Bldg 1 on site (principal bldg) addressed #1-5577 Inverness St. **THIS PERMIT HAS BEEN ISSUED UNDER THE REQUIREMENTS OF VBBL #12511 (2019) ** | I C SECURITY SOLUTIONS LTD.
PP-2022-02242 | 2022-06-27 | 5577 INVERNESS STREET #3, Vancouver, BC V5W 3P4 | Plumbing Permit | Residential | New | Completed | Residential - new plumbing installation To construct a 2 storey laneway house building with an attached 2 car garage and 1 open parking pad, providing a total of 3 parking spaces, having vehicular access from the 20' Lane. Note: This is a 1 ½ storey building pursuant to the Zoning & Development By-law. 1. Covenant registered at the Land Title Office under CA9137507 2. No Strata Titling permitted 3. No A/C Unit proposed 4. Schedule B: (S Dulay) P.Eng (604.603.7254) Structural 5. Schedule B: (S Dulay) P.Eng (604.603.7254) Geotechnical 6. HPO: Residential Builder- (AP Enterprises Ltd) | A2P PLUMBING & HEATING LTD
EP-2022-06281 | 2022-07-26 | 5577 INVERNESS STREET #3, Vancouver, BC V5W 3P4 | Electrical Permit | Residential | New | Completed | Installation / Repair - Residential - LWH - #3 - new Laneway house wiring and fishing with new service overhead. Main Consumer's Service: 200A. Main house service: 125A. LWH service: 125A. BP: To construct a 2 storey laneway house building with an attached 2 car garage and 1 open parking pad, providing a total of 3 parking spaces, having vehicular access from the 20' Lane. Rev#1: The entire building, INCLUDING THE ATTACHED GARAGE (if applicable), to be sprinklered to NFPA 13D as per VBBL 3.4.5.12.(3)(d). Note: This is a 1 ½ storey building pursuant to the Zoning & Development By-law. 1. Covenant registered at the Land Title Office under CA9137507 2. No Strata Titling permitted 3. No A/C Unit proposed | Zee Electrical Ltd
GP-2022-02177 | 2022-07-26 | 5577 INVERNESS STREET #3, Vancouver, BC V5W 3P4 | Gas Permit | Residential | New | Completed | Residential - LWH - #3 - new installation To construct a 2 storey laneway house building with an attached 2 car garage and 1 open parking pad, providing a total of 3 parking spaces, having vehicular access from the 20' Lane. Rev#1: The entire building, INCLUDING THE ATTACHED GARAGE (if applicable), to be sprinklered to NFPA 13D as per VBBL 3.4.5.12.(3)(d). Note: This is a 1 ½ storey building pursuant to the Zoning & Development By-law. 1. Covenant registered at the Land Title Office under CA9137507 2. No Strata Titling permitted 3. No A/C Unit proposed | A2P PLUMBING & HEATING LTD
SP-2022-01520 | 2022-09-16 | 5577 INVERNESS STREET #3, Vancouver, BC V5W 3P4 | Sprinkler Permit | Residential | New | Completed | Residential - LWH - #3 - NEW HOME >DB: To construct a 2 storey laneway house building with an attached 2 car garage and 1 open parking pad, providing a total of 3 parking spaces, having vehicular access from the 20' Lane. Rev#1: The entire building, INCLUDING THE ATTACHED GARAGE (if applicable), to be sprinklered to NFPA 13D as per VBBL 3.4.5.12.(3)(d). Note: This is a 1 ½ storey building pursuant to the Zoning & Development By-law. 1. Covenant registered at the Land Title Office under CA9137507 2. No Strata Titling permitted 3. No A/C Unit proposed | SBMS Construction Ltd
PP-2022-01187 | 2022-04-07 | 5577 INVERNESS STREET #3, Vancouver, BC V5W 3P4 | Plumbing Permit | Residential | New | Completed | Residential - LWH - #3 - new house To construct a 2 storey laneway house building with an attached 2 car garage and 1 open parking pad, providing a total of 3 parking spaces, having vehicular access from the 20' Lane. Note: This is a 1 ½ storey building pursuant to the Zoning & Development By-law. 1. Covenant registered at the Land Title Office under CA9137507 2. No Strata Titling permitted 3. No A/C Unit proposed | San Contracting & Excavating Ltd
PP-2022-01181 | 2022-04-07 | 1026 KEEFER STREET, Vancouver, BC V6A 1Z1 | Plumbing Permit | Residential | New | Issued | Residential - INFILL - Laneway Building Permit for DP-2019-00875 to construct a 3-storey one-family INFILL dwelling with a built in 2-car parking having vehicular access from the lane. | CRK Plumbing and Heating Ltd
EP-2022-04165 | 2022-05-25 | 1026 KEEFER STREET, Vancouver, BC V6A 1Z1 | Electrical Permit | Residential | New | Issued | Installation / Repair - Residential - wiring of in fill house >BP: Building Permit for DP-2019-00875 to construct a 3-storey one-family INFILL dwelling with a built in 2-car parking having vehicular access from the lane. Note: built-in parking in the infill building to be used by the infill dwelling unit only. | David Stein
PP-2022-00415 | 2022-02-09 | 1026 KEEFER STREET, Vancouver, BC V6A 1Z1 | Plumbing Permit | Residential | New | Issued | Residential - 1FD - INFILL - Install 1 outside sump without pump Building Permit for DP-2019-00875 to construct a 3-storey one-family INFILL dwelling with a built in 2-car parking having vehicular access from the lane. | Octiscapes Site Services Ltd
GP-2022-02103 | 2022-07-18 | 1026 KEEFER STREET, Vancouver, BC V6A 1Z1 | Gas Permit | Residential | New | Issued | Residential - Gas in lane way | A & J GAS SERVICES LTD
PP-2023-04278 | 2023-12-08 | 1026 KEEFER STREET, Vancouver, BC V6A 1Z1 | Plumbing Permit | Residential | New | Issued | Residential - INFILL - 1FD - Plumbing only laneway 1 wc, 1 lav, 1 laundry in basement 1 wc, 1 tub, 1 lav, 1 kit, 1 dishwasher in main >BP: Building Permit for DP-2019-00875 to construct a 3-storey one-family INFILL dwelling with a built in 2-car parking having vehicular access from the lane. Note: built-in parking in the infill building to be used by the infill dwelling unit only. (Notes: 1. This revision is reflected on the plans to the principal and infill buildings and related to M/A DP-2023-00121) 2. Revision reviewed and approved to VBBL #12511 (2019)). 1. Extension of east p.l. retaining wall all the way to the south p.l. 2. Revised top and bottom retaining wall heights of east retaining wall. 3. Revised infill garage level slab height. 4. Revised building grades at corners of infill building. 5. Revised site plan design to account for revised retaining wall and slab height including different sidewalk height and configuration which now includes a new ramp leading west and a new stair beside the principal building. 6. Revised interior layout for infill building. | Anion Contracting Group Inc
SP-2023-02183 | 2023-12-04 | 1026 KEEFER STREET, Vancouver, BC V6A 1Z1 | Sprinkler Permit | Residential | New | Issued | Residential - INFILL - 1FD - CHANGE OF CONTRACTOR >BP: Building Permit for DP-2019-00875 to construct a 3-storey one-family INFILL dwelling with a built in 2-car parking having vehicular access from the lane. Note: built-in parking in the infill building to be used by the infill dwelling unit only. (Notes: 1. This revision is reflected on the plans to the principal and infill buildings and related to M/A DP-2023-00121) 2. Revision reviewed and approved to VBBL #12511 (2019)). | CRK Plumbing and Heating Ltd
GP-2022-01238 | 2022-04-25 | 5814 BEATRICE STREET, Vancouver, BC | Gas Permit | Residential | New | Completed | Residential - To install 2 boiler 2 range There is piping for 2 range | JOT MECHANICAL LTD
EP-2022-01798 | 2022-03-14 | 1947 NASSAU DRIVE #3, Vancouver, BC V5P 2B7 | Electrical Permit | Residential | New | Completed | Installation / Repair - Residential - Main service 200amp,House 150amp and Laneway 100amp >BP: To construct a 2 storey laneway house building ($179,150.00) with an open parking pad, providing 1 parking space, having vehicular access from the lane. Note: This is a 1 ½ storey building pursuant to the Zoning & Development By-law 1. Covenant registered at the Land Title Office under CA9186031 2. No Strata Titling permitted 3. Schedule B: Alan Prahalad P.Eng (604.831.1431) Structural & Geotechnical 4. HPO: Residential Builder- Grand Van Homes Inc. Address and suite number assigned as per approved plans for Fire and Emergency response. The address number is to be posted to the building to be visible from the street and the suite number is to be posted at the suite entry in accordance with the Building By-law prior to final inspection. ******THIS PERMIT HAS BEEN ISSUED UNDER THE REQUIREMENTS OF VBBL #12511 (2019)****** | Best Choice Electrical Ltd
GP-2022-01532 | 2022-05-20 | 1947 NASSAU DRIVE #3, Vancouver, BC V5P 2B7 | Gas Permit | Residential | New | Completed | Residential - gas piping and finishing | bcc mechanicals ltd
PP-2022-01643 | 2022-05-12 | 1947 NASSAU DRIVE #3, Vancouver, BC V5P 2B7 | Plumbing Permit | Residential | New | Completed | Residential - Plumbing in laneway >To construct a 2 storey laneway house building ($179,150.00) with an open parking pad, providing 1 parking space, having vehicular access from the lane. | bcc mechanicals ltd
EP-2022-04484 | 2022-05-30 | 1947 NASSAU DRIVE #3, Vancouver, BC V5P 2B7 | Electrical Permit | Residential | New | Completed | Installation / Repair - Residential - tv,telephone,alarm prewire and complete >BP: To construct a 2 storey laneway house building ($179,150.00) with an open parking pad, providing 1 parking space, having vehicular access from the lane. Note: This is a 1 ½ storey building pursuant to the Zoning & Development By-law 1. Covenant registered at the Land Title Office under CA9186031 2. No Strata Titling permitted 3. Schedule B: Alan Prahalad P.Eng (604.831.1431) Structural & Geotechnical 4. HPO: Residential Builder- Grand Van Homes Inc. Address and suite number assigned as per approved plans for Fire and Emergency response. The address number is to be posted to the building to be visible from the street and the suite number is to be posted at the suite entry in accordance with the Building By-law prior to final inspection. ******THIS PERMIT HAS BEEN ISSUED UNDER THE REQUIREMENTS OF VBBL #12511 (2019)****** | Tvisha Technologies Ltd
SP-2022-00829 | 2022-05-25 | 1947 NASSAU DRIVE #3, Vancouver, BC V5P 2B7 | Sprinkler Permit | Residential | New | Completed | Residential - new sprinkler installation To construct a 2 storey laneway house building with an open parking pad, providing 1 parking space, having vehicular access from the lane. Note: This is a 1 ½ storey building pursuant to the Zoning & Development By-law 1. Covenant registered at the Land Title Office under CA9186031 2. No Strata Titling permitted 3. Schedule B: Alan Prahalad P.Eng (604.831.1431) Structural & Geotechnical 4. HPO: Residential Builder- Grand Van Homes Inc. | Real Tech Fire Protection Ltd
PP-2022-02384 | NULL | 5394 DUMFRIES STREET, Vancouver, BC V5P 3A4 | Plumbing Permit | Residential | New | Withdrawn | Residential - Plumbing for both units of duplex | Apple Mechanical Ltd
EP-2022-00120 | 2022-01-11 | 2573 W 3RD AVENUE, Vancouver, BC V6K 1M2 | Electrical Permit | Residential | New | Expired | Temporary Power - Residential - To provide temporary power. | Nick's Electric Ltd
PP-2022-00847 | 2022-03-11 | 2573 W 3RD AVENUE, Vancouver, BC V6K 1M2 | Plumbing Permit | Residential | New | Completed | Residential - 2FD - EAST UNIT - 2571 W 3RD AV WEST UNIT - 2573 W 3RD AV Installing 2 Sumps To construct a new two-and-a-half story, two-family dwelling with a detached accessory building garage at the rear and providing two (2) parking spaces with vehicular access from the lane: (1) that the Board of Variance approved a maximum floor area to 0.60 (60% FSR permitted) and with the final design and development (meeting the Design Guidelines) and shall be to the satisfaction of the Director of Planning and in accordance with the Board’s decision on October 06th, 2020; and (2) that the development shall otherwise comply with the requirements and regulations of the Zoning and Development By-law to the satisfaction of the Director of Planning. Note: This is a 2 storey building pursuant to the Zoning and Development By-Law 1- A/C unit proposed in rear sideyard 2- 8’ bar sink proposed upper floor, attic AMEND: SEPT 12/2022 ENGINEER LETTER UPLOADED | Hans Demolition and Excavating Ltd.
EP-2022-09334 | 2022-12-15 | 2573 W 3RD AVENUE, Vancouver, BC V6K 1M2 | Electrical Permit | Residential | New | Expired | Temporary Power - Residential - To provide temporary power. -Valid Nov. 2, 2022 - Nov. 1, 2023 (another company: EP-2022-00120 is unable to continue with the electrical work) | FB Electric Ltd
SP-2023-00139 | 2023-01-25 | 2573 W 3RD AVENUE, Vancouver, BC V6K 1M2 | Sprinkler Permit | Residential | New | Completed | Residential - Fire sprinkler installation >BP: To construct a new two-and-a-half story, two-family dwelling with a detached accessory building garage at the rear and providing two (2) parking spaces with vehicular access from the lane: 1- A/C unit proposed in rear sideyard 2- 8’ bar sink proposed upper floor, attic 3- Schedule D: Chen, Min-Wei, p.Eng and Christopher Sklar, Architect 4- Schedule A: Christopher Sklar, Architect 604-773-5419 5- Schedule B: Christopher Sklar, Architectural 604-773-5419 6- Schedule B: Tim Lam, P.Eng Structural & Geotechnical 604-255-7670 7- Schedule B: Chen, Min-Wei, P.Eng Architectural (Building envelope) 8- HPO: Residential Builder, Ranotech Canada Ltd. The entire building, INCLUDING THE ATTACHED GARAGE (if applicable), to be sprinklered to 2x NFPA 13D. | Ecofire Sprinklers Ltd
GP-2023-02046 | 2023-07-11 | 2573 W 3RD AVENUE, Vancouver, BC V6K 1M2 | Gas Permit | Residential | New | Completed | Residential - Miele 36" Gas Cooktops -final connection for the 2 cooktops >BP: To construct a new two-and-a-half story, two-family dwelling with a detached accessory building garage at the rear and providing two (2) parking spaces with vehicular access from the lane: | Han Appliances & Refrigeration Ltd
EP-2023-04630 | 2023-06-02 | 2571 W 3RD AVENUE, Vancouver, BC V6K 1M2 | Electrical Permit | Residential | Addition | Completed | Installation / Repair - Residential - This is a house under construction. Inspector onsite for rough wire inspection told us we need to apply for a separate electrical permit for the renewable solar system. We are performing electrical work to install solar shingle system on part of main house roof top and on the garage roof top. >BP: PART 5 ***VACANT SITE*** This appeal Z35690 was heard by the Board of Variance on October 06th, 2020 and was ALLOWED, thereby DELETING Conditions 1.1 and 1.9 as outlined in the prior-to approval letter, issued by the Director of Planning under Development Application DP-2020-00129 To construct a new two-and-a-half story, two-family dwelling with a detached accessory building garage at the rear and providing two (2) parking spaces with vehicular access from the lane: Note: This is a 2 storey building pursuant to the Zoning and Development By-Law 1- A/C unit proposed in rear sideyard 2- 8’ bar sink proposed upper floor, attic 3- Schedule D: Chen, Min-Wei, p.Eng and Christopher Sklar, Architect 4- Schedule A: Christopher Sklar, Architect 604-773-5419 5- Schedule B: Christopher Sklar, Architectural 604-773-5419 6- Schedule B: Tim Lam, P.Eng Structural & Geotechnical 604-255-7670 7- Schedule B: Chen, Min-Wei, P.Eng Architectural (Building envelope) 8- HPO: Residential Builder, Ranotech Canada Ltd. ******THIS PERMIT HAS BEEN ISSUED UNDER THE REQUIREMENTS OF VBBL 2019 Revision #1: April 05th, 2023 - RM 1) Added additional solar shingles on main house roof; 2) Added solar shingles on detached accessory building garage roof; | Amor Energy Corporation
SP-2023-00138 | NULL | 2571 W 3RD AVENUE, Vancouver, BC V6K 1M2 | Sprinkler Permit | Residential | New | Withdrawn | Residential - Fire sprinkler installation | Ecofire Sprinklers Ltd
EP-2023-01228 | 2023-02-13 | 2571 W 3RD AVENUE, Vancouver, BC V6K 1M2 | Electrical Permit | Residential | New | Completed | Installation / Repair - Residential - Alarm Security, Tel/Data/Cable, CCTV, Audio, Lighting Control >BP: To construct a new two-and-a-half story, two-family dwelling with a detached accessory building garage at the rear and providing two (2) parking spaces with vehicular access from the lane: (1) that the Board of Variance approved a maximum floor area to 0.60 (60% FSR permitted) and with the final design and development (meeting the Design Guidelines) and shall be to the satisfaction of the Director of Planning and in accordance with the Board’s decision on October 06th, 2020; and (2) that the development shall otherwise comply with the requirements and regulations of the Zoning and Development By-law to the satisfaction of the Director of Planning. Note: This is a 2 storey building pursuant to the Zoning and Development By-Law 1- A/C unit proposed in rear sideyard 2- 8’ bar sink proposed upper floor, attic 3- Schedule D: Chen, Min-Wei, p.Eng and Christopher Sklar, Architect 4- Schedule A: Christopher Sklar, Architect 604-773-5419 5- Schedule B: Christopher Sklar, Architectural 604-773-5419 6- Schedule B: Tim Lam, P.Eng Structural & Geotechnical 604-255-7670 7- Schedule B: Chen, Min-Wei, P.Eng Architectural (Building envelope) 8- HPO: Residential Builder, Ranotech Canada Ltd. ******THIS PERMIT HAS BEEN ISSUED UNDER THE REQUIREMENTS OF VBBL 2019 | Torrent Technologies Ltd
GP-2023-00412 | 2023-02-06 | 2571 W 3RD AVENUE, Vancouver, BC V6K 1M2 | Gas Permit | Residential | New | Completed | Residential - New duplex >BP: To construct a new two-and-a-half story, two-family dwelling with a detached accessory building garage at the rear and providing two (2) parking spaces with vehicular access from the lane: | One Stop Mechanical Ltd
EP-2023-01024 | 2023-02-28 | 2571 W 3RD AVENUE, Vancouver, BC V6K 1M2 | Electrical Permit | Residential | New | Completed | Installation / Repair - Residential - TO CONTINUE WORK STARTED BY OTHERS (EP-2022-02649) service and rough-wire Complete wiring for garage and new duplex *An approved mechanical permit is required for the installation of air conditioning/ heat Pump before an electrical inspection will be performed >BP: To construct a new two-and-a-half story, two-family dwelling with a detached accessory building garage at the rear and providing two (2) parking spaces with vehicular access from the lane: 1- A/C unit proposed in rear sideyard 2- 8’ bar sink proposed upper floor, attic 3- Schedule D: Chen, Min-Wei, p.Eng and Christopher Sklar, Architect 4- Schedule A: Christopher Sklar, Architect 604-773-5419 5- Schedule B: Christopher Sklar, Architectural 604-773-5419 6- Schedule B: Tim Lam, P.Eng Structural & Geotechnical 604-255-7670 7- Schedule B: Chen, Min-Wei, P.Eng Architectural (Building envelope) 8- HPO: Residential Builder, Ranotech Canada Ltd. The entire building, INCLUDING THE ATTACHED GARAGE (if applicable), to be sprinklered to 2x NFPA 13D. ******THIS PERMIT HAS BEEN ISSUED UNDER THE REQUIREMENTS OF VBBL 2019 >>>Amend: Aug. 22, 2023 - re-opened this completed permit to correct the referenced To continue work EP to EP-2022-02649 in work description | FB Electric Ltd
PP-2023-00930 | 2023-03-20 | 2571 W 3RD AVENUE, Vancouver, BC V6K 1M2 | Plumbing Permit | Residential | New | Completed | Residential - 2FD - Lawn irrigation system | J F P irrigation Ltd
MP-2022-00253 | 2022-09-21 | 2571 W 3RD AVENUE, Vancouver, BC V6K 1M2 | Mechanical Permit | NULL | NULL | Completed | NULL | One Stop Mechanical Ltd
EP-2022-02649 | 2022-04-25 | 2571 W 3RD AVENUE, Vancouver, BC V6K 1M2 | Electrical Permit | Residential | New | Completed | Installation / Repair - Residential - Complete wiring for garage and new duplex >BP: To construct a new two-and-a-half story, two-family dwelling with a detached accessory building garage at the rear and providing two (2) parking spaces with vehicular access from the lane: 1- A/C unit proposed in rear sideyard 2- 8’ bar sink proposed upper floor, attic 3- Schedule D: Chen, Min-Wei, p.Eng and Christopher Sklar, Architect 4- Schedule A: Christopher Sklar, Architect 604-773-5419 5- Schedule B: Christopher Sklar, Architectural 604-773-5419 6- Schedule B: Tim Lam, P.Eng Structural & Geotechnical 604-255-7670 7- Schedule B: Chen, Min-Wei, P.Eng Architectural (Building envelope) 8- HPO: Residential Builder, Ranotech Canada Ltd. The entire building, INCLUDING THE ATTACHED GARAGE (if applicable), to be sprinklered to 2x NFPA 13D. ******THIS PERMIT HAS BEEN ISSUED UNDER THE REQUIREMENTS OF VBBL 2019 | Nick's Electric Ltd
PP-2022-01026 | 2022-03-28 | 2571 W 3RD AVENUE, Vancouver, BC V6K 1M2 | Plumbing Permit | Residential | New | Completed | Residential - New duplex ** Amend 07/04/2022** LEASE ADD FOLLOWING FIXTURES LEVEL 3 2 BAR SINKS, 2 DECK DRAINS LEVEL 2 4 TOILETS, 6 BATHROOM SINKS, 2 SHOWERS, 2 TUBS, 2 CLOTHES WASHERS, 2 LAUNDRY TUBS, MAIN FLOOR 2 TOILETS, 2 BATHROOM SINKS, 2 SHOWERS, 2 KITCHEN SINKS, 2 DISHWASHERS To construct a new two-and-a-half story, two-family dwelling with a detached accessory building garage at the rear and providing two (2) parking spaces with vehicular access from the lane: (1) that the Board of Variance approved a maximum floor area to 0.60 (60% FSR permitted) and with the final design and development (meeting the Design Guidelines) and shall be to the satisfaction of the Director of Planning and in accordance with the Board’s decision on October 06th, 2020; and (2) that the development shall otherwise comply with the requirements and regulations of the Zoning and Development By-law to the satisfaction of the Director of Planning. Note: This is a 2 storey building pursuant to the Zoning and Development By-Law 1- A/C unit proposed in rear sideyard 2- 8’ bar sink proposed upper floor, attic 3- Schedule D: Chen, Min-Wei, p.Eng and Christopher Sklar, Architect 4- Schedule A: Christopher Sklar, Architect 604-773-5419 5- Schedule B: Christopher Sklar, Architectural 604-773-5419 6- Schedule B: Tim Lam, P.Eng Structural & Geotechnical 604-255-7670 7- Schedule B: Chen, Min-Wei, P.Eng Architectural (Building envelope) 8- HPO: Residential Builder, Ranotech Canada Ltd. | One Stop Mechanical Ltd
SP-2022-00502 | 2022-04-08 | 2401 KINGSWAY, Vancouver, BC V5R 5G8 | Sprinkler Permit | Commercial | Tenant Improvement | Completed | Commercial - Sprinkler modifications to suit new layout. >BP: Interior alterations for a First Tenant Improvement and change of use from Retail Shell to Health Care Office at this existing mixed use building on this site. No exterior alterations proposed. Scope of work includes installation of heat pump in level P1. Note: installation of heat pump and accessories must be installed at a height greater than 2.0 m from the P1 slab. Schedule A provided by Bill B. Barwig, P. Eng. Structural Schedule B provided by Billy Xu, P.Eng. Mechanical/ Plumbing Schedule B provided by Daryl Keturakis, P.Eng Electrical Schedule B provided by Brennan Town *****This application does not include any of the following: 1. Not more than 20 sprinklers (add, relocate, or remove), 2. hydraulic calculations, 3. change in occupancy and /or hazard classification, 4. warehouse storage arrangements, 5. mobile compact storage arrangements, 6. alternative solutions, 7. changes to the sprinkler system supply piping (e.g. valves, mains, cross-mains, branch-lines, etc.), or 8. flexible sprinkler pipe | Phaser Fire Protection Ltd
EP-2022-03540 | 2022-05-03 | 2401 KINGSWAY, Vancouver, BC V5R 5G8 | Electrical Permit | Commercial | Renovation | Completed | Installation / Repair - Commercial - Dental Office Renovation >BP: Interior alterations for a First Tenant Improvement and change of use from Retail Shell to Health Care Office at this existing mixed use building on this site. No exterior alterations proposed. Scope of work includes installation of heat pump in level P1. Note: installation of heat pump and accessories must be installed at a height greater than 2.0 m from the P1 slab. Schedule A provided by Bill B. Barwig, P. Eng. Structural Schedule B provided by Billy Xu, P.Eng. Mechanical/ Plumbing Schedule B provided by Daryl Keturakis, P.Eng Electrical Schedule B provided by Brennan Town | Tech 3 Electric Ltd
PP-2022-01566 | 2022-05-09 | 2401 KINGSWAY, Vancouver, BC V5R 5G8 | Plumbing Permit | Commercial | Tenant Improvement | Completed | Commercial - Plumbing serving health care office. >Interior alterations for a First Tenant Improvement and change of use from Retail Shell to Health Care Office at this existing mixed use building on this site. No exterior alterations proposed. Scope of work includes installation of heat pump in level P1. Note: installation of heat pump and accessories must be installed at a height greater than 2.0 m from the P1 slab. Schedule A provided by Bill B. Barwig, P. Eng. Structural Schedule B provided by Billy Xu, P.Eng. Mechanical/ Plumbing Schedule B provided by Daryl Keturakis, P.Eng Electrical Schedule B provided by Brennan Town | Status Mechanical Ltd
EP-2022-01307 | NULL | 2401 KINGSWAY, Vancouver, BC V5R 5G8 | Electrical Permit | Commercial | Tenant Improvement | Withdrawn | Installation / Repair - Commercial - Connection of HVAC unit only | CROWN ELECTRICAL CONTRACTOR LTD
EP-2022-09059 | 2022-10-25 | 2401 KINGSWAY, Vancouver, BC V5R 5G8 | Electrical Permit | Commercial | Addition | Cancelled | Installation / Repair - Commercial - Security System Installation >BP: Interior alterations for a First Tenant Improvement and change of use from Retail Shell to Health Care Office at this existing mixed use building on this site. No exterior alterations proposed. Scope of work includes installation of heat pump in level P1. Note: installation of heat pump and accessories must be installed at a height greater than 2.0 m from the P1 slab. Schedule A provided by Bill B. Barwig, P. Eng. Structural Schedule B provided by Billy Xu, P.Eng. Mechanical/ Plumbing Schedule B provided by Daryl Keturakis, P.Eng Electrical Schedule B provided by Brennan Town | Price's Alarm Systems Ltd.
EP-2022-09114 | 2022-10-27 | 2405 KINGSWAY, Vancouver, BC V5R 5G8 | Electrical Permit | Commercial | Renovation | Completed | Installation / Repair - Commercial - Drop speaker and smoke alarm 3rd party verification by others >BP: Unit # 2 Interior alterations to change the use from retail to office in this unit on the ground floor. Scope of work: - Install interior walls, glass partitions, new universal washroom, plumbing fixtures, lighting, and sprinkler OK for Field Review as per J. Zhang, April 8th, 2022 Note: No energy triggered required - 1st TI Letters of Assurance rec'd: Schedule A, Schedule B Mechanical & Plumbing submitted as per Nehal H. Patel, P.Eng, 604-210-0021 Schedule B Electrical submitted as per K.S (Gary Jatana, P.Eng, 604-210-0021 | BD Electrical Ltd
SP-2022-01622 | 2022-10-20 | 2405 KINGSWAY, Vancouver, BC V5R 5G8 | Sprinkler Permit | Commercial | Tenant Improvement | Completed | Commercial - Relocation/Addition of sprinkler heads >BP: Unit # 2 Interior alterations to change the use from retail to office in this unit on the ground floor. Scope of work: - Install interior walls, glass partitions, new universal washroom, plumbing fixtures, lighting, and sprinkler OK for Field Review as per J. Zhang, April 8th, 2022 Note: No energy triggered required - 1st TI Letters of Assurance rec'd: Schedule A, Schedule B Mechanical & Plumbing submitted as per Nehal H. Patel, P.Eng, 604-210-0021 Schedule B Electrical submitted as per K.S (Gary Jatana, P.Eng, 604-210-0021 | Haven Fire Protection Ltd
PP-2022-02257 | 2022-06-27 | 2405 KINGSWAY, Vancouver, BC V5R 5G8 | Plumbing Permit | Commercial | Tenant Improvement | Completed | Commercial - New TI Unit # 2 Interior alterations to change the use from retail to office in this unit on the ground floor. Scope of work: - Install interior walls, glass partitions, new universal washroom, plumbing fixtures, lighting, and sprinkler | One Stop Mechanical Ltd
EP-2022-05594 | 2022-07-06 | 2405 KINGSWAY, Vancouver, BC V5R 5G8 | Electrical Permit | Commercial | Addition | Completed | Installation / Repair - Commercial - Electrical rough wiring and finishing . Just basic lights and switch plugs and em lights -grounding all boxes and lights >BP: Interior alterations to change the use from retail to office in this unit on the ground floor. Scope of work: - Install interior walls, glass partitions, new universal washroom, plumbing fixtures, lighting, and sprinkler OK for Field Review as per J. Zhang, April 8th, 2022 Note: No energy triggered required - 1st TI Letters of Assurance rec'd: Schedule A, Schedule B Mechanical & Plumbing submitted as per Nehal H. Patel, P.Eng, 604-210-0021 Schedule B Electrical submitted as per K.S (Gary Jatana, P.Eng, 604-210-0021 | E G ELECTRICAL LTD.
EP-2022-05200 | 2022-06-20 | 2405 KINGSWAY, Vancouver, BC V5R 5G8 | Electrical Permit | Commercial | Tenant Improvement | Completed | Installation / Repair - Commercial - pre wire and install tel, data and alarm >BP: Unit # 2 Interior alterations to change the use from retail to office in this unit on the ground floor. Scope of work: - Install interior walls, glass partitions, new universal washroom, plumbing fixtures, lighting, and sprinkler OK for Field Review as per J. Zhang, April 8th, 2022 Note: No energy triggered required - 1st TI Letters of Assurance rec'd: Schedule A, Schedule B Mechanical & Plumbing submitted as per Nehal H. Patel, P.Eng, 604-210-0021 Schedule B Electrical submitted as per K.S (Gary Jatana, P.Eng, 604-210-0021 | I C SECURITY SOLUTIONS LTD.
SP-2022-01582 | 2022-10-07 | 2419 KINGSWAY, Vancouver, BC V5R 5G8 | Sprinkler Permit | Commercial | Tenant Improvement | Completed | Commercial - Adjusting fire sprinklers >DB: Including the operational letter submitted by Alyssa Tanada (dba: Alyssa Essential Beauty), to change the use and occupancy from retail store (shell space, group E occupancy) to Beauty and Wellness Centre (group D occupancy), and to alter the interior to provide first tenant improvements. | Titan Fire Protection Ltd
PP-2022-03604 | 2022-10-11 | 2419 KINGSWAY, Vancouver, BC V5R 5G8 | Plumbing Permit | Commercial | Tenant Improvement | Completed | Commercial - Piping for new Fixtures >BP: Including the operational letter submitted by Alyssa Tanada (dba: Alyssa Essential Beauty), to change the use and occupancy from retail store (shell space, group E occupancy) to Beauty and Wellness Centre (group D occupancy), and to alter the interior to provide first tenant improvements. Note to applicant: The services of a structural engineer may be required, based upon site inspection by the District Building Inspector. Energy checklist is currently no longer required with your Building Permit (BP) application. Some supporting documents are still required at BP stage, specifically Envelope and HVAC, if applicable. Service Water Heating and Lighting supporting documents, if applicable, must be submitted with your related Trades permits (e.g. electrical and plumbing). All energy upgrades will be checked during inspections stage. It is the applicant’s responsibility to identify and note all required upgrades including energy upgrades on their BP drawings at BP stage. | Mirage Plumbing Ltd
EP-2022-10517 | 2022-12-16 | 2419 KINGSWAY, Vancouver, BC V5R 5G8 | Electrical Permit | Commercial | Renovation | Completed | Installation / Repair - Commercial - Electrical wiring - power and lighting. DB: Including the operational letter submitted by Alyssa Tanada (dba: Alyssa Essential Beauty), to change the use and occupancy from retail store (shell space, group E occupancy) to Beauty and Wellness Centre (group D occupancy), and to alter the interior to provide first tenant improvements. Note to applicant: The services of a structural engineer may be required, based upon site inspection by the District Building Inspector. Energy checklist is currently no longer required with your Building Permit (BP) application. Some supporting documents are still required at BP stage, specifically Envelope and HVAC, if applicable. Service Water Heating and Lighting supporting documents, if applicable, must be submitted with your related Trades permits (e.g. electrical and plumbing). All energy upgrades will be checked during inspections stage. It is the applicant’s responsibility to identify and note all required upgrades including energy upgrades on their BP drawings at BP stage. | Vantech Electric Ltd
PP-2023-02605 | 2023-07-24 | 2421 KINGSWAY, Vancouver, BC V5R 5G8 | Plumbing Permit | Commercial | Renovation | Issued | Commercial - a toilet, a basin, a mop sink, a prep sink, a trip compartment sink, 2 hand sinks, a hot water tank, 3 grease interceptor (1-50GPM, 2-25GPM). >BP: Interior alterations for this first tenant fit out in this high rise mixed use building for a new retail food (E) tenant. Scope of work includes new partition walls, plumbing, mechanical and kitchen exhaust. Ok for BP only as per H Chowe. To be reviewed under the 2019 VBBL. Revision #1 - to change the location of the grease trap and add a combi oven to the cook line. - Accepted May 15/23 Revision #2 - to delete the combi oven from the cookline and reduce the length of the hood to 5' - accepted July 18/23 | Monolith Mechanical Services Inc
SP-2023-02127 | 2023-11-22 | 2421 KINGSWAY, Vancouver, BC V5R 5G8 | Sprinkler Permit | Commercial | Tenant Improvement | Issued | Commercial - new tee bar ceiling to be sprinklered >BP: Interior alterations for this first tenant fit out in this high rise mixed use building for a new retail food (E) tenant. Scope of work includes new partition walls, plumbing, mechanical and kitchen exhaust. *****This application does not include any of the following: 1. Not more than 20 sprinklers (add, relocate, or remove), 2. hydraulic calculations, 3. change in occupancy and /or hazard classification, 4. warehouse storage arrangements, 5. mobile compact storage arrangements, 6. alternative solutions, 7. changes to the sprinkler system supply piping (e.g. valves, mains, cross-mains, branch-lines, etc.), or 8. flexible sprinkler pipe. | Yu Fire Protection Inc.
EP-2023-09275 | 2023-10-13 | 2421 KINGSWAY, Vancouver, BC V5R 5G8 | Electrical Permit | Commercial | Renovation | Issued | Installation / Repair - Commercial - Installation of lighting, receptacle for the kitchen, connect power for the kitchen equipments. >BP: Interior alterations for this first tenant fit out in this high rise mixed use building for a new retail food (E) tenant. Scope of work includes new partition walls, plumbing, mechanical and kitchen exhaust. Ok for BP only as per H Chowe. To be reviewed under the 2019 VBBL. Revision #1 - to change the location of the grease trap and add a combi oven to the cook line. - Accepted May 15/23 Revision #2 - to delete the combi oven from the cookline and reduce the length of the hood to 5' - accepted July 18/23 | Gold Medal Electric Ltd
EP-2022-09685 | 2022-11-17 | 2427 KINGSWAY, Vancouver, BC V5R 5G8 | Electrical Permit | Commercial | Renovation | Completed | Installation / Repair - Commercial - Retail store reno electric wiring and install : lighting, kitchen equipment's, plugs, kitchen exhaust fan etc >BP: To combine units 2425 and 2427 for new restaurant tenant (A2) being the 1st TI on the ground floor of this existing mixed-use high-rise commercial/residential building. One class 1 cooking operation. Addressing note: 2427 Kingsway retained for the Restaurant Letter of Commitment for Sprinkler is on file. Building Review Branch Notes: 1) Total proposed Occupant load is 50 seats + 4 staffs. =54 Persons 2) Separate permit and additional washroom will be required if total occupant load or seating layout change. 3) Separate permit is required for outdoor patio seating. CRP: Ching-yeh (Cary) Tsai, Architect 604.818.2088 Email: cary@architect57.com Note: "This permit has been reviewed under the provision of 2019 Vancouver Building By-law (#12511)." >>>>Amend: January 11th, 2023 -add Fire alarm work (exist fire detectors, fire alarm speakers relocate ( down to T-bar ceiling), kitchen fire alarm suppression wiring. -increase in cost of work by $500 | HY Electric Company Ltd
PP-2022-04128 | 2022-12-23 | 2427 KINGSWAY, Vancouver, BC V5R 5G8 | Plumbing Permit | Commercial | New | Completed | Commercial - Plumbing for new restaurant tenant >BP: To combine units 2425 and 2427 for new restaurant tenant (A2) being the 1st TI on the ground floor of this existing mixed-use high-rise commercial/residential building. One class 1 cooking operation. Addressing note: 2427 Kingsway retained for the Restaurant Letter of Commitment for Sprinkler is on file. Building Review Branch Notes: 1) Total proposed Occupant load is 50 seats + 4 staffs. =54 Persons 2) Separate permit and additional washroom will be required if total occupant load or seating layout change. 3) Separate permit is required for outdoor patio seating. CRP: Ching-yeh (Cary) Tsai, Architect 604.818.2088 Email: cary@architect57.com Note: "This permit has been reviewed under the provision of 2019 Vancouver Building By-law (#12511)." | J&YMechanical Ltd
SP-2023-01269 | 2023-07-25 | 2465 KINGSWAY, Vancouver, BC V5R 5G8 | Sprinkler Permit | Commercial | Tenant Improvement | Completed | Commercial - 5x Heads addition and Relocation >BP: 2465 Kingsway Interior alterations to change the use from Retail to Photography Studio (Digital Photography only) in this unit on the ground floor of this existing mixed-use building on this site. This application does not include any of the following: • Not more than 20 sprinklers (add, relocate, or remove), • hydraulic calculations, • change in occupancy and /or hazard classification, • warehouse storage arrangements, • mobile compact storage arrangements, • New alternative solutions and/or modifications to existing alternative solutions, • changes to the sprinkler system supply piping (e.g. valves, mains, cross-mains, branch-lines, etc.), or • flexible sprinkler pipe. | Vantec Fire Safety Ltd
EP-2023-03109 | 2023-05-23 | 2465 KINGSWAY, Vancouver, BC V5R 5G8 | Electrical Permit | Commercial | Renovation | Completed | Installation / Repair - Commercial - Install conduits for lightings, switches, outlets. Installation of lighting, bathroom fan, GFCI,HWT. Have 3 led panel light 2*4 in the office and phots area; there is not light because they will use their own lights for photography. >BP: Interior alterations to change the use from Retail to Photography Studio in this unit on the ground floor of this existing mixed-use building on this site. Sch B(Mech & Plumb): Farzad Hemmati, #45972, 604-649-4574, BMAC Technologies and Consulting Inc. | Pacific Total Electric Ltd
PP-2023-01218 | 2023-05-25 | 2465 KINGSWAY, Vancouver, BC V5R 5G8 | Plumbing Permit | Commercial | Tenant Improvement | Completed | Commercial - Add two sinks and one water closet for Photography Studio >DB: 2465 Kingsway Interior alterations to change the use from Retail to Photography Studio in this unit on the ground floor of this existing mixed-use building on this site. | Seven Mechanical Ltd
PP-2022-00172 | 2022-01-21 | 1453 E 10TH AVENUE, Vancouver, BC | Plumbing Permit | Residential | New | Completed | Residential - 2FD - FRONT UNIT - 1455 E 10TH AV - SOUT PORTION BACK UNIT - 1453 E 10TH AV - NORTH PORTION abs roughing & water piping To construct a 2.5 storey two-family dwelling with a detached accessory building (garage) at the rear providing 2 parking spaces, having vehicular access from the lane. 1. A/C proposed – Exterior component located in rear yard, Interior component located in closets on Second Floor. | Morteza Shahrvand
EP-2022-04776 | 2022-06-07 | 3995 HEATHER STREET, Vancouver, BC V5Z 3L6 | Electrical Permit | Residential | New | Completed | Installation / Repair - Residential - New house electrical wiring >BP: To construct a 2 storey one-family dwelling with a secondary suite located in the Basement ($601,750.00) with a detached garage, at the rear providing 2 parking spaces, having vehicular access from the lane. Note: This is a 2 storey building pursuant to the Zoning and Development By-Law 1- Covenant registered at the Land Title Office under CA9264344 2- No strata titling permitted 3- A/C units proposed in rear yard & second storey 4- Schedule B: Antony Wang P.Eng (604-618-6236) Structural & Geotechnical 5- HPO: Residential Builder - Canstone Development. Address Note: #1-3995 Heather St - One Family Dwelling (1st & 2nd floor, east portion of basement) #2-3995 Heather St - Secondary Suite (west portion of basement) Address and suite numbers assigned as per approved plans for Fire and Emergency response. The address number is to be posted to the building to be visible from the street and the suite numbers are to be posted at the suite entries in accordance with the Building By-law prior to final inspection. ******THIS PERMIT HAS BEEN ISSUED UNDER THE REQUIREMENTS OF VBBL #12511 (2019)****** | JIU DING ELECTRIC LTD
PP-2022-01942 | 2022-06-07 | 3995 HEATHER STREET, Vancouver, BC V5Z 3L6 | Plumbing Permit | Residential | New | Completed | Residential - Plumbing rough-in and fixture installation >P: To construct a 2 storey one-family dwelling with a secondary suite located in the Basement ($601,750.00) with a detached garage, at the rear providing 2 parking spaces, having vehicular access from the lane. Note: This Building Permit will remain in a suspended status until the associated (green) Demolition Permit BP-2021-03895 is completed. Note: This is a 2 storey building pursuant to the Zoning and Development By-Law 1- Covenant registered at the Land Title Office under CA9264344 2- No strata titling permitted 3- A/C units proposed in rear yard & second storey 4- Schedule B: Antony Wang P.Eng (604-618-6236) Structural & Geotechnical 5- HPO: Residential Builder - Canstone Development. Address Note: #1-3995 Heather St - One Family Dwelling (1st & 2nd floor, east portion of basement) #2-3995 Heather St - Secondary Suite (west portion of basement) Address and suite numbers assigned as per approved plans for Fire and Emergency response. The address number is to be posted to the building to be visible from the street and the suite numbers are to be posted at the suite entries in accordance with the Building By-law prior to final inspection. ******THIS PERMIT HAS BEEN ISSUED UNDER THE REQUIREMENTS OF VBBL #12511 (2019)****** Amend: June 16, 2022 please change it to 3995 Heather Street | AVATAR PLUMBING AND HEATING LTD
PP-2022-00973 | 2022-03-23 | 3995 HEATHER STREET, Vancouver, BC V5Z 3L6 | Plumbing Permit | Residential | New | Completed | Residential - Install 2 outside sumps, no pump | Canadian Excavating Ltd
PP-2023-01640 | 2023-05-12 | 3995 HEATHER STREET, Vancouver, BC V5Z 3L6 | Plumbing Permit | Residential | New | Completed | Residential - lawn irrigation >BP: To construct a 2 storey one-family dwelling with a secondary suite located in the Basement with a detached garage, at the rear providing 2 parking spaces, having vehicular access from the lane. | Feli Plumbing and Heating
GP-2022-02726 | 2022-09-13 | 3995 HEATHER STREET, Vancouver, BC V5Z 3L6 | Gas Permit | Residential | New | Completed | Residential - New gas rough-in and install for boiler, stove and bbq >BP: To construct a 2 storey one-family dwelling with a secondary suite located in the Basement ($601,750.00) with a detached garage, at the rear providing 2 parking spaces, having vehicular access from the lane. | AVATAR PLUMBING AND HEATING LTD
EP-2022-07539 | 2022-09-08 | 3995 HEATHER STREET, Vancouver, BC V5Z 3L6 | Electrical Permit | Residential | New | Completed | Installation / Repair - Residential - Alarm/CCTV/Tel/TV/Data/intercom, etc - Complete Alarm System >BP: To construct a 2 storey one-family dwelling with a secondary suite located in the Basement ($601,750.00) with a detached garage, at the rear providing 2 parking spaces, having vehicular access from the lane. | AIGO TECHNOLOGY INC
SP-2022-01461 | 2022-09-08 | 3995 HEATHER STREET, Vancouver, BC V5Z 3L6 | Sprinkler Permit | Residential | New | Completed | Residential - 1FD+SS - #1 & #2 - To Install 26 sprinkler heads >DB: To construct a 2 storey one-family dwelling with a secondary suite located in the Basement with a detached garage, at the rear providing 2 parking spaces, having vehicular access from the lane. Note: This Building Permit will remain in a suspended status until the associated (green) Demolition Permit BP-2021-03895 is completed. Note: This is a 2 storey building pursuant to the Zoning and Development By-Law 1- Covenant registered at the Land Title Office under CA9264344 2- No strata titling permitted 3- A/C units proposed in rear yard & second storey AMEND: OCT 5/2022 PER APPLICANT: ADDRESS HAS CHANGED TO 3995 HEATHER ST | General Sprinkler Systems Ltd
GP-2022-02900 | 2022-10-03 | 3981 HEATHER STREET, Vancouver, BC V5Z 3L6 | Gas Permit | Residential | New | Issued | Residential - 1FD - #1 - Fire place piping only. stove is piping only. To construct a two and a half storey + basement one-family dwelling with an open parking pad at the rear providing 1 parking space, having vehicular access from the lane. Note: This is a 2 storey building pursuant to the Zoning and Development By-Law 1. Covenant registered at the Land Title Office under CA9255211 2. No Strata Titling permitted 3. A/C unit proposed in rear yard 4. Bar sink proposed in basement | A & J GAS SERVICES LTD
PP-2022-02432 | 2022-07-14 | 3981 HEATHER STREET, Vancouver, BC V5Z 3L6 | Plumbing Permit | Residential | New | Issued | Residential - House and Laneway Plumbing >To construct a two and a half storey + basement one-family dwelling ($665,982.50) with an open parking pad at the rear providing 1 parking space, having vehicular access from the lane. Note: This is a 2 storey building pursuant to the Zoning and Development By-Law 1. Covenant registered at the Land Title Office under CA9255211 2. No Strata Titling permitted 3. A/C unit proposed in rear yard 4. Bar sink proposed in basement 5. Schedule B: Sharart Chande P.Eng (604.723.7534) Structural & Geotechnical 6. HPO: Residential Builder- Markana Developments Corp Address notes: Building 1 #1-3981 Heather St - One Family Dwelling Address and suite number assigned as per approved plans for Fire and Emergency response. The address number is to be posted to the building to be visible from the street and the suite number is to be posted at the suite entry in accordance with the Building By-law prior to final inspection. ******THIS PERMIT HAS BEEN ISSUED UNDER THE REQUIREMENTS OF VBBL #12511 (2019)****** | CRK Plumbing and Heating Ltd
MP-2022-00036 | 2022-09-07 | 3981 HEATHER STREET, Vancouver, BC V5Z 3L6 | Mechanical Permit | NULL | NULL | Issued | NULL | CRK Plumbing and Heating Ltd
EP-2022-06485 | 2022-08-22 | 3981 HEATHER STREET, Vancouver, BC V5Z 3L6 | Electrical Permit | Residential | New | Issued | Installation / Repair - Residential - Full electrical installation for a two and a half storey + basement one-family dwelling. >BP: To construct a two and a half storey + basement one-family dwelling ($665,982.50) with an open parking pad at the rear providing 1 parking space, having vehicular access from the lane. Note: This is a 2 storey building pursuant to the Zoning and Development By-Law 1. Covenant registered at the Land Title Office under CA9255211 2. No Strata Titling permitted 3. A/C unit proposed in rear yard 4. Bar sink proposed in basement 5. Schedule B: Sharart Chande P.Eng (604.723.7534) Structural & Geotechnical 6. HPO: Residential Builder- Markana Developments Corp ******THIS PERMIT HAS BEEN ISSUED UNDER THE REQUIREMENTS OF VBBL #12511 (2019)****** | Mandip Mroke
SP-2022-01776 | 2022-10-27 | 3981 HEATHER STREET, Vancouver, BC V5Z 3L6 | Sprinkler Permit | Residential | New | Issued | Residential - install new fire sprinkler system >BP: To construct a two and a half storey + basement one-family dwelling ($665,982.50) with an open parking pad at the rear providing 1 parking space, having vehicular access from the lane. Note: This is a 2 storey building pursuant to the Zoning and Development By-Law 1. Covenant registered at the Land Title Office under CA9255211 2. No Strata Titling permitted 3. A/C unit proposed in rear yard 4. Bar sink proposed in basement 5. Schedule B: Sharart Chande P.Eng (604.723.7534) Structural & Geotechnical 6. HPO: Residential Builder- Markana Developments Corp . ******THIS PERMIT HAS BEEN ISSUED UNDER THE REQUIREMENTS OF VBBL #12511 (2019)****** The entire building, INCLUDING THE ATTACHED GARAGE (if applicable), to be sprinklered to NFPA 13D. | CENTRE LINE FIRE SPRINKLERS LTD
GP-2022-03822 | 2022-12-02 | 3981 HEATHER STREET, Vancouver, BC V5Z 3L6 | Gas Permit | Residential | New | Issued | Residential - Installation of 1 gas fireplace - venting and hook up only >BP: To construct a two and a half storey + basement one-family dwelling ($665,982.50) with an open parking pad at the rear providing 1 parking space, having vehicular access from the lane. Note: This is a 2 storey building pursuant to the Zoning and Development By-Law 1. Covenant registered at the Land Title Office under CA9255211 2. No Strata Titling permitted 3. A/C unit proposed in rear yard 4. Bar sink proposed in basement 5. Schedule B: Sharart Chande P.Eng (604.723.7534) Structural & Geotechnical 6. HPO: Residential Builder- Markana Developments Corp Address notes: Building 1 #1-3981 Heather St - One Family Dwelling Address and suite number assigned as per approved plans for Fire and Emergency response. The address number is to be posted to the building to be visible from the street and the suite number is to be posted at the suite entry in accordance with the Building By-law prior to final inspection. ******THIS PERMIT HAS BEEN ISSUED UNDER THE REQUIREMENTS OF VBBL #12511 (2019)****** | Urban Fireplaces Ltd
EP-2023-01098 | 2023-02-08 | 3981 HEATHER STREET, Vancouver, BC V5Z 3L6 | Electrical Permit | Residential | New | Issued | Temporary Power - Residential - To provide temporary power. | Mandip Mroke
PP-2022-00972 | 2022-03-23 | 3981 HEATHER STREET, Vancouver, BC V5Z 3L6 | Plumbing Permit | Residential | New | Issued | Residential - Install 2 outside sumps, no pump | Canadian Excavating Ltd
EP-2022-00613 | 2022-01-28 | 3981 HEATHER STREET #3, Vancouver, BC V5Z 3L6 | Electrical Permit | Residential | New | Expired | Temporary Power - Residential - To provide temporary power. >NOTE: Work authorized by this permit is for placement of a temporary power pole only and does not authorize any site construction and/or excavation. A separate Building Permit will be required prior to commencement of any other work on this site. | Mandip Mroke
SP-2022-01775 | 2022-10-27 | 3981 HEATHER STREET #3, Vancouver, BC V5Z 3L6 | Sprinkler Permit | Residential | New | Issued | Residential - LWH - #3 - install new fire sprinkler system >DB: To construct a 2 storey laneway house building with an open parking pad, providing 1 parking space, having vehicular access from the lane. Note: This is a 1 ½ storey building pursuant to the Zoning & Development By-law 1. Covenant registered at the Land Title Office under CA9255211 2. No Strata Titling permitted 3. A/C unit proposed in rear yard 4. Bar sink proposed in basement | CENTRE LINE FIRE SPRINKLERS LTD
EP-2022-09243 | 2022-10-31 | 3981 HEATHER STREET #3, Vancouver, BC V5Z 3L6 | Electrical Permit | Residential | New | Issued | Installation / Repair - Residential - Rough in and complete built in vacuum, structured wiring, cctv >BP: To construct a 2 storey laneway house building ($148,197.50) with an open parking pad, providing 1 parking space, having vehicular access from the lane. Note: This is a 1 ½ storey building pursuant to the Zoning & Development By-law 1. Covenant registered at the Land Title Office under CA9255211 2. No Strata Titling permitted 3. A/C unit proposed in rear yard 4. Bar sink proposed in basement 5. Schedule B: Sharart Chande P.Eng (604.723.7534) Structural & Geotechnical 6. HPO: Residential Builder- Markana Developments Corp ******THIS PERMIT HAS BEEN ISSUED UNDER THE REQUIREMENTS OF VBBL #12511 (2019)****** Amend: Nov 10, 2022 remove built in vacuum and add Security alarm pre wire and completion as Encore has renewed it's security license. The installation amount remains the same. | Encore Security and Automation Inc
EP-2022-06527 | 2022-08-22 | 3981 HEATHER STREET #3, Vancouver, BC V5Z 3L6 | Electrical Permit | Residential | New | Issued | Installation / Repair - Residential - Electrical wiring and service installation of a laneway house. >BP: To construct a 2 storey laneway house building ($148,197.50) with an open parking pad, providing 1 parking space, having vehicular access from the lane. Note: This is a 1 ½ storey building pursuant to the Zoning & Development By-law 1. Covenant registered at the Land Title Office under CA9255211 2. No Strata Titling permitted 3. A/C unit proposed in rear yard 4. Bar sink proposed in basement 5. Schedule B: Sharart Chande P.Eng (604.723.7534) Structural & Geotechnical 6. HPO: Residential Builder- Markana Developments Corp | Mandip Mroke
PP-2022-02431 | 2022-07-14 | 3981 HEATHER STREET #3, Vancouver, BC V5Z 3L6 | Plumbing Permit | Residential | New | Issued | Residential - Laneway plumbing >BP: To construct a 2 storey laneway house building ($148,197.50) with an open parking pad, providing 1 parking space, having vehicular access from the lane. Note: This is a 1 ½ storey building pursuant to the Zoning & Development By-law 1. Covenant registered at the Land Title Office under CA9255211 2. No Strata Titling permitted 3. A/C unit proposed in rear yard 4. Bar sink proposed in basement 5. Schedule B: Sharart Chande P.Eng (604.723.7534) Structural & Geotechnical 6. HPO: Residential Builder- Markana Developments Corp Building 2 #3-3981 Heather St - Laneway House Address and suite number assigned as per approved plans for Fire and Emergency response. The address number is to be posted to the building to be visible from the street and the suite number is to be posted at the suite entry in accordance with the Building By-law prior to final inspection. ******THIS PERMIT HAS BEEN ISSUED UNDER THE REQUIREMENTS OF VBBL #12511 (2019)****** | CRK Plumbing and Heating Ltd
SP-2022-00409 | 2022-03-22 | 2628 E GEORGIA STREET #3, Vancouver, BC V5K 2J8 | Sprinkler Permit | Residential | New | Completed | Residential - new home To construct a 2 storey laneway house building with an open parking pad, providing 1 parking space, having vehicular access from the lane. Note: This is a 1 ½ storey building pursuant to the Zoning & Development By-law Note: Bldg 1 (principal bldg) addressed 2628 E Georgia St retained on site. 1. No A/C unit proposed 2. Schedule B: Anthony Wang P.Eng (604.618.6236) Structural & Geotechnical 3. HPO: Residential Builder- Priden Construction Ltd | SBMS Construction Ltd
EP-2022-02336 | 2022-03-23 | 2628 E GEORGIA STREET #3, Vancouver, BC V5K 2J8 | Electrical Permit | Residential | New | Completed | Installation / Repair - Residential - Alarm, tel, tv, net, doorbell >BP: To construct a 2 storey laneway house building ($140,852.50) with an open parking pad, providing 1 parking space, having vehicular access from the lane. Note: This is a 1 ½ storey building pursuant to the Zoning & Development By-law Note: Bldg 1 (principal bldg) addressed 2628 E Georgia St retained on site. 1. No A/C unit proposed 2. Schedule B: Anthony Wang P.Eng (604.618.6236) Structural & Geotechnical 3. HPO: Residential Builder- Priden Construction Ltd Address has been assigned per the approved plans as the fire/emergency access to the laneway house is from the E. Georgia St. side. This access must be provided & maintained at all times in accordance with the Building By-law ******THIS PERMIT HAS BEEN ISSUED UNDER THE REQUIREMENTS OF VBBL #12511 (2019)****** | Best Built-In Centre Ltd
SP-2022-00370 | 2022-03-23 | 2261 E 44TH AVENUE #3, Vancouver, BC V5P 1N3 | Sprinkler Permit | Residential | New | Completed | Residential - LWH - #3 - Install sprinklers in LWH >To construct a 1.5 storey laneway house building ($152,250) with 1 open parking pad, providing a total of 1 parking spaces, having vehicular access from the 20' Lane. Note: This is a 1 ½ storey building pursuant to the Zoning & Development By-law. 1. Covenant not required with existing house 2. No A/C Unit proposed 3. Schedule B: (Md. Shahidul Alam) P.Eng (604.653.7475) Structural 4. Schedule B: (Md. Shahidul Alam) P.Eng (604.653.7475) Geotechnical 5. HPO: Residential Builder- (Metro-City Projects Inc) NOTE: To achieve the required FSR. A floor space exclusion of 3% has been applied to this application as per section 11.24.18 of the district schedule, to accommodate improved building performance. Address Information: Principle Dwelling: #1 – 2261 E 44TH AVE Laneway home: #3 – 2261 E 44TH AVE Address and suite number assigned as per approved plans for Fire and Emergency response. The address number is to be posted to the building to be visible from the street and the suite number is to be posted at the suite entry in accordance with the Building By-law prior to final inspection. NOTE: Information regarding the principal building on the survey and site plan is for reference only. Any discrepancy between information regarding the principal building on the survey and/or site plan and approved permit drawings for the principal building are neither approved nor authorized under this laneway house permit. *EXISTING HOUSE* Note: Bldg 1 (principal bldg) addressed #1 – 2261 E 44TH AVE retained on site. **THIS PERMIT HAS BEEN ISSUED UNDER THE REQUIREMENTS OF VBBL #12511 (2019) ** | Gold Key Fire Protection Ltd
PP-2022-00068 | 2022-01-11 | 2261 E 44TH AVENUE #3, Vancouver, BC V5P 1N3 | Plumbing Permit | Residential | New | Completed | Residential - no sumps | Bhullar Excavating and Demolition
EP-2022-01277 | 2022-02-22 | 2261 E 44TH AVENUE #3, Vancouver, BC V5P 1N3 | Electrical Permit | Residential | New | Completed | Installation / Repair - Residential - New construction laneway -New* 200A duplex meter base service to accommodate both existing SFD and new construction LWH 125A - Laneway main switch 100A - Main house switch Electrical rough-wire and finishing Underground tek Electrical low voltage rough-wire only EVC >>BP: To construct a 1.5 storey laneway house building ($152,250) with 1 open parking pad, providing a total of 1 parking spaces, having vehicular access from the 20' Lane. Note: This is a 1 ½ storey building pursuant to the Zoning & Development By-law. 1. Covenant not required with existing house 2. No A/C Unit proposed 3. Schedule B: (Md. Shahidul Alam) P.Eng (604.653.7475) Structural 4. Schedule B: (Md. Shahidul Alam) P.Eng (604.653.7475) Geotechnical 5. HPO: Residential Builder- (Metro-City Projects Inc) NOTE: Information regarding the principal building on the survey and site plan is for reference only. Any discrepancy between information regarding the principal building on the survey and/or site plan and approved permit drawings for the principal building are neither approved nor authorized under this laneway house permit. *EXISTING HOUSE* Note: Bldg 1 (principal bldg) addressed #1 – 2261 E 44TH AVE retained on site. **THIS PERMIT HAS BEEN ISSUED UNDER THE REQUIREMENTS OF VBBL #12511 (2019) ** | AMTEK Electric Ltd
PP-2022-00900 | 2022-03-17 | 5850 ST. MARGARETS STREET #3, Vancouver, BC V5R 3H5 | Plumbing Permit | Residential | New | Completed | Residential - Laneway | CRK Plumbing and Heating Ltd
NULL | NULL | 5850 ST. MARGARETS STREET #3, Vancouver, BC V5R 3H5 | Plumbing Permit | Residential | New | Draft | Residential - Laneway | CRK Plumbing and Heating Ltd
NULL | NULL | 5850 ST. MARGARETS STREET #3, Vancouver, BC V5R 3H5 | Plumbing Permit | Residential | New | Draft | Residential - Laneway | CRK Plumbing and Heating Ltd
EP-2022-02407 | 2022-04-04 | 5850 ST. MARGARETS STREET #3, Vancouver, BC V5R 3H5 | Electrical Permit | Residential | New | Completed | Installation / Repair - Residential - New wiring for LWH. Relocate existing 100amp meter base to LWH. Main Consumer's Service: 200A, LWH 100A, Existing House 100A. **Amend 11/22/2022** add to permit -ac prewiring -additional $1000 work added to original work permit. **Amend 11/23/2022** Updated load calculations have been uploaded >BP: To construct a 2 storey laneway house building ($206,000) with 1 open parking pad, providing a total of 1 parking spaces, having vehicular access from the 20' Lane. Note: This is a 1 ½ storey building pursuant to the Zoning & Development By-law. 1. Covenant not required with existing house 2. No Strata Titling permitted 3. No A/C Unit proposed 4. Schedule B: (Yatendra Kumar Sharma) P.Eng (778863-7076) Structural & Geotechnical 8. HPO: Residential Builder- Tecknek Development Inc 46691 | Beyond Electric Ltd
PP-2022-01102 | 2022-03-31 | 5850 ST. MARGARETS STREET #3, Vancouver, BC V5R 3H5 | Plumbing Permit | Residential | New | Completed | Residential - sumps | JVT EXCAVATING & DEMOLITION LTD
SP-2022-00925 | 2022-06-13 | 5850 ST. MARGARETS STREET #3, Vancouver, BC V5R 3H5 | Sprinkler Permit | Residential | New | Completed | Residential - Laneway To construct a 2 storey laneway house building with 1 open parking pad, providing a total of 1 parking spaces, having vehicular access from the 20' Lane. Note: This is a 1 ½ storey building pursuant to the Zoning & Development By-law. 1. Covenant not required with existing house 2. No Strata Titling permitted 3. No A/C Unit proposed 4. Schedule B: (Yatendra Kumar Sharma) P.Eng (778863-7076) Structural & Geotechnical 8. HPO: Residential Builder- Tecknek Development Inc 46691 | CRK Plumbing and Heating Ltd
EP-2022-04032 | 2022-05-18 | 5850 ST. MARGARETS STREET #3, Vancouver, BC V5R 3H5 | Electrical Permit | Residential | New | Completed | Installation / Repair - Residential - Low voltage rough-in of tel/data/cable and security alarm completion >BP: To construct a 2 storey laneway house building ($206,000) with 1 open parking pad, providing a total of 1 parking spaces, having vehicular access from the 20' Lane. Note: This is a 1 ½ storey building pursuant to the Zoning & Development By-law. 1. Covenant not required with existing house 2. No Strata Titling permitted 3. No A/C Unit proposed 4. Schedule B: (Yatendra Kumar Sharma) P.Eng (778863-7076) Structural & Geotechnical 8. HPO: Residential Builder- Tecknek Development Inc 46691 **THIS PERMIT HAS BEEN ISSUED UNDER THE REQUIREMENTS OF VBBL #12511 (2019) ** | Infinitech Security & Integration Inc.
EP-2022-06910 | 2022-08-17 | 5550 MAPLE STREET #3, Vancouver, BC V6M 3T7 | Electrical Permit | Residential | New | Completed | Installation / Repair - Residential - LWH - #3 - a new lane way house wiring, install all outlets, lighting systems, equipment. DB: To construct a 2 storey laneway house building with 1 open parking pad, providing a total of 1 parking spaces, having vehicular access from the 20' Lane. Note: This is a 1 ½ storey building pursuant to the Zoning & Development By-law. 1. Covenant not required with existing house 2. No Strata Titling permitted 3. No A/C Unit proposed | Aidea Solutions Ltd
GP-2022-02482 | 2022-08-22 | 5550 MAPLE STREET #3, Vancouver, BC V6M 3T7 | Gas Permit | Residential | New | Completed | Residential - Install underground gas >To construct a 2 storey laneway house building ($231,620) with 1 open parking pad, providing a total of 1 parking spaces, having vehicular access from the 20' Lane. Note: This is a 1 ½ storey building pursuant to the Zoning & Development By-law. 1. Covenant not required with existing house 2. No Strata Titling permitted 3. No A/C Unit proposed 4. Entire building to be sprinklered 13D 5. Schedule B: (XIAN MIN LILY QIU) P.Eng (778.321.5377) Structural 6. Schedule B: (HEQING JIAN) P.Eng (778.987.7461) Geotechnical 7. HPO: Residential Builder- TOP VISION DEVELOPMENTS INC. 8. owner's email rebeccaxue320@gmail.com NOTE: To achieve the required FSR. A floor space exclusion of 3% has been applied to this application as per section 11.24.18 of the district schedule, to accommodate improved building performance. Address Information: Principle Dwelling: #1-5550 Maple St Laneway home: #3-5550 Maple St Address and suite number assigned as per approved plans for Fire and Emergency response. The address number is to be posted to the building to be visible from the street and the suite number is to be posted at the suite entry in accordance with the Building By-law prior to final inspection. NOTE: Information regarding the principal building on the survey and site plan is for reference only. Any discrepancy between information regarding the principal building on the survey and/or site plan and approved permit drawings for the principal building are neither approved nor authorized under this laneway house permit. *EXISTING HOUSE* Note: Bldg 1 (principal bldg) addressed #1-5550 Maple St retained on site. **THIS PERMIT HAS BEEN ISSUED UNDER THE REQUIREMENTS OF VBBL #12511 (2019) ** | SamTek Mechanical Ltd.
EP-2022-07034 | 2022-08-19 | 5550 MAPLE STREET #3, Vancouver, BC V6M 3T7 | Electrical Permit | Residential | New | Expired | Temporary Power - Residential - To provide temporary power. | Aidea Solutions Ltd
PP-2023-00555 | 2023-02-16 | 5550 MAPLE STREET #3, Vancouver, BC V6M 3T7 | Plumbing Permit | Residential | New | Completed | Residential - LWH - #3 - Sanitary | BESTWAY EXCAVATING & DEMOLITION 2008 LTD
PP-2023-00804 | 2023-03-09 | 5550 MAPLE STREET #3, Vancouver, BC V6M 3T7 | Plumbing Permit | Residential | New | Completed | Residential - LWH - #3 - New ABS New waterline Finishing >DB: To construct a 2 storey laneway house building with 1 open parking pad, providing a total of 1 parking spaces, having vehicular access from the 20' Lane. Note: This is a 1 ½ storey building pursuant to the Zoning & Development By-law. 1. Covenant not required with existing house 2. No Strata Titling permitted 3. No A/C Unit proposed 4. Entire building to be sprinklered 13D | SamTek Mechanical Ltd.
EP-2023-03102 | 2023-04-11 | 5550 MAPLE STREET #3, Vancouver, BC V6M 3T7 | Electrical Permit | Residential | New | Completed | Installation / Repair - Residential - low-voltage pre-wiring. (Networking, telephone, TV, Intercome) >BP: To construct a 2 storey laneway house building ($231,620) with 1 open parking pad, providing a total of 1 parking spaces, having vehicular access from the 20' Lane. Note: This is a 1 ½ storey building pursuant to the Zoning & Development By-law. 1. Covenant not required with existing house 2. No Strata Titling permitted 3. Rev#2: 1 Mini-Split Heat Pump proposed 4. Entire building to be sprinklered 13D 5. Schedule B: (XIAN MIN LILY QIU) P.Eng (778.321.5377) Structural 6. Schedule B: (HEQING JIAN) P.Eng (778.987.7461) Geotechnical 7. HPO: Residential Builder- TOP VISION DEVELOPMENTS INC. 8. owner's email rebeccaxue320@gmail.com NOTE: To achieve the required FSR. A floor space exclusion of 3% has been applied to this application as per section 11.24.18 of the district schedule, to accommodate improved building performance. NOTE: Information regarding the principal building on the survey and site plan is for reference only. Any discrepancy between information regarding the principal building on the survey and/or site plan and approved permit drawings for the principal building are neither approved nor authorized under this laneway house permit. *EXISTING HOUSE* Note: Bldg 1 (principal bldg) addressed #1-5550 Maple St retained on site. **THIS PERMIT HAS BEEN ISSUED UNDER THE REQUIREMENTS OF VBBL #12511 (2019) ** | 8020 Kingkong Enterprises Ltd
SP-2023-00626 | 2023-04-12 | 5550 MAPLE STREET #3, Vancouver, BC V6M 3T7 | Sprinkler Permit | Residential | New | Completed | Residential - LWH - #3 - new laneway house >DB: To construct a 2 storey laneway house building with 1 open parking pad, providing a total of 1 parking spaces, having vehicular access from the 20' Lane. Note: This is a 1 ½ storey building pursuant to the Zoning & Development By-law. 1. Covenant not required with existing house 2. No Strata Titling permitted 3. Rev#2: 1 Mini-Split Heat Pump proposed 4. Entire building to be sprinklered 13D | Yu Fire Protection Inc.
MP-2023-00654 | 2023-04-17 | 5550 MAPLE STREET #3, Vancouver, BC V6M 3T7 | Mechanical Permit | NULL | NULL | Completed | NULL | Lumi HVAC Ltd
SP-2022-00993 | 2022-06-20 | 1222 W 38TH AVENUE #3, Vancouver, BC V6M 1R1 | Sprinkler Permit | Residential | New | Completed | Residential - new laneway house To construct a 2 storey laneway house building with an attached garage and 1 open parking pad, providing a total of 3 parking spaces, having vehicular access from the lane. Note: The entire building, INCLUDING THE ATTACHED GARAGE (if applicable), to be sprinklered to NFPA 13R. Note: This is a 1 ½ storey building pursuant to the Zoning & Development By-law 1. No Strata Titling permitted 2. No A/C unit proposed 3. Schedule B: ANTONY WANG 604-618-6236 Structural & Geotechnical 4. HPO: Residential Builder - TOP VISION DEVELOPMENTS INC. | Yu Fire Protection Inc.
EP-2022-05301 | 2022-06-24 | 1222 W 38TH AVENUE #3, Vancouver, BC V6M 1R1 | Electrical Permit | Residential | New | Completed | Installation / Repair - Residential - network, telephone, TV system prewiring. CCTV system and security alarm system pre-wiring. >BP: To construct a 2 storey laneway house building ($224,997.50) with an attached garage and 1 open parking pad, providing a total of 3 parking spaces, having vehicular access from the lane. Note: The entire building, INCLUDING THE ATTACHED GARAGE (if applicable), to be sprinklered to NFPA 13R. Note: This is a 1 ½ storey building pursuant to the Zoning & Development By-law 1. No Strata Titling permitted 2. No A/C unit proposed 3. Schedule B: ANTONY WANG 604-618-6236 Structural & Geotechnical 4. HPO: Residential Builder - TOP VISION DEVELOPMENTS INC. Address and suite number assigned as per approved plans for Fire and Emergency response. The address number is to be posted to the building to be visible from the street and the suite number is to be posted at the suite entry in accordance with the Building By-law prior to final inspection. ******THIS PERMIT HAS BEEN ISSUED UNDER THE REQUIREMENTS OF VBBL #12511 (2019)****** | 8020 Kingkong Enterprises Ltd
PP-2022-01648 | 2022-05-12 | 1222 W 38TH AVENUE #3, Vancouver, BC V6M 1R1 | Plumbing Permit | Residential | New | Completed | Residential - Plumbing for: >To construct a 2 storey laneway house building ($224,997.50) with an attached garage and 1 open parking pad, providing a total of 3 parking spaces, having vehicular access from the lane. Note: The entire building, INCLUDING THE ATTACHED GARAGE (if applicable), to be sprinklered to NFPA 13R. | SamTek Mechanical Ltd.
EP-2022-02745 | 2022-05-30 | 1222 W 38TH AVENUE #3, Vancouver, BC V6M 1R1 | Electrical Permit | Residential | New | Completed | Installation / Repair - Residential - single-phase service, all outlets, roughing and connection, lighting system, and all electrical equipment connection. Double Meter system. Building to be sprinkled to NFPA 13D requirement. Service:200A, Single phase, 120/240V, Main house 150A, LWH 10 >BP: To construct a 2 storey laneway house building ($224,997.50) with an attached garage and 1 open parking pad, providing a total of 3 parking spaces, having vehicular access from the lane. Note: The entire building, INCLUDING THE ATTACHED GARAGE (if applicable), to be sprinklered to NFPA 13R. Note: This is a 1 ½ storey building pursuant to the Zoning & Development By-law 1. No Strata Titling permitted 2. No A/C unit proposed 3. Schedule B: ANTONY WANG 604-618-6236 Structural & Geotechnical 4. HPO: Residential Builder - TOP VISION DEVELOPMENTS INC. Address and suite number assigned as per approved plans for Fire and Emergency response. The address number is to be posted to the building to be visible from the street and the suite number is to be posted at the suite entry in accordance with the Building By-law prior to final inspection. ******THIS PERMIT HAS BEEN ISSUED UNDER THE REQUIREMENTS OF VBBL #12511 (2019)****** Amend: Aug 16, 2022 change the service to be 400 A, 120/240v, single phase, overhead,double meter system. The main house will be 120/240v, single phase , 200 A, lane way house 120/240v, single phase, 200 A. | Aidea Solutions Ltd
PP-2022-01220 | 2022-04-11 | 1222 W 38TH AVENUE #3, Vancouver, BC V6M 1R1 | Plumbing Permit | Residential | New | Completed | Residential - LWH - #3 - Sump installation for laneway house To construct a 2 storey laneway house building with an attached garage and 1 open parking pad, providing a total of 3 parking spaces, having vehicular access from the lane. Note: The entire building, INCLUDING THE ATTACHED GARAGE (if applicable), to be sprinklered to NFPA 13R. Note: This is a 1 ½ storey building pursuant to the Zoning & Development By-law 1. No Strata Titling permitted 2. No A/C unit proposed | Finest Construction & Renovation Ltd
EP-2022-02363 | 2022-03-23 | 1222 W 38TH AVENUE #3, Vancouver, BC V6M 1R1 | Electrical Permit | Residential | New | Expired | Temporary Power - Residential - To provide temporary power. | Aidea Solutions Ltd
EP-2022-01747 | 2022-03-03 | 1312 W 57TH AVENUE, Vancouver, BC V6P 1S8 | Electrical Permit | Commercial | New | Expired | Temporary Power - Commercial - To provide temporary power. | LORE ELECTRIC INC
EP-2022-02853 | 2022-04-08 | 1312 W 57TH AVENUE, Vancouver, BC V6P 1S8 | Electrical Permit | Commercial | New | Completed | Installation / Repair - Commercial - Complete security Alarm installation Tel/TV/Data,Door Bell,etc >BP: The existing lot will be subdivided into 2 lots A & B; the existing heritage A Residential Facility-Community Care-Class A is relocated and converted to a multiple conversion dwelling (Building 1) containing three dwelling units and, to develop an infill three-family dwelling (Building 2) for a total of six dwelling, providing six parking spaces having vehicular access from the lane on the new Lot B (facing Hudson and W 57th streets). Lot A will be vacant. VBBL 2019 - Reviewed during the 2020 pandemic crisis. BP-2021-00128 - Building 2 - An Infill for 3 family dwellings. STAGE 1 - Subdividing the site / Relocating the existing heritage house / Excavation & Shoring issued on Feb. 9th, 2021. STAGE 2 - Full Structure including Foundation to Grade issued on May 4th, 2021. Stage 3 - Full Construction issued on Sept. 22, 2021. | AIGO TECHNOLOGY INC
GP-2022-00097 | 2022-01-19 | 7301 HUDSON STREET, Vancouver, BC | Gas Permit | Residential | New | Completed | Residential - 3 unit heritage building. All separate meters The existing lot will be subdivided into 2 lots A & B; the existing heritage A Residential Facility-Community Care-Class A is relocated and converted to a multiple conversion dwelling (Building 1) containing three dwelling units and, to develop an infill three-family dwelling (Building 2) for a total of six dwelling, providing six parking spaces having vehicular access from the lane on the new Lot B (facing Hudson and W 57th streets). Lot A will be vacant. | A & J GAS SERVICES LTD
GP-2022-00778 | 2022-03-16 | 7305 HUDSON STREET, Vancouver, BC | Gas Permit | Residential | New | Completed | Residential - Gas to a 3 block lane way >To construct an infill three-family dwelling (Building 2) at the rear of this site on Lot B. Refer to Building Permit for BP-2020-01200 for the heritage building (Bldg 1). VBBL 2019 - Reviewed during the 2020 pandemic crisis. | A & J GAS SERVICES LTD
PP-2022-02594 | 2022-08-18 | 7305 HUDSON STREET, Vancouver, BC | Plumbing Permit | Commercial | New | Completed | Commercial - - Sumps “NOTE: Engineering Assurance letter will be submitted to the Plumbing Inspector on the site. Letter shall conform to the requirements of Vancouver Bulletin 2000-008-EL/PL” | J & R Excavation & Demolition Ltd.
EP-2023-00128 | 2023-01-06 | 7305 HUDSON STREET, Vancouver, BC | Electrical Permit | Residential | New | Completed | Installation / Repair - Residential - Alarm finishing >BP: To construct an infill three-family dwelling (Building 2) at the rear of this site on Lot B. Refer to Building Permit for BP-2020-01200 for the heritage building (Bldg 1). VBBL 2019 - Reviewed during the 2020 pandemic crisis. | AIGO TECHNOLOGY INC
SP-2022-00123 | 2022-11-18 | 1355 E 21ST AVENUE, Vancouver, BC V5V 1T1 | Sprinkler Permit | Commercial | New | Completed | Commercial - Parkade only To install sprinkler throughout the parkade portion of this building only for this new development consisting of 2 blocks of townhomes above a single level below grade storage garage having access off a lane. Related to BP-2021-05477 - Building 1 (South) Related to BP-2021-05478 - Building 2 (North) | Cove Mechanical Ltd
NULL | NULL | 1355 E 21ST AVENUE, Vancouver, BC V5V 1T1 | Plumbing Permit | Residential | New | Draft | Residential - Under ground DWV and perimeter drainage | NULL
PP-2022-00834 | 2022-04-22 | 1355 E 21ST AVENUE, Vancouver, BC V5V 1T1 | Plumbing Permit | Commercial | New | Completed | Commercial - BUILDING 1 - SITE - Underground DWV and storm rough in THIS PERMIT HAS BEEN ISSUED FOR SITE WORK, BELOW GRADE FACILITIES AND 1 LEVEL COMMON UNDERGROUND PARKING FOR THE PROPOSED DEVELOPMENT. To construct a new development consisting of 2 blocks of townhomes above a single level below grade storage garage having access off a lane. Each block contains 8 strata units. Related to BP-2021-05477 - Building 1 (South) Related to BP-2021-05478 - Building 2 (North) | McLaren Mechanical
EP-2022-02985 | 2022-07-11 | 1355 E 21ST AVENUE, Vancouver, BC V5V 1T1 | Electrical Permit | Commercial | New | Completed | Installation / Repair - Commercial - Building 1. Complete Electrical work for rough-in and finishing of 16 townhouses over l level of underground parkade >BP: To construct Building 1 (SOUTH) containing 8 townhomes (strata units). For full project description refer to BP-2021-00699. ** The 2019 VBBL applies to this permit application which has been reviewed during the Covid-19 pandemic**. 22-Oct-2021 - Stage 1 (excavation, shoring and full structure) issued. | LORE ELECTRIC INC
EP-2022-02988 | 2022-04-28 | 1355 E 21ST AVENUE, Vancouver, BC V5V 1T1 | Electrical Permit | Commercial | New | Completed | Interim - Commercial - Interim permit of a 16 unit townhouse. Scope of work grounding, underground, service ducts, branch wire and slab. >>BP: THIS PERMIT HAS BEEN ISSUED FOR SITE WORK, BELOW GRADE FACILITIES AND 1 LEVEL COMMON UNDERGROUND PARKING FOR THE PROPOSED DEVELOPMENT. To construct a new development consisting of 2 blocks of townhomes above a single level below grade storage garage having access off a lane. Each block contains 8 strata units. Related to BP-2021-05477 - Building 1 (South) Related to BP-2021-05478 - Building 2 (North) ** The 2019 VBBL applies to this permit application which has been reviewed during the Covid-19 pandemic**. 22-Oct-2021 - Stage 1 (Excavation, Shoring and Full Structure). | LORE ELECTRIC INC
EP-2022-03298 | 2022-07-11 | 1355 E 21ST AVENUE, Vancouver, BC V5V 1T1 | Electrical Permit | Commercial | New | Completed | Installation / Repair - Commercial - >>Parkade<< Complete Electrical work for rough-in and finishing of an underground parking . >BP: THIS PERMIT HAS BEEN ISSUED FOR SITE WORK, BELOW GRADE FACILITIES AND 1 LEVEL COMMON UNDERGROUND PARKING FOR THE PROPOSED DEVELOPMENT. To construct a new development consisting of 2 blocks of townhomes above a single level below grade storage garage having access off a lane. Each block contains 8 strata units. Related to BP-2021-05477 - Building 1 (South) Related to BP-2021-05478 - Building 2 (North) ** The 2019 VBBL applies to this permit application which has been reviewed during the Covid-19 pandemic**. 22-Oct-2021 - Stage 1 (Excavation, Shoring and Full Structure). | LORE ELECTRIC INC
EP-2023-00018 | 2023-01-03 | 1355 E 21ST AVENUE, Vancouver, BC V5V 1T1 | Electrical Permit | Commercial | New | Expired | Temporary Power - Commercial - To provide temporary power. | LORE ELECTRIC INC
EP-2023-00019 | 2023-01-03 | 1355 E 21ST AVENUE, Vancouver, BC V5V 1T1 | Electrical Permit | Commercial | New | Expired | Temporary Power - Commercial - To provide temporary power. | LORE ELECTRIC INC
SP-2022-01357 | 2023-05-25 | 1355 E 21ST AVENUE, Vancouver, BC V5V 1T1 | Sprinkler Permit | Commercial | New | Completed | Commercial - BLDG 2 - NORTH For all fire suppression system work to the 2019 VBBL; NFPA 13, 2013R for Building 2 North containing 8 townhomes (strata units). Site Description: To construct a new development consisting of 2 blocks of townhomes above a single level below grade storage garage having access off a lane. Each block contains 8 strata units. THIS IS A CERTIFIED PROFESSIONAL PROJECT and the CP is Ron Bijok AIBC, CP Radiant City Architecture This application does not include any of the following: • Warehouse storage arrangements, or mobile compact storage arrangements. • Flexible sprinkler pipe. • Information Technology Equipment Rooms (e.g. IT Rooms, LAN Rooms, etc.). Related Permits: BP-2021-00699/SP-2022-00123 - Parkade BP-2021-05477/SP-2022-01358 - Building 1 (South) BP-2021-05478/SP-2022-01357 - Building 2 (North) Notes: 1. Fire Suppression System engineer of Record Ryan Pavey, P.Eng. of Cardinal Engineering. T: 604 605 0606. E: pavey@cardinalfire.ca 2. One set of approved drawings and permit to be available for viewing at the jobsite. ***SUBJECT TO THE SUBNMISSION AND ACCEPTANCE OF UPDATED CODE COMPLIANCE REPORT / DRAWINGS TO ADDRESS EXIT EXPOSURE.*** | Cove Mechanical Ltd
SP-2022-01358 | 2023-06-21 | 1355 E 21ST AVENUE, Vancouver, BC V5V 1T1 | Sprinkler Permit | Commercial | New | Completed | Commercial - BLDG 1 - SOUTH For all fire suppression system work to the 2019 VBBL; NFPA 13, 2013R for Building 1 South containing 8 townhomes (strata units). Site Description: To construct a new development consisting of 2 blocks of townhomes above a single level below grade storage garage having access off a lane. Each block contains 8 strata units. THIS IS A CERTIFIED PROFESSIONAL PROJECT and the CP is Ron Bijok AIBC, CP Radiant City Architecture This application does not include any of the following: • Warehouse storage arrangements, or mobile compact storage arrangements. • Flexible sprinkler pipe. • Information Technology Equipment Rooms (e.g. IT Rooms, LAN Rooms, etc.). Related Permits: BP-2021-00699/SP-2022-00123 - Parkade BP-2021-05477/SP-2022-01358 - Building 1 (South) BP-2021-05478/SP-2022-01357 - Building 2 (North) Notes: 1. Fire Suppression System engineer of Record Mr. Ryan Pavey of Cardinal Engineering. T: 604 605 0606. E: pavey@cardinalfire.ca 2. One set of approved drawings and permit to be available for viewing at the jobsite. | Cove Mechanical Ltd
PP-2022-02655 | 2023-01-18 | 1355 E 21ST AVENUE, Vancouver, BC V5V 1T1 | Plumbing Permit | Commercial | New | Completed | Commercial - Building 1, 8 units >To construct Building 1 (SOUTH) containing 8 townhomes (strata units). For full project description refer to BP-2021-00699. ** The 2019 VBBL applies to this permit application which has been reviewed during the Covid-19 pandemic**. 22-Oct-2021 - Stage 1 (excavation, shoring and full structure) issued. | McLaren Mechanical
EP-2023-01455 | 2023-02-28 | 1355 E 21ST AVENUE, Vancouver, BC V5V 1T1 | Electrical Permit | Residential | New | Completed | Installation / Repair - Residential - Installation of Cat5e and RG6 cables >BP: To construct Building 1 (SOUTH) containing 8 townhomes (strata units). For full project description refer to BP-2021-00699. ** The 2019 VBBL applies to this permit application which has been reviewed during the Covid-19 pandemic**. 22-Oct-2021 - Stage 1 (excavation, shoring and full structure) issued. 09-Dec-2022 - Stage 2 ( full permit) issued. 9-Dec-2022; Rev#1 issued. Floor framing is changed from TJI joists to open web joists | Tri-Tech Communications Ltd
EP-2023-05902 | 2023-06-30 | 1355 E 21ST AVENUE, Vancouver, BC V5V 1T1 | Electrical Permit | Commercial | New | Completed | Installation / Repair - Commercial - Heat trace on P1 north and south water entry room. >BP: To construct a new development consisting of 2 blocks of townhomes above a single level below grade storage garage having access off a lane. Each block contains 8 strata units. Related to BP-2021-05477 - Building 1 (South) Related to BP-2021-05478 - Building 2 (North) ** The 2019 VBBL applies to this permit application which has been reviewed during the Covid-19 pandemic**. 22-Oct-2021 - Stage 1 (Excavation, Shoring and Full Structure) issued. 09-Dec-2022 - Stage 2 ( Full Permit) issued. 9-Dec-2022; Rev#1 - issued. Floor framing is changed from TJI joists to open web joists This building was designed as a passive house | Eastern Valley Electrical Ltd
EP-2023-09496 | 2023-10-31 | 1355 E 21ST AVENUE, Vancouver, BC V5V 1T1 | Electrical Permit | Commercial | NULL | Issued | Annual / Operating - Operating Permit | LORE ELECTRIC INC
NULL | NULL | 1355 E 21ST AVENUE, Vancouver, BC V5V 1T1 | Electrical Permit | Commercial | New | Draft | Installation / Repair - Commercial - Run low voltage wire for hrv units | Atmosphere AC Systems Ltd
EP-2023-07690 | 2023-08-29 | 1355 E 21ST AVENUE, Vancouver, BC V5V 1T1 | Electrical Permit | Commercial | New | Completed | Installation / Repair - Commercial - Low voltage work: One Is a digital controller that has wire spec'd and supplied by the erv mfg. Had to be supplied by minotair. The other is a 20/40/60 timer using 18/4 wire. Both are controls for the erv. >BP: To construct Building 1 (SOUTH) containing 8 townhomes (strata units). For full project description refer to BP-2021-00699. ** The 2019 VBBL applies to this permit application which has been reviewed during the Covid-19 pandemic**. 22-Oct-2021 - Stage 1 (excavation, shoring and full structure) issued. 09-Dec-2022 - Stage 2 ( full permit) issued. 9-Dec-2022; Rev#1 issued. Floor framing is changed from TJI joists to open web joists | Atmosphere AC Systems Ltd
EP-2023-07366 | 2023-08-14 | 1355 E 21ST AVENUE, Vancouver, BC V5V 1T1 | Electrical Permit | Residential | New | Completed | Installation / Repair - Residential - Installation of Heat Trace only on parkade level only. | NRG Electric Ltd
PP-2022-02659 | NULL | 1349 E 21ST AVENUE, Vancouver, BC | Plumbing Permit | Commercial | New | Withdrawn | Commercial - Townhouse development | McLaren Mechanical
EP-2022-08338 | 2022-10-04 | 115 W 39TH AVENUE #3, Vancouver, BC V5Y 2P1 | Electrical Permit | Residential | New | Completed | Installation / Repair - Residential - Electrical wiring for laneway house, 200amp overhead service with 3 meters. 1st meter- 125 amp for main house 2nd meter-100 amp for secondary suite 3rd meter-100 amp for laneway house >Permit Amendment Nov 15, 2023 -"To add an electric range to replace the gas range" -"Attached update load calculation for reference and approval" *Document(s) uploaded to "Application Documents" tab for Electrical Inspector review. Documents are at pending status at time of permit amendment approval >BP: To construct a 2 storey laneway house building ($224,925.00) with an attached garage and 1 open parking pad, providing a total of 2 parking spaces, having vehicular access from the lane. Note: This is a 1 ½ storey building pursuant to the Zoning & Development By-law 1- Covenant registered at the Land Title Office under CA9087086 2- No strata titling permitted 3- A/C unit proposed in rear yard 4- Schedule B: Jason Hui, P.Eng (778.319.3403) Structural & Geotechnical 5- HPO: Residential Builder - Double Star Enterprises Ltd. Address and suite number assigned as per approved plans for Fire and Emergency response. The address number is to be posted to the building to be visible from the street and the suite number is to be posted at the suite entry in accordance with the Building By-law prior to final inspection. ******THIS PERMIT HAS BEEN ISSUED UNDER THE REQUIREMENTS OF VBBL #12511 (2019)****** | Altech Electric Ltd
PP-2022-04330 | 2022-12-05 | 115 W 39TH AVENUE #3, Vancouver, BC V5Y 2P1 | Plumbing Permit | Residential | New | Completed | Residential - lane way plumbing >BP: To construct a 2 storey laneway house building ($224,925.00) with an attached garage and 1 open parking pad, providing a total of 2 parking spaces, having vehicular access from the lane. Nov 20/2023-AMEND 2 deck drain ,1 floor drain.-additional permits required. | bcc mechanicals ltd
MP-2022-00644 | 2022-12-04 | 115 W 39TH AVENUE #3, Vancouver, BC V5Y 2P1 | Mechanical Permit | NULL | NULL | Completed | NULL | bcc mechanicals ltd
MP-2022-00378 | 2022-10-11 | 115 W 39TH AVENUE #3, Vancouver, BC V5Y 2P1 | Mechanical Permit | NULL | NULL | Completed | NULL | bcc mechanicals ltd
EP-2023-01592 | 2023-02-24 | 115 W 39TH AVENUE #3, Vancouver, BC V5Y 2P1 | Electrical Permit | Residential | New | Completed | Installation / Repair - Residential - Pre-wiring and completion for Alarm, TV, and Network cable >BP: To construct a 2 storey laneway house building ($224,925.00) with an attached garage and 1 open parking pad, providing a total of 2 parking spaces, having vehicular access from the lane. Note: This is a 1 ½ storey building pursuant to the Zoning & Development By-law 1- Covenant registered at the Land Title Office under CA9087086 2- No strata titling permitted 3- A/C unit proposed in rear yard 4- Schedule B: Jason Hui, P.Eng (778.319.3403) Structural & Geotechnical 5- HPO: Residential Builder - Double Star Enterprises Ltd. ******THIS PERMIT HAS BEEN ISSUED UNDER THE REQUIREMENTS OF VBBL #12511 (2019)****** | Columbia Security Systems & Surveillance Inc
SP-2023-00345 | 2023-02-28 | 115 W 39TH AVENUE #3, Vancouver, BC V5Y 2P1 | Sprinkler Permit | Residential | New | Completed | Residential - new sprinkler installation >BP: To construct a 2 storey laneway house building with an attached garage and 1 open parking pad, providing a total of 2 parking spaces, having vehicular access from the lane. Note: This is a 1 ½ storey building pursuant to the Zoning & Development By-law 1- Covenant registered at the Land Title Office under CA9087086 2- No strata titling permitted 3- A/C unit proposed in rear yard 4- Schedule B: Jason Hui, P.Eng (778.319.3403) Structural & Geotechnical 5- HPO: Residential Builder - Double Star Enterprises Ltd. | Real Tech Fire Protection Ltd
GP-2023-00544 | 2023-02-15 | 115 W 39TH AVENUE #3, Vancouver, BC V5Y 2P1 | Gas Permit | Residential | New | Completed | Residential - To install 1 Boiler & 1 Range There is pipping for range > BP: To construct a 2 storey laneway house building ($224,925.00) with an attached garage and 1 open parking pad, providing a total of 2 parking spaces, having vehicular access from the lane. | JOT MECHANICAL LTD
PP-2022-03375 | 2022-09-23 | 2720 STEPHENS STREET, Vancouver, BC | Plumbing Permit | Residential | New | Completed | Residential - Lawn Irrigation System | J F P irrigation Ltd
GP-2022-01193 | 2022-04-19 | 2720 STEPHENS STREET, Vancouver, BC | Gas Permit | Residential | Renovation | Completed | Residential - Venting, installation and final hook up of 2 gas fireplaces To construct a 2.5 storey two-family dwelling with a detached accessory building (garage) providing 2 parking spaces, having vehicular access from the lane. 1. A/C proposed – Exterior component located in rear yard, Interior component located in second floor closet 2. Schedule B: (YATENDRA KUMAR SHARMA) P.Eng (778.863.7076) Structural 3. Schedule B: (YATENDRA KUMAR SHARMA) P.Eng (778.863.7076) Geotechnical 4. HPO: Residential Builder- BONACCORD DEVELOPMENT LTD. | Galaxy Fireplaces Ltd
EP-2022-03769 | 2022-05-10 | 2720 STEPHENS STREET, Vancouver, BC | Electrical Permit | Residential | New | Completed | Installation / Repair - Residential - All new Electrical work for a duplex including rough wiring, underground and finishing. Duplex will get a 200A duplex meter Hydro Service Secondary address is 2696 W 11th Ave. >BP: To construct a 2.5 storey two-family dwelling ($815,500) with a detached accessory building (garage) providing 2 parking spaces, having vehicular access from the lane. 1. A/C proposed – Exterior component located in rear yard, Interior component located in second floor closet 2. Schedule B: (YATENDRA KUMAR SHARMA) P.Eng (778.863.7076) Structural 3. Schedule B: (YATENDRA KUMAR SHARMA) P.Eng (778.863.7076) Geotechnical 4. HPO: Residential Builder- BONACCORD DEVELOPMENT LTD. Note: This is a 2 storey building pursuant to the Zoning and Development By-Law Address Information: Principle Dwelling #1: 2696 W 11th Ave Principle Dwelling #2: 2720 Stephens St Address numbers assigned as per approved plans for Fire and Emergency response. The address numbers are to be posted to the building to be visible from the street and in accordance with the Building By-law prior to final inspection. **THIS PERMIT HAS BEEN ISSUED UNDER THE REQUIREMENTS OF VBBL #12511 (2019) ** | Credible Electric Ltd
SP-2022-00708 | 2022-05-08 | 2720 STEPHENS STREET, Vancouver, BC | Sprinkler Permit | Residential | New | Completed | Residential - Install fire sprinkler system To construct a 2.5 storey two-family dwelling with a detached accessory building (garage) providing 2 parking spaces, having vehicular access from the lane. 1. A/C proposed – Exterior component located in rear yard, Interior component located in second floor closet 2. Schedule B: (YATENDRA KUMAR SHARMA) P.Eng (778.863.7076) Structural 3. Schedule B: (YATENDRA KUMAR SHARMA) P.Eng (778.863.7076) Geotechnical 4. HPO: Residential Builder- BONACCORD DEVELOPMENT LTD. | NewTech Fire Protection Ltd
EP-2022-04014 | 2022-05-16 | 2720 STEPHENS STREET, Vancouver, BC | Electrical Permit | Residential | New | Completed | Installation / Repair - Residential - LOW VOLTAGE: ALARM, CATV/ TELEPHONE & DATA OUTLETS AND SPEAKERS. >BP: To construct a 2.5 storey two-family dwelling ($815,500) with a detached accessory building (garage) providing 2 parking spaces, having vehicular access from the lane. 1. A/C proposed – Exterior component located in rear yard, Interior component located in second floor closet 2. Schedule B: (YATENDRA KUMAR SHARMA) P.Eng (778.863.7076) Structural 3. Schedule B: (YATENDRA KUMAR SHARMA) P.Eng (778.863.7076) Geotechnical 4. HPO: Residential Builder- BONACCORD DEVELOPMENT LTD. Note: This is a 2 storey building pursuant to the Zoning and Development By-Law Address Information: Principle Dwelling #1: 2696 W 11th Ave Principle Dwelling #2: 2720 Stephens St Address numbers assigned as per approved plans for Fire and Emergency response. The address numbers are to be posted to the building to be visible from the street and in accordance with the Building By-law prior to final inspection. **THIS PERMIT HAS BEEN ISSUED UNDER THE REQUIREMENTS OF VBBL #12511 (2019) ** | Riser Industries Inc
MP-2023-01248 | 2023-07-07 | 5630 CAMOSUN STREET, Vancouver, BC | Mechanical Permit | NULL | NULL | Issued | NULL | Wespac Mechanical Ltd
EP-2022-07941 | 2022-09-23 | 2785 GRAVELEY STREET #3, Vancouver, BC V5K 3J7 | Electrical Permit | Residential | New | Completed | Installation / Repair - Residential - rough in and finishing for electrical and low voltage for laneway -rough in for alarm cable and data >BP: To construct a 2 storey laneway house building ($166,750) with 1 open parking pad, providing a total of 1 parking spaces, having vehicular access from the 20' Lane. Note: This is a 1 ½ storey building pursuant to the Zoning & Development By-law. 1. Covenant registered at the Land Title Office under CA8458693 2. No A/C Unit proposed 3. Schedule B: (Makhan S. Dhillon) P.Eng (604.537.6271) Structural 4. Schedule B: (Makhan S. Dhillon) P.Eng (604.537.6271) Geotechnical 5. HPO: Residential Builder- Empire West Properties Ltd. | Kulbir Bhatti dba Bhatti Electrical
SP-2022-01428 | 2022-09-06 | 2785 GRAVELEY STREET #3, Vancouver, BC V5K 3J7 | Sprinkler Permit | Residential | New | Completed | Residential - LWH - #3 - WITH NEW SPRINKLERS >DB: To construct a 2 storey laneway house building with 1 open parking pad, providing a total of 1 parking spaces, having vehicular access from the 20' Lane. Note: This is a 1 ½ storey building pursuant to the Zoning & Development By-law. 1. Covenant registered at the Land Title Office under CA8458693 2. No A/C Unit proposed | BC Fire Sprinklers Ltd
PP-2022-02225 | 2022-06-23 | 2785 GRAVELEY STREET #3, Vancouver, BC V5K 3J7 | Plumbing Permit | Residential | New | Completed | Residential - Plumbing >To construct a 2 storey laneway house building ($166,750) with 1 open parking pad, providing a total of 1 parking spaces, having vehicular access from the 20' Lane. Note: This is a 1 ½ storey building pursuant to the Zoning & Development By-law. 1. Covenant registered at the Land Title Office under CA8458693 2. No A/C Unit proposed 3. Schedule B: (Makhan S. Dhillon) P.Eng (604.537.6271) Structural 4. Schedule B: (Makhan S. Dhillon) P.Eng (604.537.6271) Geotechnical 5. HPO: Residential Builder- Empire West Properties Ltd | GOODWILL PLUMBING & HEATING LTD
PP-2022-01469 | 2022-04-29 | 2345 W 20TH AVENUE #3, Vancouver, BC V6L 1G4 | Plumbing Permit | Residential | New | Issued | Residential - Two out side sump with out pump | JVT EXCAVATING & DEMOLITION LTD
EP-2022-00280 | 2022-01-17 | 2345 W 20TH AVENUE #3, Vancouver, BC V6L 1G4 | Electrical Permit | Residential | New | Completed | Installation / Repair - Residential - security, chime, tel, tv ,data wiring and completion >BP: To construct a 2 storey laneway house building ($225,000) with an open parking pad, providing 1 parking space, having vehicular access from the lane. | Repel Security Systems Ltd
EP-2022-00449 | 2022-02-10 | 2345 W 20TH AVENUE #3, Vancouver, BC V6L 1G4 | Electrical Permit | Residential | New | Completed | Installation / Repair - Residential - Laneway house new construction >BP: To construct a 2 storey laneway house building ($225,000) with an open parking pad, providing 1 parking space, having vehicular access from the lane. Note: This is a 1 ½ storey building pursuant to the Zoning & Development By-law Note: Bldg 1 (principal bldg) addressed 2345 W 20th Ave retained on site. 1. No A/C unit proposed 2. Schedule B: Yatendra Kumar Sharma P.Eng (778.863.7076) Structural & Geotechnical 3. HPO: Residential Builder- SJR Construction Ltd Address has been assigned per the approved plans as the fire/emergency access to the laneway house is from the W 20th Ave side. This access must be provided & maintained at all times in accordance with the Building By-law ******THIS PERMIT HAS BEEN ISSUED UNDER THE REQUIREMENTS OF VBBL #12511 (2019)****** | 24/6 Electric Ltd
EP-2022-05422 | 2022-06-27 | 5790 DUNBAR STREET, Vancouver, BC | Electrical Permit | Residential | New | Completed | Installation / Repair - Residential - low voltage for alarm, tel., tv, data, doorbell & cctv To construct a two-storey two-family dwelling with one secondary suites located in the basement, with a detached accessory building (garage) at the rear providing 2 parking spaces, having vehicular access from the lane. Note: This is a 2 storey building pursuant to the Zoning and Development By-Law 1. Covenant to be registered at the Land Title Office prior to sheathing inspection. 2. No strata titling permitted 3. A/C units proposed in the rear yard 4. Bar sinks not proposed 5. Schedule B: Antony Wang, P.Eng (604-618-6236) Structural & Geotechnical Zhao Guan, P.Eng (778-868-5635) Geotechnical 6. HPO: Residential Builder - Ho's Construction Ltd. 7. The entire building, INCLUDING THE ATTACHED GARAGE (if applicable), to be sprinklered to 2XNFPA 13D. 8. Building line along Dunbar street | Casbal Services Ltd
PP-2022-02658 | NULL | 1347 E 21ST AVENUE, Vancouver, BC | Plumbing Permit | Commercial | New | Withdrawn | Commercial - Townhouse development | McLaren Mechanical
PP-2022-02660 | NULL | 1351 E 21ST AVENUE, Vancouver, BC | Plumbing Permit | Commercial | New | Withdrawn | Commercial - Townhouse development | McLaren Mechanical
PP-2022-02666 | NULL | 1351 E 21ST AVENUE, Vancouver, BC | Plumbing Permit | Commercial | New | Withdrawn | Commercial - Townhouse development | McLaren Mechanical
PP-2022-02657 | NULL | 1371 E 21ST AVENUE, Vancouver, BC | Plumbing Permit | Commercial | New | Withdrawn | Commercial - Building 2, 8 units >BP: To construct Building 2 (NORTH) containing 8 townhomes (strata units). For full project description refer to BP-2021-00699. ** The 2019 VBBL applies to this permit application which has been reviewed during the Covid-19 pandemic**. 22-Oct-2021 - Stage 1 (excavation, shoring and full structure) issued. | McLaren Mechanical
PP-2022-02656 | 2023-01-18 | 1371 E 21ST AVENUE, Vancouver, BC | Plumbing Permit | Commercial | New | Completed | Commercial - Townhouse development Building 2, 8 units >BP: To construct Building 2 (NORTH) containing 8 townhomes (strata units). For full project description refer to BP-2021-00699. ** The 2019 VBBL applies to this permit application which has been reviewed during the Covid-19 pandemic**. 22-Oct-2021 - Stage 1 (excavation, shoring and full structure) issued. | McLaren Mechanical
EP-2023-01678 | 2023-02-28 | 1371 E 21ST AVENUE, Vancouver, BC | Electrical Permit | Residential | New | Completed | Installation / Repair - Residential - Installation of Cat5e and Rg6 cables. >BP: To construct Building 2 (NORTH) containing 8 townhomes (strata units). For full project description refer to BP-2021-00699. ** The 2019 VBBL applies to this permit application which has been reviewed during the Covid-19 pandemic**. 22-Oct-2021 - Stage 1 (excavation, shoring and full structure) issued. 9-Dec-2022 - Stage 2 (full permit) issued. 9-Dec-2022; Rev#1 issued. Floor framing is changed from TJI joists to open web joists | Tri-Tech Communications Ltd
EP-2022-03297 | 2022-07-11 | 1371 E 21ST AVENUE, Vancouver, BC | Electrical Permit | Commercial | New | Completed | Installation / Repair - Commercial - Building 2. Complete Electrical work for rough-in and finishing of 8 townhouses over l level of underground parkade. >BP: To construct Building 2 (NORTH) containing 8 townhomes (strata units). For full project description refer to BP-2021-00699. ** The 2019 VBBL applies to this permit application which has been reviewed during the Covid-19 pandemic**. 22-Oct-2021 - Stage 1 (excavation, shoring and full structure) issued. | LORE ELECTRIC INC
GP-2023-02066 | NULL | 2351 FRASERVIEW DRIVE, Vancouver, BC V5P 2N5 | Gas Permit | Residential | New | Cancelled | Residential - gas fitting | R J Gas Ltd
PP-2022-03952 | 2022-11-02 | 63 W 6TH AVENUE, Vancouver, BC V5Y 1K2 | Plumbing Permit | Commercial | Tenant Improvement | Completed | Commercial - Tennant Improvement of existing office space. Staff room Kitchen sink & Residencial undercounter dishwasher Rough in & finish of. #311 - 3rd Floor Interior alterations to provide first tenant improvements to this existing office shell space for a new tenant on the 3rd floor (#311) in this Vancouver Heritage 'C' designated commercial building on site. Scope of work: Complete tenant fit out from shell space to new office office, work includes new partition walls for boardroom, meeting rooms and phonebooths. New swing and sliding glass doors, kitchen island, electrical, plumbing and sprinkler work. TENANT: Envol Solutions Inc | Pipe Rite Mechanical Ltd
EP-2022-09414 | 2022-11-07 | 63 W 6TH AVENUE, Vancouver, BC V5Y 1K2 | Electrical Permit | Commercial | Tenant Improvement | Completed | Installation / Repair - Commercial - UNIT #311 - 3RD FLOOR - construction of a boardroom, small meeting room, a kitchenette. exposed ceiling with suspended lighting >BP: #311 - 3rd Floor Interior alterations to provide first tenant improvements to this existing office shell space for a new tenant on the 3rd floor (#311) in this Vancouver Heritage 'C' designated commercial building on site. Scope of work: Complete tenant fit out from shell space to new office office, work includes new partition walls for boardroom, meeting rooms and phonebooths. New swing and sliding glass doors, kitchen island, electrical, plumbing and sprinkler work. | Performance Electric Ltd
EP-2023-00046 | 2023-01-04 | 63 W 6TH AVENUE, Vancouver, BC V5Y 1K2 | Electrical Permit | Commercial | Tenant Improvement | Completed | Installation / Repair - Commercial - Install power, lighting, exit/em lighting and data. >BP: To combine units #505 and #507 into one unit, retaining #505, and to provide improvements for the General Office tenants, Vancouver Secondary Teachers' Association, on the 5th floor of this existing Municipally Designated Heritage 'C' commercial building. Schedule A provided by DANNY KA WAI WONG Architectural Schedule A provided by DANNY KA WAI WONG Mechanical/ Plumbing Schedule B provided by Satwik Shetty Electrical Schedule B provided by Abdul El-Haddad | Blueline Electrical Services Ltd
EP-2023-00400 | 2023-01-18 | 63 W 6TH AVENUE, Vancouver, BC V5Y 1K2 | Electrical Permit | Commercial | NULL | Expired | Annual / Operating - Maintenance of existing operating electrical equipment. | Exell Power Services Ltd
EP-2022-02103 | 2022-03-17 | 63 W 6TH AVENUE, Vancouver, BC V5Y 1K2 | Electrical Permit | Commercial | Tenant Improvement | Completed | Installation / Repair - Commercial - Tenant improvement: Install lighting, power, data >BP: First tenant improvement and change of use from office shell to office on the 4th floor (#403) in this existing mixed use building. Scope of work: construct partition walls, ceiling work, millwork, finishes, new staff kitchen, HVAC, electrical, plumbing, mechanical and sprinkler work. TENANT: Tasker Wealth OK For Field Review per K. Vogt- Dec 15/21 Building Sprinklered - Separate sprinkler permit required for proposed sprinkler work. Energy upgrade exempt for 1st TI Energy checklist is currently no longer required with your Building Permit (BP) application. Some supporting documents are still required at BP stage, specifically Envelope and HVAC, if applicable. Service Water Heating and Lighting supporting documents, if applicable, must be submitted with your related trades permits (e.g. electrical and plumbing). All energy upgrades will be checked during inspections stage. It is the applicant's responsibility to identify and note all required upgrades including energy upgrades on their BP drawings at BP stage. | Blueline Electrical Services Ltd
EP-2021-09566 | 2022-01-04 | 63 W 6TH AVENUE, Vancouver, BC V5Y 1K2 | Electrical Permit | Commercial | NULL | Expired | Annual / Operating - Annual Operating PermOperating permit for operation of unit substation Valid: December 16, 2021 to December 15, 2022 EP-2020-09204: Expired | DNA Electric Ltd
PP-2022-01249 | 2022-04-21 | 67 W 6TH AVENUE, Vancouver, BC V5Y 1K2 | Plumbing Permit | Commercial | Tenant Improvement | Completed | Commercial - Commercial kitchen and washrooms for restaurant First tenant fit up of the restaurant shell space on the first floor to modify floor layout and to add commercial cooking equipment and their ventilation system in this new 6-storey mixed use building on this site. Included in the scope of work is fit up of both front and rear restaurant patios on private property, approved by DP-2017-00940. | Meridian West Mechanical Ltd
EP-2022-06969 | 2022-08-19 | 67 W 6TH AVENUE, Vancouver, BC V5Y 1K2 | Electrical Permit | Commercial | New | Completed | Installation / Repair - Commercial - Security Alarm installation >BP: First tenant fit up of the restaurant shell space on the first floor to modify floor layout and to add commercial cooking equipment and their ventilation system in this new 6-storey mixed use building on this site. Included in the scope of work is fit up of both front and rear restaurant patios on private property, approved by DP-2017-00940. Note: 1. One Class-1 cooking operation W/solid fuel broiler and one Class -4 Cooking operation. 2. Occupant load (interior, patio, and staff) is 188 Person 3. Permit was reviewed for compliance with VBBL 2019 | Highwire AV Solutions Inc
EP-2023-07136 | 2023-08-16 | 1453 W 56TH AVENUE, Vancouver, BC V6P 1R6 | Electrical Permit | Residential | New | Issued | Installation / Repair - Residential - New electrical work duplex To construct a two-storey two-family dwelling with two secondary suites located in the basement, with a detached accessory building (garage) at the rear providing 2 parking spaces, having vehicular access from the lane. The entire building, INCLUDING THE ATTACHED GARAGE (if applicable), to be sprinklered to 2 x NFPA 13D. Note: This is a 2 storey building pursuant to the Zoning and Development By-Law Note: Covenant to be registered prior to sheathing inspection. 1. No strata titling permitted 2. A/C units proposed in rear yard 3. No Bar sinks proposed 4. Schedule B: Wei Zheng Su (778.707.7360) Structural & Geotechnical 5. HPO: Residential Builder - T J Construction Ltd | Best Choice Electrical Ltd
NULL | NULL | 3013 E 20TH AVENUE, Vancouver, BC V5M 2V3 | Electrical Permit | Residential | New | Draft | Installation / Repair - Residential - Extra Low Voltage Rough wiring and Finishing | Karma Communications Ltd.
NULL | NULL | 2268 QUALICUM DRIVE #3, Vancouver, BC V5P 2M2 | Plumbing Permit | Residential | New | Withdrawn | Residential - Plumbing for laneway house having 2 bathrooms | Apple Mechanical Ltd
PP-2022-00295 | 2022-01-31 | 2268 QUALICUM DRIVE #3, Vancouver, BC V5P 2M2 | Plumbing Permit | Residential | New | Completed | Residential - LWH - #3 - Plumbing for new laneway house To construct a 2 storey laneway house building with an attached garage and 1 open parking pad, providing a total of 2 parking spaces, having vehicular access from the lane Rev #1: Note: The entire building, INCLUDING THE ATTACHED GARAGE (if applicable), to be sprinklered to NFPA 13D as per VBBL 3.2.5.12(3)(d). Note: This is a 1 ½ storey building pursuant to the Zoning & Development By-law Note: Bldg 1 (principal bldg) addressed #1-2268 Qualicum Dr. retained on site. 1. No A/C unit proposed | Apple Mechanical Ltd
EP-2022-00671 | 2022-02-03 | 2268 QUALICUM DRIVE #3, Vancouver, BC V5P 2M2 | Electrical Permit | Residential | New | Completed | Installation / Repair - Residential - 200 amp service connection, 125 amp goes to Main house, 100 amp goes to Lwh, Service upgrade due to new Lwh on site >BP: To construct a 2 storey laneway house building ($304,500) with an attached garage and 1 open parking pad, providing a total of 2 parking spaces, having vehicular access from the lane Rev #1: Note: The entire building, INCLUDING THE ATTACHED GARAGE (if applicable), to be sprinklered to NFPA 13D as per VBBL 3.2.5.12(3)(d). Note: This is a 1 ½ storey building pursuant to the Zoning & Development By-law Note: Bldg 1 (principal bldg) addressed #1-2268 Qualicum Dr. retained on site. 1. No A/C unit proposed 2. Schedule B: YEMING LI 604-385-2666 Structural & Geotechnical 3. HPO: Residential Builder - Lanefab Design Build Ltd. Address number assigned as per approved plans for Fire and Emergency response. The address number is to be posted and to the building and to be visible from the street in accordance with the Building By-law prior to final inspection. ******THIS PERMIT HAS BEEN ISSUED UNDER THE REQUIREMENTS OF VBBL #12511 (2019)****** | AECOM ELECTRIC LTD
GP-2022-00334 | 2022-02-03 | 2268 QUALICUM DRIVE #3, Vancouver, BC V5P 2M2 | Gas Permit | Residential | New | Completed | Residential - Underground gas line from main house to laneway and install a boiler in laneway. | Apple Mechanical Ltd
SP-2022-01013 | 2022-06-21 | 2268 QUALICUM DRIVE #3, Vancouver, BC V5P 2M2 | Sprinkler Permit | Residential | New | Completed | Residential - To install 17 sprinkler To construct a 2 storey laneway house building with an attached garage and 1 open parking pad, providing a total of 2 parking spaces, having vehicular access from the lane Rev #1: Note: The entire building, INCLUDING THE ATTACHED GARAGE (if applicable), to be sprinklered to NFPA 13D as per VBBL 3.2.5.12(3)(d). Note: This is a 1 ½ storey building pursuant to the Zoning & Development By-law 1. No A/C unit proposed 2. Schedule B: YEMING LI 604-385-2666 Structural & Geotechnical 3. HPO: Residential Builder - Lanefab Design Build Ltd. | General Sprinkler Systems Ltd
EP-2022-05162 | 2022-06-20 | 1025 E 62ND AVENUE #3, Vancouver, BC V5X 2H1 | Electrical Permit | Residential | New | Completed | Installation / Repair - Residential - Laneway house - Security alarm-complete/tv/tel >BP: To construct a 2 storey laneway house building ($156,830) with an open parking pad, providing 1 parking space, having vehicular access from the lane. | Sea-West Communications & Security Inc
PP-2022-01128 | 2022-04-04 | 1025 E 62ND AVENUE #3, Vancouver, BC V5X 2H1 | Plumbing Permit | Residential | New | Completed | Residential - LWH - #3 - One sump in Laneway To construct a 2 storey laneway house building with an open parking pad, providing 1 parking space, having vehicular access from the lane. Note: This is a 1 ½ storey building pursuant to the Zoning & Development By-law Note: As a result of the addition of a laneway house, the main house / principal dwelling will be assigned a suite number and the site will be #1-1025 E 62nd Av - Principal Dwelling 1. No A/C unit proposed | East West Excavating Ltd
PP-2022-01396 | 2022-04-25 | 1025 E 62ND AVENUE #3, Vancouver, BC V5X 2H1 | Plumbing Permit | Residential | New | Completed | Residential - plumbing of a Laneway House To construct a 2 storey laneway house building with an open parking pad, providing 1 parking space, having vehicular access from the lane. Note: This is a 1 ½ storey building pursuant to the Zoning & Development By-law Note: As a result of the addition of a laneway house, the main house / principal dwelling will be assigned a suite number and the site will be #1-1025 E 62nd Av - Principal Dwelling 1. No A/C unit proposed 2. Schedule B: SHAMBHU N. BISWAS - 604-250-8666 Structural & Geotechnical 3. HPO: Residential Builder - Karnvir Singh Chohan (Owner Builder) | Karan Plumbing & Heating Ltd
SP-2022-00910 | 2022-06-07 | 1025 E 62ND AVENUE #3, Vancouver, BC V5X 2H1 | Sprinkler Permit | Residential | New | Completed | Residential - LAINWAY HOUSE WITH NEW SPRINKLERS To construct a 2 storey laneway house building with an open parking pad, providing 1 parking space, having vehicular access from the lane. Note: This is a 1 ½ storey building pursuant to the Zoning & Development By-law 1. No A/C unit proposed 2. Schedule B: SHAMBHU N. BISWAS - 604-250-8666 Structural & Geotechnical 3. HPO: Residential Builder - Karnvir Singh Chohan (Owner Builder) | BC Fire Sprinklers Ltd
EP-2022-01224 | 2022-02-16 | 3340 W KING EDWARD AVENUE #3, Vancouver, BC V6S 1M3 | Electrical Permit | Residential | New | Completed | Installation / Repair - Residential - Low voltage for alarm system and home cabling >BP: To construct a 1 storey laneway house building (172,222.50) with 1 open parking pad, having vehicular access from the 20' Lane. 1. Covenant registered at the Land Title Office under CA8316456 2. No Strata Titling permitted 3. No A/C Unit proposed 4. Schedule B: (Antony Wang) P.Eng (604.618.6236) Structural & Geotechnical 5. HPO: Residential Builder- (Trustful Construction Ltd.) Address Information: Principle Dwelling: #1 - 3340 W King Edward St Secondary Suite: #2 – 3340 W King Edward St Laneway home: #3 – 3340 W King Edward St Address has been assigned per the approved plans as the fire/emergency access to the laneway house is from the North side. This access must be provided & maintained at 20' Lane at all times in accordance with the Building By-law. NOTE: Information regarding the principal building on the survey and site plan is for reference only. Any discrepancy between information regarding the principal building on the survey and/or site plan and approved permit drawings for the principal building are neither approved nor authorized under this laneway house permit. *NEW HOUSE* Note: See DB-2020-01850 for Bldg 1 on site (principal bldg) addressed #1 - 3340 W King Edward St. **THIS PERMIT HAS BEEN ISSUED UNDER THE REQUIREMENTS OF VBBL #12511 (2019) ** ****ALL PROJECT COORINDATOR NOTES HAS BEEN ACCEPTED BY APPLICANT**** | Pacific Electronics Security Inc
EP-2022-00648 | 2022-01-28 | 3340 W KING EDWARD AVENUE #3, Vancouver, BC V6S 1M3 | Electrical Permit | Residential | New | Completed | Installation / Repair - Residential - Install electrical service, light fixtures, bathroom fan, smoke detector, wiring appliance/branch circuits, install receptacles and switches. electrical service for LWH is 125A. >BP: To construct a 1 storey laneway house building (172,222.50) with 1 open parking pad, having vehicular access from the 20' Lane. 1. Covenant registered at the Land Title Office under CA8316456 2. No Strata Titling permitted 3. No A/C Unit proposed 4. Schedule B: (Antony Wang) P.Eng (604.618.6236) Structural & Geotechnical 5. HPO: Residential Builder- (Trustful Construction Ltd.) Address Information: Principle Dwelling: #1 - 3340 W King Edward St Secondary Suite: #2 – 3340 W King Edward St Laneway home: #3 – 3340 W King Edward St Address has been assigned per the approved plans as the fire/emergency access to the laneway house is from the North side. This access must be provided & maintained at 20' Lane at all times in accordance with the Building By-law. NOTE: Information regarding the principal building on the survey and site plan is for reference only. Any discrepancy between information regarding the principal building on the survey and/or site plan and approved permit drawings for the principal building are neither approved nor authorized under this laneway house permit. *NEW HOUSE* Note: See DB-2020-01850 for Bldg 1 on site (principal bldg) addressed #1 - 3340 W King Edward St. **THIS PERMIT HAS BEEN ISSUED UNDER THE REQUIREMENTS OF VBBL #12511 (2019) ** ****ALL PROJECT COORINDATOR NOTES HAS BEEN ACCEPTED BY APPLICANT**** | Myarc Electrical Inc
PP-2022-01993 | 2022-06-09 | 1632 W 45TH AVENUE, Vancouver, BC | Plumbing Permit | Residential | New | Completed | Residential - Sump | King's Landscaping Ltd
EP-2022-02692 | 2022-04-08 | 1632 W 45TH AVENUE, Vancouver, BC | Electrical Permit | Residential | New | Completed | Installation / Repair - Residential - one new laneway house with existing one family dwelling. new service , underground cable for main house. LWH wiring, install fixture, install appliance >BP: To construct a 1 storey laneway house building ($265,500) with an open parking pad, providing 1 parking space, having vehicular access from the lane. Note: This is a 1 ½ storey building pursuant to the Zoning & Development By-law Note: Bldg 1 (principal bldg) addressed 6112 Adera St. retained on site. 1. No A/C unit proposed 2. Schedule B: JASON HUI 778-319-3403 Structural & Geotechnical 3. HPO: Residential Builder - Whitestone Management Ltd. | Vadas Electric Service Inc.
PP-2022-01115 | 2022-04-01 | 1632 W 45TH AVENUE, Vancouver, BC | Plumbing Permit | Residential | New | Completed | Residential - LWH plumbing To construct a 1 storey laneway house building with an open parking pad, providing 1 parking space, having vehicular access from the lane. Note: This is a 1 ½ storey building pursuant to the Zoning & Development By-law Note: Bldg 1 (principal bldg) addressed 6112 Adera St. retained on site. 1. No A/C unit proposed | Deep Water Plumbing Heating & Gas Services Limited
SP-2022-01080 | 2022-07-06 | 1632 W 45TH AVENUE, Vancouver, BC | Sprinkler Permit | Residential | New | Completed | Residential - To Install 13 sprinkler heads >BP: To construct a 1 storey laneway house building ($265,500) with an open parking pad, providing 1 parking space, having vehicular access from the lane. Note: This is a 1 ½ storey building pursuant to the Zoning & Development By-law Note: Bldg 1 (principal bldg) addressed 6112 Adera St. retained on site. 1. No A/C unit proposed 2. Schedule B: JASON HUI 778-319-3403 Structural & Geotechnical 3. HPO: Residential Builder - Whitestone Management Ltd. ******THIS PERMIT HAS BEEN ISSUED UNDER THE REQUIREMENTS OF VBBL #12511 (2019)****** | General Sprinkler Systems Ltd
PP-2022-03247 | 2022-09-16 | 2075 E 39TH AVENUE #3, Vancouver, BC V5P 1H6 | Plumbing Permit | Residential | New | Completed | Residential - Plumbing for: >BP: To construct a 2 storey laneway house building ($185,250) with an open parking pad, providing 1 parking space, having vehicular access from the lane. | Lucky Plumbing Heating Ltd
SP-2023-00105 | 2023-01-19 | 2075 E 39TH AVENUE #3, Vancouver, BC V5P 1H6 | Sprinkler Permit | Residential | New | Completed | Residential - LWH - #3 - Install sprinkles in LWH >DB: To construct a 2 storey laneway house building with an open parking pad, providing 1 parking space, having vehicular access from the lane. Note: This is a 1 ½ storey building pursuant to the Zoning & Development By-law 1- Covenant registered at the Land Title Office under CA9373011 2- No strata titling permitted 3- No Bar sink proposed 4- No A/C unit proposed | Gold Key Fire Protection Ltd
EP-2022-10188 | 2023-01-06 | 2075 E 39TH AVENUE #3, Vancouver, BC V5P 1H6 | Electrical Permit | Residential | New | Completed | Installation / Repair - Residential - LWH - #3 - rough wiring . services and finishing. >DB: To construct a 2 storey laneway house building with an open parking pad, providing 1 parking space, having vehicular access from the lane. Note: This is a 1 ½ storey building pursuant to the Zoning & Development By-law 1- Covenant registered at the Land Title Office under CA9373011 2- No strata titling permitted 3- No Bar sink proposed 4- No A/C unit proposed | Hitech Electric Inc
EP-2022-09930 | 2022-11-23 | 2075 E 39TH AVENUE #3, Vancouver, BC V5P 1H6 | Electrical Permit | Residential | New | Completed | Installation / Repair - Residential - Alarm/Tel/TV/Data >BP: To construct a 2 storey laneway house building ($185,250) with an open parking pad, providing 1 parking space, having vehicular access from the lane. Note: This is a 1 ½ storey building pursuant to the Zoning & Development By-law 1- Covenant registered at the Land Title Office under CA9373011 2- No strata titling permitted 3- No Bar sink proposed 4- No A/C unit proposed 5- Schedule B: Govinder S Dhesi, P.Eng (604-580-3275) Structural & Geotechnical 6- HPO: Residential Builder - Unkar Heer ******THIS PERMIT HAS BEEN ISSUED UNDER THE REQUIREMENTS OF VBBL #12511 (2019)****** | Summit Digital Systems Ltd
GP-2022-03971 | 2022-12-13 | 2075 E 39TH AVENUE #3, Vancouver, BC V5P 1H6 | Gas Permit | Residential | New | Completed | Residential - Complete boiler & cook top only. >BP: To construct a 2 story laneway house building with an open parking pad, providing 1 parking space, having vehicular access from the lane. Note: This is a 1 ½ storey building pursuant to the Zoning & Development By-law 1- Covenant registered at the Land Title Office under CA9373011 2- No strata titling permitted 3- No Bar sink proposed 4- No A/C unit proposed 5- Schedule B: Govinder S Dhesi, P.Eng (604-580-3275) Structural & Geotechnical 6- HPO: Residential Builder - Unkar Heer | Deep Gas Fitting Ltd.
MP-2022-00363 | 2022-10-10 | 2075 E 39TH AVENUE #3, Vancouver, BC V5P 1H6 | Mechanical Permit | NULL | NULL | Completed | NULL | Lucky Plumbing Heating Ltd
PP-2022-04253 | 2022-11-25 | 834 W 18TH AVENUE #3, Vancouver, BC V5Z 1W3 | Plumbing Permit | Residential | New | Issued | Residential - New Laneway home To construct a 2 storey laneway house building with an open parking pad providing 1 parking space over gravel, having vehicular access from the 20' Lane. Note: This is a 1 ½ storey building pursuant to the Zoning & Development By-law. 1. No Strata Titling permitted 2. A/C Unit proposed in rear yard 3. Schedule B: (Paullus K.F. Young) P.Eng (604.841.7748) Geotechnical 4. Schedule B: (Antony Wang) P.Eng (604.618.6236) Structural 5. BC Housing (Batista Properties Inc.) >>>Amend: Oct. 10, 2023 -Add 4 Interior Deck Drains | Pacific Star Mechanical Ltd
EP-2023-04106 | 2023-05-18 | 834 W 18TH AVENUE #3, Vancouver, BC V5Z 1W3 | Electrical Permit | Residential | New | Issued | Installation / Repair - Residential - Electrical wiring for laneway house >BP: To construct a 2 storey laneway house building with an open parking pad providing 1 parking space over gravel, having vehicular access from the 20' Lane. Note: This is a 1 ½ storey building pursuant to the Zoning & Development By-law. 1. No Strata Titling permitted 2. A/C Unit proposed in rear yard 3. Schedule B: (Paullus K.F. Young) P.Eng (604.841.7748) Geotechnical 4. Schedule B: (Antony Wang) P.Eng (604.618.6236) Structural 5. BC Housing (Batista Properties Inc.) NOTE: To achieve the required FSR. A floor space exclusion of 3% has been applied to this application as per section 11.24.18 of the district schedule, to accommodate improved building performance. "Combustible projections or roof soffits on an exposing building face shall not project to less than .45m from the property line and shall be in compliance with VBBL 2019 9.10.15.5.(9)" The entire building, to be sprinklered to NFPA 13D. ******THIS PERMIT HAS BEEN ISSUED UNDER THE REQUIREMENTS OF VBBL 2019 ****** | Gill Electric Co Ltd
SP-2023-02045 | 2023-11-07 | 834 W 18TH AVENUE #3, Vancouver, BC V5Z 1W3 | Sprinkler Permit | Residential | New | Issued | Residential - LWH - #3 - installation of a new fire sprinkler system >DB: To construct a 2 storey laneway house building with an open parking pad providing 1 parking space over gravel, having vehicular access from the 20' Lane. Note: This is a 1 ½ storey building pursuant to the Zoning & Development By-law. 1. No Strata Titling permitted 2. A/C Unit proposed in rear yard The entire building, to be sprinklered to NFPA 13D. ******THIS PERMIT HAS BEEN ISSUED UNDER THE REQUIREMENTS OF VBBL 2019 ****** | CENTRE LINE FIRE SPRINKLERS LTD
EP-2023-09877 | 2023-11-01 | 834 W 18TH AVENUE #3, Vancouver, BC V5Z 1W3 | Electrical Permit | Residential | New | Issued | Installation / Repair - Residential - Laneway house Low voltage wiring for cable, alarm, telephone and cameras >BP: To construct a 2 storey laneway house building with an open parking pad providing 1 parking space over gravel, having vehicular access from the 20' Lane. Note: This is a 1 ½ storey building pursuant to the Zoning & Development By-law. 1. No Strata Titling permitted 2. A/C Unit proposed in rear yard 3. Schedule B: (Paullus K.F. Young) P.Eng (604.841.7748) Geotechnical 4. Schedule B: (Antony Wang) P.Eng (604.618.6236) Structural 5. BC Housing (Batista Properties Inc.) NOTE: To achieve the required FSR. A floor space exclusion of 3% has been applied to this application as per section 11.24.18 of the district schedule, to accommodate improved building performance. "Combustible projections or roof soffits on an exposing building face shall not project to less than .45m from the property line and shall be in compliance with VBBL 2019 9.10.15.5.(9)" The entire building, to be sprinklered to NFPA 13D. ******THIS PERMIT HAS BEEN ISSUED UNDER THE REQUIREMENTS OF VBBL 2019 ****** | Mauger Consulting Services Ltd
EP-2022-06736 | 2022-08-11 | 25 E 19TH AVENUE #3, Vancouver, BC V5V 1H8 | Electrical Permit | Residential | New | Completed | Installation / Repair - Residential - Alarm, telephone, tv, network >BP: To construct a 2 storey laneway house building ($146,500) and 1 open parking pad, providing a total of 1 parking spaces, having vehicular access from the 20' Lane. Note: This is a 1 ½ storey building pursuant to the Zoning & Development By-law. 1. Covenant registered at the Land Title Office under CA9263047 3. No Strata Titling permitted 4. No A/C Unit proposed 6. Schedule B: (Y.K. Sharma) P.Eng (778.863.7076) Structural & Geotechnical 8. HPO: Residential Builder- Leone Construction Inc NOTE: To achieve the required FSR. A floor space exclusion of 3% has been applied to this application as per section 11.24.18 of the district schedule, to accommodate improved building performance. Address Information: Principle Dwelling: #1-25 E 19th Av Secondary Suite: #2-25 E 19th Av Laneway home: #3-25 E 19th Av Address and suite number assigned as per approved plans for Fire and Emergency response. The address number is to be posted to the building to be visible from the street and the suite number is to be posted at the suite entry in accordance with the Building By-law prior to final inspection. NOTE: Information regarding the principal building on the survey and site plan is for reference only. Any discrepancy between information regarding the principal building on the survey and/or site plan and approved permit drawings for the principal building are neither approved nor authorized under this laneway house permit. *NEW HOUSE* Note: See DB-2021-03019 for Bldg 1 on site (principal bldg) addressed #1-25 E 19th Av **THIS PERMIT HAS BEEN ISSUED UNDER THE REQUIREMENTS OF VBBL #12511 (2019) ** | Best Built-In Centre Ltd
SP-2022-01153 | 2022-07-20 | 25 E 19TH AVENUE #3, Vancouver, BC V5V 1H8 | Sprinkler Permit | Residential | New | Completed | Residential - LWH - #3 - NEW HOME To construct a 2 storey laneway house building and 1 open parking pad, providing a total of 1 parking spaces, having vehicular access from the 20' Lane. Note: This is a 1 ½ storey building pursuant to the Zoning & Development By-law. 1. Covenant registered at the Land Title Office under CA9263047 3. No Strata Titling permitted 4. No A/C Unit proposed | SBMS Construction Ltd
EP-2022-01983 | 2022-05-05 | 25 E 19TH AVENUE #3, Vancouver, BC V5V 1H8 | Electrical Permit | Residential | New | Completed | Installation / Repair - Residential - laneway house wiring. Main Consumer's Service: 200A. 125A Service for LWH, 125A Service for Main House. >BP: To construct a 2 storey laneway house building ($146,500) and 1 open parking pad, providing a total of 1 parking spaces, having vehicular access from the 20' Lane. Note: This is a 1 ½ storey building pursuant to the Zoning & Development By-law. 1. Covenant registered at the Land Title Office under CA9263047 3. No Strata Titling permitted 4. No A/C Unit proposed 6. Schedule B: (Y.K. Sharma) P.Eng (778.863.7076) Structural & Geotechnical 8. HPO: Residential Builder- Leone Construction Inc **THIS PERMIT HAS BEEN ISSUED UNDER THE REQUIREMENTS OF VBBL #12511 (2019) ** Amend: Mar 17th, 2023 add $2000 to total installation value | Hi Mark Electric Ltd
PP-2022-01439 | 2022-05-03 | 25 E 19TH AVENUE #3, Vancouver, BC V5V 1H8 | Plumbing Permit | Residential | New | Completed | Residential - Plumbing >To construct a 2 storey laneway house building ($146,500) and 1 open parking pad, providing a total of 1 parking spaces, having vehicular access from the 20' Lane. | West Point Plumbing & Heating Ltd
SP-2022-00733 | 2022-05-10 | 475 E 47TH AVENUE #3, Vancouver, BC V5W 2B3 | Sprinkler Permit | Residential | New | Completed | Residential - Install sprinklers in LWH Rev #1: NOTE: The entire building, including the attached garage, to be sprinklered to NFPA 13D as per VBBL 3.2.5.12(3)(d). To construct a 2 storey laneway house building with an attached garage and 1 open parking pad, providing a total of 2 parking spaces, having vehicular access from the 20' Lane. Note: This is a 1 ½ storey building pursuant to the Zoning & Development By-law. 1. Covenant registered at the Land Title Office under CA9205962 2. No Strata Titling permitted 3. No A/C Unit proposed for Laneway House. 4. Schedule B: (JASON HUI) P.Eng (778-319-3403) Structural & Geotechnical 5. HPO: Residential Builder- (ROHTAB GARCHA HOME DEVELOPMENT LTD.) | Gold Key Fire Protection Ltd
PP-2022-00826 | 2022-03-10 | 475 E 47TH AVENUE #3, Vancouver, BC V5W 2B3 | Plumbing Permit | Residential | New | Completed | Residential - LWH - #3 - To install piping and fixtures for a new laneway house. To construct a 2 storey laneway house building with an attached garage and 1 open parking pad, providing a total of 2 parking spaces, having vehicular access from the 20' Lane. Note: This is a 1 ½ storey building pursuant to the Zoning & Development By-law. 1. Covenant registered at the Land Title Office under CA9205962 2. No Strata Titling permitted 3. No A/C Unit proposed for Laneway House. | Skyway Plumbing & gas Ltd
EP-2022-03000 | 2022-04-13 | 475 E 47TH AVENUE #3, Vancouver, BC V5W 2B3 | Electrical Permit | Residential | New | Completed | Installation / Repair - Residential - Pre wire and completion of alarm,Telus,tv,internet and doorbell >BP: To construct a 2 storey laneway house building ($160,825.00) with an attached garage and 1 open parking pad, providing a total of 2 parking spaces, having vehicular access from the 20' Lane. Note: This is a 1 ½ storey building pursuant to the Zoning & Development By-law. 1. Covenant registered at the Land Title Office under CA9205962 2. No Strata Titling permitted 3. No A/C Unit proposed for Laneway House. 4. Schedule B: (JASON HUI) P.Eng (778-319-3403) Structural & Geotechnical 5. HPO: Residential Builder- (ROHTAB GARCHA HOME DEVELOPMENT LTD.) NOTE: To achieve the required FSR. A floor space exclusion of 3% has been applied to this application as per section 11.24.18 of the district schedule, to accommodate improved building performance. Address Information: Building 1: Principal Dwelling: #1-475 E 47th Av (1st & 2nd floor, west portion of basement) Secondary Suite: #2-475 E 47th Av (east portion of basement) Building 2: Laneway home: #3-475 E 47th Av Address and suite number assigned as per approved plans for Fire and Emergency response. The address number is to be posted to the building to be visible from the street and the suite number is to be posted at the suite entry in accordance with the Building By-law prior to final inspection. *NEW HOUSE* Note: See DB-2021-03563 for Bldg 1 on site (principal bldg) addressed #1-475 E 47th Av. **THIS PERMIT HAS BEEN ISSUED UNDER THE REQUIREMENTS OF VBBL #12511 (2019) ** | Pioneer Security and Communications Ltd
EP-2022-03081 | 2022-04-26 | 475 E 47TH AVENUE #3, Vancouver, BC V5W 2B3 | Electrical Permit | Residential | New | Completed | Installation / Repair - Residential - Complete prewiring and finishing. Main service-200 amp Main house meter-125 amp Laneway meter-100 amp >BP: NOTE: The entire building, including the attached garage, to be sprinklered to NFPA 13R. To construct a 2 storey laneway house building ($160,825.00) with an attached garage and 1 open parking pad, providing a total of 2 parking spaces, having vehicular access from the 20' Lane. Note: This is a 1 ½ storey building pursuant to the Zoning & Development By-law. 1. Covenant registered at the Land Title Office under CA9205962 2. No Strata Titling permitted 3. No A/C Unit proposed for Laneway House. 4. Schedule B: (JASON HUI) P.Eng (778-319-3403) Structural & Geotechnical 5. HPO: Residential Builder- (ROHTAB GARCHA HOME DEVELOPMENT LTD.) NOTE: To achieve the required FSR. A floor space exclusion of 3% has been applied to this application as per section 11.24.18 of the district schedule, to accommodate improved building performance. Address Information: Building 1: Principal Dwelling: #1-475 E 47th Av (1st & 2nd floor, west portion of basement) Secondary Suite: #2-475 E 47th Av (east portion of basement) Building 2: Laneway home: #3-475 E 47th Av Address and suite number assigned as per approved plans for Fire and Emergency response. The address number is to be posted to the building to be visible from the street and the suite number is to be posted at the suite entry in accordance with the Building By-law prior to final inspection. *NEW HOUSE* Note: See DB-2021-03563 for Bldg 1 on site (principal bldg) addressed #1-475 E 47th Av. **THIS PERMIT HAS BEEN ISSUED UNDER THE REQUIREMENTS OF VBBL #12511 (2019) ** | SUNSTONE ELECTRIC LTD
EP-2022-01788 | 2022-03-10 | 3324 E 2ND AVENUE, Vancouver, BC | Electrical Permit | Residential | New | Completed | Installation / Repair - Residential - Duplex house with secondary sweet 200 amp service wiring and finishing >BP: To construct a 2 storey two-family dwelling with a secondary suite located in the Basement with a detached accessory building (garage) and open parking , at the rear providing 3 parking spaces, having vehicular access from the lane. 1. Bar sink located in main floor. 2. Schedule B: (Shamsul Alam Shikder) P.Eng (604.255.3740) Structural & Geotechnical 3. BC Housing (Sun Engineering Ltd) This is a 2 storey building pursuant to the Zoning and Development By-Law WEST UNIT (new primary) #1-3324 E 2nd Av - One Family Dwelling (1st & 2nd floor) #2-3324 E 2nd Av - Secondary Suite (basement) EAST UNIT #1-3326 E 2nd Av - One Family Dwelling (1st & 2nd floor) #2-3326 E 2nd Av - Secondary Suite (basement) Address and suite numbers assigned as per approved plans for Fire and Emergency response. The address numbers are to be posted to the building to be visible from the street and the suite numbers are to be posted at the suite entries in accordance with the Building By-law prior to final inspection. ******THIS PERMIT HAS BEEN ISSUED UNDER THE REQUIREMENTS OF VBBL 2019.****** "Combustible projections or roof soffits on an exposing building face shall not project to less than .45m from the property line and shall be in compliance with VBBL 2019 9.10.15.5.(9) The entire building, to be sprinklered to NFPA 13D. | High Watt Electric Ltd
PP-2022-01963 | 2022-07-05 | 3324 E 2ND AVENUE, Vancouver, BC | Plumbing Permit | Residential | New | Completed | Residential - plumbing & heating BP: To construct a 2 storey two-family dwelling with a secondary suite located in the Basement with a detached accessory building (garage) and open parking , at the rear providing 3 parking spaces, having vehicular access from the lane. 1. Bar sink located in main floor. 2. Schedule B: (Shamsul Alam Shikder) P.Eng (604.255.3740) Structural & Geotechnical 3. BC Housing (Sun Engineering Ltd) This is a 2 storey building pursuant to the Zoning and Development By-Law WEST UNIT (new primary) #1-3324 E 2nd Av - One Family Dwelling (1st & 2nd floor) #2-3324 E 2nd Av - Secondary Suite (basement) EAST UNIT #1-3326 E 2nd Av - One Family Dwelling (1st & 2nd floor) #2-3326 E 2nd Av - Secondary Suite (basement) Address and suite numbers assigned as per approved plans for Fire and Emergency response. The address numbers are to be posted to the building to be visible from the street and the suite numbers are to be posted at the suite entries in accordance with the Building By-law prior to final inspection. ******THIS PERMIT HAS BEEN ISSUED UNDER THE REQUIREMENTS OF VBBL 2019.****** "Combustible projections or roof soffits on an exposing building face shall not project to less than .45m from the property line and shall be in compliance with VBBL 2019 9.10.15.5.(9) The entire building, to be sprinklered to NFPA 13D. | Forbes Mechanical Ltd
GP-2022-02238 | 2022-07-29 | 3324 E 2ND AVENUE, Vancouver, BC | Gas Permit | Residential | New | Completed | Residential - 2FD+2SS - WEST - 3324 E 2ND AV - #1 & #2 EAST - 3326 E 2ND AV - #1 & #2 To install 2 boiler 2 range 2 BBQ There is pipping for 2 range 2 BBQ To construct a 2 storey two-family dwelling with a secondary suite located in the Basement with a detached accessory building (garage) and open parking , at the rear providing 3 parking spaces, having vehicular access from the lane. 1. Bar sink located in main floor. | JOT MECHANICAL LTD
EP-2022-07379 | 2022-10-13 | 3324 E 2ND AVENUE, Vancouver, BC | Electrical Permit | Residential | New | Completed | Installation / Repair - Residential - Pre wire and completion of security alarm, Telus, tv, internet >BP: To construct a 2 storey two-family dwelling with a secondary suite located in the Basement with a detached accessory building (garage) and open parking , at the rear providing 3 parking spaces, having vehicular access from the lane. 1. Bar sink located in main floor. 2. Schedule B: (Shamsul Alam Shikder) P.Eng (604.255.3740) Structural & Geotechnical 3. BC Housing (Sun Engineering Ltd) | Pioneer Security and Communications Ltd
PP-2023-00152 | 2023-01-17 | 72 W 46TH AVENUE #3, Vancouver, BC V5Y 2W7 | Plumbing Permit | Residential | New | Issued | Residential - Sump | East West Excavating 2022 ltd
SP-2023-00435 | 2023-03-14 | 72 W 46TH AVENUE #3, Vancouver, BC V5Y 2W7 | Sprinkler Permit | Residential | New | Issued | Residential - LWH - #3 - Installation of new fire sprinkler system >DB: To construct a 2 storey laneway house building with an attached garage, providing 1 parking space having vehicular access from the lane. Rev#1: Note: Building to be sprinklered including the attached garage (if applicable) to be NFPA 13D as per VBBL 3.2.5.12.(3)(d). 1. Covenant registered at the Land Title Office under CA9697511 2. No Strata Titling permitted 3. A/C unit proposed in rear yard | Fire Busters Inc
PP-2023-00495 | 2023-02-13 | 72 W 46TH AVENUE #3, Vancouver, BC V5Y 2W7 | Plumbing Permit | Residential | New | Issued | Residential - Lane way house plumbing >BP: To construct a 2 storey laneway house building with an attached garage, providing 1 parking space having vehicular access from the lane. Rev#1: Note: Building to be sprinklered including the attached garage (if applicable) to be NFPA 13D as per VBBL 3.2.5.12.(3)(d). 1. Covenant registered at the Land Title Office under CA9697511 2. No Strata Titling permitted 3. A/C unit proposed in rear yard 4. Schedule B - Jason Hui, P.Eng (778-319-3403) P.Eng Structural & Geotechnical 5. BC Housing - Smart Choice Builders Ltd. | Deep Water Plumbing Heating & Gas Services Limited
EP-2023-03642 | 2023-04-27 | 72 W 46TH AVENUE #3, Vancouver, BC V5Y 2W7 | Electrical Permit | Residential | New | Issued | Installation / Repair - Residential - Security alarm system. >BP: To construct a 2 storey laneway house building ($224,545.00) with an attached garage, providing 1 parking space having vehicular access from the lane. Rev#1: Note: Building to be sprinklered including the attached garage (if applicable) to be NFPA 13D as per VBBL 3.2.5.12.(3)(d). 1. Covenant registered at the Land Title Office under CA9697511 2. No Strata Titling permitted 3. Rev#2: No A/C unit proposed 4. Schedule B - Jason Hui, P.Eng (778-319-3403) P.Eng Structural & Geotechnical 5. BC Housing - Smart Choice Builders Ltd. Note: This is a 1 1/2 storey building pursuant to the Zoning & Development By-law Address and suite number assigned as per approved plans for Fire and Emergency response. The address number is to be posted to the building to be visible from the street and the suite number is to be posted at the suite entry in accordance with the Building By-law prior to final inspection. ******THIS PERMIT HAS BEEN ISSUED UNDER THE REQUIREMENTS OF VBBL 2019****** | William Chi Ying Tong
EP-2022-04764 | 2023-03-07 | 72 W 46TH AVENUE #3, Vancouver, BC V5Y 2W7 | Electrical Permit | Residential | New | Issued | Installation / Repair - Residential - Perform electrical work for a new laneway house >BP: To construct a 2 storey laneway house building ($224,545.00) with an attached garage, providing 1 parking space having vehicular access from the lane. 1. Covenant registered at the Land Title Office under CA9697511 2. No Strata Titling permitted 3. A/C unit proposed in rear yard 4. Schedule B - Jason Hui, P.Eng (778-319-3403) P.Eng Structural & Geotechnical 5. BC Housing - Smart Choice Builders Ltd. | Cong Electric Ltd
PP-2022-01837 | 2022-06-15 | 5928 CHOY YUEN CRESCENT, Vancouver, BC | Plumbing Permit | Commercial | New | Issued | Commercial - UNDERGROUND Zone 7,8,12,13,14,17,18 Underground works for Phase1B at Oakridge Mall, including installation of piping, sumps and catch basins. >BP: To build a 32 story residential tower on a 5 storey podium containing retail & office use, all over 3 storeys of underground parking. Level 2 & 3 rooftops (over retail) are fully landscaped as a public park that includes public event space, a dog run and a walking/running loop. Shell permit (related to DP-2021-00512 DP-6) Stage I (excavation/shoring) issued March 15, 22. Stage II (parkade foundations) issued May 2, 22 | Trotter and Morton Building Technologies Inc
EP-2022-03126 | 2022-04-28 | 5928 CHOY YUEN CRESCENT, Vancouver, BC | Electrical Permit | Commercial | New | Completed | Installation / Repair - Commercial - INTERIM PERMIT VALID FOR 1YEAR Check Application Documents for locations Power, lighting, fire alarm and conduits for low voltage systems. -This permit request is for raceways and branch wiring only to facilitate the below grade poured concrete construction schedule while they are building from design progress drawings (EP-2022-02424) >BP: To build a 32 story residential tower on a 5 storey podium containing retail & office use, all over 3 storeys of underground parking. Level 2 & 3 rooftops (over retail) are fully landscaped as a public park that includes public event space, a dog run and a walking/running loop. Shell permit (related to DP-2021-00512 DP-6) Stage I (excavation/shoring) issued March 15, 22. facilities hold for b# 12 | Western Pacific Enterprises Ltd
PP-2023-01363 | 2023-05-29 | 5928 CHOY YUEN CRESCENT, Vancouver, BC | Plumbing Permit | Commercial | New | Issued | Commercial - Podium - Base Building Level 1 -5 Level 1 Zone 07, 08, 12, 13, 14, 17, 18 Level 2 Zone 07, 08, 12, 13 Level 3 Zone 07, 08, 12, 13 Level 4 Zone 07, 12 Level 5 Zone 07, 12 >BP: To build a 32 story residential tower on a 5 storey podium containing retail & office use, all over 3 storeys of underground parking. Level 2 & 3 rooftops (over retail) are fully landscaped as a public park that includes public event space, a dog run and a walking/running loop. Shell permit (related to DP-2021-00512 DP-6) Stage I (excavation/shoring) issued March 15, 22. Stage II (parkade foundations) issued May 2, 22 Stage II revision 1: Structural revisions to the parkade structure issued July 26. Stage II Revision 2: full construction below grade (issued Jan 11/23) Stage III: Construction of Levels 1 to 6 (to the top of the Level 7 transfer slab). Interior finishes for the mall and Level P1 washrooms. hold for building #12 (until we receive the amended LC) | Ocean Park Mechanical Ltd
EP-2023-04260 | 2023-06-16 | 5928 CHOY YUEN CRESCENT, Vancouver, BC | Electrical Permit | Commercial | New | Issued | Installation / Repair - Commercial - Retail and office space over 3 level parkade. VISTA #3A, Service: SF6 - DIST D-Vista-3A (25kV), SF6#V3A-P/EV-PH1B feeds into 'T-P/EV-PH1B' 25kV - 600/347V 5000kVA, SF6#V3A-NM-3/4, feeds into 'T-MALL-3" 25kV - 600/347V 5000kVA and 'T-MALL-4" 25kV - 600/347V 5000kVA. >BP: To build a 32 story residential tower on a 5 storey podium containing retail & office use, all over 3 storeys of underground parking. Level 2 & 3 rooftops (over retail) are fully landscaped as a public park that includes public event space, a dog run and a walking/running loop. Shell permit (related to DP-2021-00512 DP-6) Stage I (excavation/shoring) issued March 15, 22. Stage II (parkade foundations) issued May 2, 22 Stage II revision 1: Structural revisions to the parkade structure issued July 26. Stage II Revision 2: full construction below grade (issued Jan 11/23) Stage III: Construction of Levels 1 to 6 (to the top of the Level 7 transfer slab). Interior finishes for the mall and Level P1 washrooms (issued April 28/ 23). | Western Pacific Enterprises Ltd
SP-2023-00420 | 2023-06-02 | 5928 CHOY YUEN CRESCENT, Vancouver, BC | Sprinkler Permit | Commercial | New | Issued | Commercial - Oakridge Phase 1B - Mall Podium. To install sprinklers to NFPA 13 2013 and standpipe throughout the Phase One B Podium portion of this mixed-use development for two (2) above grade floor levels: Level 01, Level 02 & Park landscape. Sprinkler engineer Kevin O'Neill HH Angus CP David Stear LMDG | GPM FIRE PROTECTION
SP-2023-00198 | 2023-03-30 | 5928 CHOY YUEN CRESCENT, Vancouver, BC | Sprinkler Permit | Commercial | New | Issued | Commercial - Oakridge Phase 1 B - ***Parkade*** To install sprinkler and standpipe throughout the Phase One B Parkade portion of this mixed-use development for 3 below grade floors: P1, P2 and P3. BP: To build a 32 story residential tower on a 5 storey podium containing retail & office use, all over 3 storeys of underground parking. Level 2 & 3 rooftops (over retail) are fully landscaped as a public park that includes public event space, a dog run and a walking/running loop. Shell permit (related to DP-2021-00512 DP-6) | GPM FIRE PROTECTION
PP-2023-00141 | 2023-01-26 | 5928 CHOY YUEN CRESCENT, Vancouver, BC | Plumbing Permit | Commercial | New | Issued | Commercial - Plumbing for 3 storeys of underground parking and 5 storey podium base build. **Foundation, P3, P2, P1 - Zones 07,08,12,13,14,17,18 >BP: To build a 32 story residential tower on a 5 storey podium containing retail & office use, all over 3 storeys of underground parking. Level 2 & 3 rooftops (over retail) are fully landscaped as a public park that includes public event space, a dog run and a walking/running loop. Shell permit (related to DP-2021-00512 DP-6) Stage I (excavation/shoring) issued March 15, 22. Stage II (parkade foundations) issued May 2, 22 Stage II revision 1: Structural revisions to the parkade structure issued July 26. Stage II Revision 2: full construction below grade (issued Jan 11/23) facilities hold for building #12 | Ocean Park Mechanical Ltd
SP-2023-01725 | 2024-02-02 | 5928 CHOY YUEN CRESCENT, Vancouver, BC | Sprinkler Permit | Commercial | New | Issued | Commercial - New sprinkler and standpipe system to be installed per NFPA 13, 14, 20 on L1-L6, with Standpipe calculation for all future floors. Site Description: To build a 32 story residential tower on a 5 storey podium containing retail & office use, all over 3 storeys of underground parking. Level 2 & 3 rooftops (over retail) are fully landscaped as a public park that includes public event space, a dog run and a walking/running loop. Shell permit (related to DP-2021-00512 DP-6) THIS IS A CERTIFIED PROFESSIONAL PROJECT and the CP is David Steer of Building Code Consultants Ltd. Notes: 1. Fire Suppression System Engineer of Record Scott Rattray, P.L. Eng. of Introba T: 604 687 1800 x2188 E: scott.rattray@introba.com 2. One set of approved drawings and permit to be available for viewing at the jobsite. 3. Construction Standpipe to Bulletin 2017-003-BU/FI, VBBL, NFPA 14, and VFBL. 4. Separate documents and application are required for the tenant improvement. | Gisborne Industrial Construction Ltd
PP-2022-00855 | 2022-03-14 | 3336 CHURCH STREET, Vancouver, BC V5R 4W6 | Plumbing Permit | Residential | New | Completed | Residential - 2FD+2SS - WEST UNIT - 3336 CHURCH ST - #1 & #2 EAST UNIT - 3338 CHURCH ST - #1 & #2 2 sumps with pump 1 sump without pump To construct a 2-storey two-family dwelling + 2 secondary suites with a detached accessory building (garage) at the rear providing 4 parking spaces, having vehicular access from the lane. The entire building is to be sprinklered to 2 x NFPA 13D. 1. A/C units proposed located at rear yard and Second Floor Note: Parking on this site has been provided under XXXXX (construction of LWH) | Bhullar Excavating and Demolition
PP-2022-00893 | 2022-03-17 | 2032 E 32ND AVENUE, Vancouver, BC | Plumbing Permit | Residential | New | Completed | Residential - Sanitary and sump connections with one sump | AKAL DEMOLITION & EXCAVATING LTD
PP-2022-04346 | 2022-12-06 | 2277 W 47TH AVENUE, Vancouver, BC | Plumbing Permit | Residential | New | Completed | Residential - Sump Dec 6/22-Amend The correct address is 2275 w 47 | BESTWAY EXCAVATING & DEMOLITION 2008 LTD
PP-2023-01208 | 2023-04-06 | 2277 W 47TH AVENUE, Vancouver, BC | Plumbing Permit | Residential | New | Completed | Residential - Plumbing and radiant heating >BP: To construct a 2 storey two-family dwelling with a secondary suite located in the Basement with a detached accessory building (garage) and 1 open parking at the rear providing 3 parking spaces, having vehicular access from the lane. Note: The entire building, INCLUDING THE ATTACHED GARAGE (if applicable), to be sprinklered to 2 x NFPA 13D 1. Covenant registered at the Land Title Office under CA9387509 2. A/C proposed – Exterior component located in rear, Interior component located in basement 3. Schedule B: (K.T.C Nguyen) P.Eng (604.326.2701) Structural & Geotechnical 4. HPO: Residential Builder- Seraglio Homes Ltd | Young Boys Mechanical Ltd
MP-2023-00686 | 2023-04-24 | 2277 W 47TH AVENUE, Vancouver, BC | Mechanical Permit | NULL | NULL | Completed | NULL | Young Boys Mechanical Ltd
EP-2023-03992 | 2023-05-17 | 2277 W 47TH AVENUE, Vancouver, BC | Electrical Permit | Residential | New | Completed | Installation / Repair - Residential - Rough in and finishing wiring for Duplex house with secondary suite. Heating type Radiant heat Second range nameplate is 10 KW *An approved mechanical permit is required for the installation of air conditioning or heat pump unit at the time of installation before an electrical inspection will be performed >BP: To construct a 2 storey two-family dwelling with a secondary suite located in the Basement ($692,500) with a detached accessory building (garage) and 1 open parking at the rear providing 3 parking spaces, having vehicular access from the lane. Note: The entire building, INCLUDING THE ATTACHED GARAGE (if applicable), to be sprinklered to 2 x NFPA 13D 1. Covenant registered at the Land Title Office under CA9387509 2. A/C proposed – Exterior component located in rear, Interior component located in basement 3. Schedule B: (K.T.C Nguyen) P.Eng (604.326.2701) Structural & Geotechnical 4. HPO: Residential Builder- Seraglio Homes Ltd Note: This is a 2 storey building pursuant to the Zoning and Development By-Law | AMTEK Electric Ltd
SP-2023-00846 | 2023-05-16 | 2277 W 47TH AVENUE, Vancouver, BC | Sprinkler Permit | Residential | New | Completed | Residential - New sprinkler system >BP: To construct a 2 storey two-family dwelling with a secondary suite located in the Basement with a detached accessory building (garage) and 1 open parking at the rear providing 3 parking spaces, having vehicular access from the lane. Note: The entire building, INCLUDING THE ATTACHED GARAGE (if applicable), to be sprinklered to 2 x NFPA 13D 1. Covenant registered at the Land Title Office under CA9387509 2. A/C proposed – Exterior component located in rear, Interior component located in basement 3. Schedule B: (K.T.C Nguyen) P.Eng (604.326.2701) Structural & Geotechnical 4. HPO: Residential Builder- Seraglio Homes Ltd | Haven Fire Protection Ltd
EP-2023-04954 | 2023-06-06 | 2277 W 47TH AVENUE, Vancouver, BC | Electrical Permit | Residential | New | Completed | Installation / Repair - Residential - Low voltage: Data cabling & cameras & complete security alarm. >BP: To construct a 2 storey two-family dwelling with a secondary suite located in the Basement ($692,500) with a detached accessory building (garage) and 1 open parking at the rear providing 3 parking spaces, having vehicular access from the lane. | Xon Automation Ltd
GP-2023-01686 | 2023-05-31 | 2277 W 47TH AVENUE, Vancouver, BC | Gas Permit | Residential | New | Completed | Residential - 2 boiler 2 range & 2 BBQ There is pipping for 2 BBQ >BP: To construct a 2 storey two-family dwelling with a secondary suite | JOT MECHANICAL LTD
GP-2023-01687 | 2023-05-31 | 2287 W 47TH AVENUE, Vancouver, BC V6M 2M8 | Gas Permit | Residential | New | Completed | Residential - 2 boiler 2 range 2 BBQ There is pipping for 2 BBQ >BP: To construct a 2 storey two-family dwelling with a secondary suite | JOT MECHANICAL LTD
EP-2023-04955 | 2023-06-06 | 2287 W 47TH AVENUE, Vancouver, BC V6M 2M8 | Electrical Permit | Residential | New | Completed | Installation / Repair - Residential - Low voltage: Data cabling & cameras & complete security alarm. >BP: To construct a 2 storey two-family dwelling with a secondary suite located in the Basement ($692,500) with a detached accessory building (garage) and 1 open parking at the rear providing 3 parking spaces, having vehicular access from the lane. | Xon Automation Ltd
SP-2023-00847 | 2023-05-16 | 2287 W 47TH AVENUE, Vancouver, BC V6M 2M8 | Sprinkler Permit | Residential | New | Completed | Residential - new sprinkler system >BP: To construct a 2 storey two-family dwelling with a secondary suite located in the Basement with a detached accessory building (garage) and 1 open parking at the rear providing 3 parking spaces, having vehicular access from the lane. 1. Covenant registered at the Land Title Office under CA9387508 2. A/C proposed – Exterior component located in rear, Interior component located in basement. 3. Schedule B: (K.T.C Nguyen) P.Eng (604.326.2701) Structural & Geotechnical 4. HPO: Residential Builder- Seraglio Homes Ltd | Haven Fire Protection Ltd
EP-2023-03991 | 2023-05-18 | 2287 W 47TH AVENUE, Vancouver, BC V6M 2M8 | Electrical Permit | Residential | New | Completed | Installation / Repair - Residential - Rough in wiring and finishing of Duplex House with secondary suite in one unit. >BP: To construct a 2 storey two-family dwelling with a secondary suite located in the Basement ($692,500) with a detached accessory building (garage) and 1 open parking at the rear providing 3 parking spaces, having vehicular access from the lane. 1. Covenant registered at the Land Title Office under CA9387508 2. A/C proposed – Exterior component located in rear, Interior component located in basement. 3. Schedule B: (K.T.C Nguyen) P.Eng (604.326.2701) Structural & Geotechnical 4. HPO: Residential Builder- Seraglio Homes Ltd | AMTEK Electric Ltd
MP-2023-00685 | 2023-04-24 | 2287 W 47TH AVENUE, Vancouver, BC V6M 2M8 | Mechanical Permit | NULL | NULL | Completed | NULL | Young Boys Mechanical Ltd
PP-2023-01211 | 2023-04-06 | 2287 W 47TH AVENUE, Vancouver, BC V6M 2M8 | Plumbing Permit | Residential | New | Completed | Residential - Plumbing and radiant heating >BP: To construct a 2 storey two-family dwelling with a secondary suite located in the Basement ($692,500) with a detached accessory building (garage) and 1 open parking at the rear providing 3 parking spaces, having vehicular access from the lane. 1. Covenant registered at the Land Title Office under CA9387508 2. A/C proposed – Exterior component located in rear, Interior component located in basement. 3. Schedule B: (K.T.C Nguyen) P.Eng (604.326.2701) Structural & Geotechnical 4. HPO: Residential Builder- Seraglio Homes Ltd | Young Boys Mechanical Ltd
EP-2023-01222 | 2023-02-11 | 2287 W 47TH AVENUE, Vancouver, BC V6M 2M8 | Electrical Permit | Residential | New | Issued | Temporary Power - Residential - To provide temporary power. Expired permit EP-2021-08503 Feb 27/23 -AMEND Original address is 2279 W47 Ave 2279 W 47th is retired and 2287 is assigned now | AMTEK Electric Ltd
PP-2022-04348 | 2022-12-06 | 2287 W 47TH AVENUE, Vancouver, BC V6M 2M8 | Plumbing Permit | Residential | New | Completed | Residential - Sump | BESTWAY EXCAVATING & DEMOLITION 2008 LTD
MP-2022-00154 | 2022-08-26 | 8225 ELLIOTT STREET #3, Vancouver, BC V5S 2P3 | Mechanical Permit | NULL | NULL | Completed | NULL | United Mechanical Ltd
EP-2022-07932 | 2022-09-23 | 8225 ELLIOTT STREET #3, Vancouver, BC V5S 2P3 | Electrical Permit | Residential | New | Completed | Installation / Repair - Residential - New construction laneway 200A consumer's service with a triplex meter base. 100A service for Laneway house. 125A service for Main house. 60A service for secondary suite. Electrical rough-wire and finishing Underground tek Electrical low voltage rough-wire and finishing EVSE DB: To construct a 2 storey laneway house building with an open parking pad, providing 1 parking space, having vehicular access from the lane. Note: This is a 1 ½ storey building pursuant to the Zoning & Development By-law 1. Covenant registered at the Land Title Office under CA9247668 2. No Strata Titling permitted 3. No A/C unit proposed 4. Schedule B: Tegbir Bajwa, P.Eng. (778-995-2404) Geotechnical Shambhu N. Biswas, P.Eng (604-250-8666) Structural 5. HPO: Residential Builder - PY Chue Construction Ltd. | AMTEK Electric Ltd
SP-2022-01527 | 2022-09-21 | 8225 ELLIOTT STREET #3, Vancouver, BC V5S 2P3 | Sprinkler Permit | Residential | New | Completed | Residential - New Sprinkler System for: >BP: To construct a 2 storey laneway house building ($220,210.00) with an open parking pad, providing 1 parking space, having vehicular access from the lane. Note: This is a 1 ½ storey building pursuant to the Zoning & Development By-law 1. Covenant registered at the Land Title Office under CA9247668 2. No Strata Titling permitted 3. No A/C unit proposed 4. Schedule B: Tegbir Bajwa, P.Eng. (778-995-2404) Geotechnical Shambhu N. Biswas, P.Eng (604-250-8666) Structural 5. HPO: Residential Builder - PY Chue Construction Ltd. ** The entire building, INCLUDING THE ATTACHED GARAGE (if applicable), to be sprinklered to NFPA 13D.** | Gold Key Fire Protection Ltd
PP-2022-02741 | 2022-08-09 | 8225 ELLIOTT STREET #3, Vancouver, BC V5S 2P3 | Plumbing Permit | Residential | New | Completed | Residential - New Plumbing for: >BP: To construct a 2 storey laneway house building ($220,210.00) with an open parking pad, providing 1 parking space, having vehicular access from the lane. Note: This is a 1 ½ storey building pursuant to the Zoning & Development By-law 1. Covenant registered at the Land Title Office under CA9247668 2. No Strata Titling permitted 3. No A/C unit proposed 4. Schedule B: Tegbir Bajwa, P.Eng. (778-995-2404) Geotechnical Shambhu N. Biswas, P.Eng (604-250-8666) Structural 5. HPO: Residential Builder - PY Chue Construction Ltd. | United Mechanical Ltd
PP-2023-03553 | 2023-10-10 | 8225 ELLIOTT STREET #3, Vancouver, BC V5S 2P3 | Plumbing Permit | Residential | Renovation | Issued | Residential - LWH - #3 - backflow preventor for irrigation | Oriental Landscaping & Home Improvement ltd
PP-2022-00800 | 2022-03-09 | 8225 ELLIOTT STREET #3, Vancouver, BC V5S 2P3 | Plumbing Permit | Residential | New | Completed | Residential - LWH - #3 - Install one sump without pump To construct a 2 storey laneway house building with an open parking pad, providing 1 parking space, having vehicular access from the lane. Note: This is a 1 ½ storey building pursuant to the Zoning & Development By-law 1. Covenant registered at the Land Title Office under CA9247668 2. No Strata Titling permitted 3. No A/C unit proposed | Van-City Excavating Ltd
NULL | NULL | 8225 ELLIOTT STREET #3, Vancouver, BC V5S 2P3 | Plumbing Permit | Residential | New | Draft | Residential - Rough in starting on Monday | Blueline Refrigeration Ltd
GP-2022-00627 | 2022-02-28 | 7293 ST. GEORGE STREET, Vancouver, BC | Gas Permit | Residential | New | Completed | Residential - LWH - Gas fireplace piping only To construct a 1 storey laneway house building with 1 open parking pad, providing a total of 1 parking spaces, having vehicular access from the 20' Lane. 1. Covenant not required with existing house 2. No Strata Titling permitted 3. No A/C Unit proposed | Lally Plumbing & Heating Ltd
SP-2022-00267 | 2022-04-04 | 7293 ST. GEORGE STREET, Vancouver, BC | Sprinkler Permit | Residential | New | Completed | Residential - Installation Of Sprinkler Heads for new LWH >BP: To construct a 1 storey laneway house building ($204,000) with 1 open parking pad, providing a total of 1 parking spaces, having vehicular access from the 20' Lane. 1. Covenant not required with existing house 2. No Strata Titling permitted 3. No A/C Unit proposed 4. Schedule B: (Alan Prahalad) P.Eng (604.831.1431) Structural 5. Schedule B: (Alan Prahalad) P.Eng (604.831.1431) Geotechnical 6. HPO: Residential Builder- (R3 Square Construction Ltd) | RAHELU PLUMBING & HEATING LTD.
EP-2022-02149 | 2022-03-22 | 7293 ST. GEORGE STREET, Vancouver, BC | Electrical Permit | Residential | New | Completed | Installation / Repair - Residential - install alarm system (B26236), low voltage data / voice wiring -just do the pre wire only >BP: To construct a 1 storey laneway house building ($204,000) with 1 open parking pad, providing a total of 1 parking spaces, having vehicular access from the 20' Lane. 1. Covenant not required with existing house 2. No Strata Titling permitted 3. No A/C Unit proposed 4. Schedule B: (Alan Prahalad) P.Eng (604.831.1431) Structural 5. Schedule B: (Alan Prahalad) P.Eng (604.831.1431) Geotechnical 6. HPO: Residential Builder- (R3 Square Construction Ltd) NOTE: To achieve the required FSR. A floor space exclusion of 3% has been applied to this application as per section 11.24.18 of the district schedule, to accommodate improved building performance. Address Information: Principle Dwelling: 495 E 57TH AVE Laneway home: 7293 ST. GEORGE ST Address number assigned as per approved plans for Fire and Emergency response. The address number is to be posted and to the building and to be visible from the street in accordance with the Building By-law prior to final inspection. NOTE: Information regarding the principal building on the survey and site plan is for reference only. Any discrepancy between information regarding the principal building on the survey and/or site plan and approved permit drawings for the principal building are neither approved nor authorized under this laneway house permit. *EXISTING HOUSE* Note: Bldg 1 (principal bldg) addressed 495 E 57TH AVE retained on site. **THIS PERMIT HAS BEEN ISSUED UNDER THE REQUIREMENTS OF VBBL #12511 (2019) ** Amend: Nov 24, 2022 Change pre wire to include finishing | ATOMIC ELECTRICAL SOLUTIONS LTD.
GP-2022-00917 | 2022-03-25 | 7293 ST. GEORGE STREET, Vancouver, BC | Gas Permit | Residential | New | Completed | Residential - VENTING AND HOOK UP | EVERSHINE FIREPLACES LTD
PP-2022-01494 | 2022-05-12 | 7293 ST. GEORGE STREET, Vancouver, BC | Plumbing Permit | Residential | New | Completed | Residential - Sanitary connections from new Laneway connecting to old house connections -To construct a 1 storey laneway house building ($204,000) with 1 open parking pad, providing a total of 1 parking spaces, having vehicular access from the 20' Lane. | Canstar Excavating & Landscaping Ltd
PP-2022-00132 | 2022-01-20 | 7293 ST. GEORGE STREET, Vancouver, BC | Plumbing Permit | Residential | New | Completed | Residential - Plumbing To construct a 1 storey laneway house building with 1 open parking pad, providing a total of 1 parking spaces, having vehicular access from the 20' Lane. 1. Covenant not required with existing house 2. No Strata Titling permitted 3. No A/C Unit proposed 4. Schedule B: (Alan Prahalad) P.Eng (604.831.1431) Structural 5. Schedule B: (Alan Prahalad) P.Eng (604.831.1431) Geotechnical 6. HPO: Residential Builder- (R3 Square Construction Ltd) | Lally Plumbing & Heating Ltd
EP-2022-00326 | 2022-01-24 | 7293 ST. GEORGE STREET, Vancouver, BC | Electrical Permit | Residential | New | Completed | Installation / Repair - Residential - New Laneway home To construct a 1 storey laneway house building with 1 open parking pad, providing a total of 1 parking spaces, having vehicular access from the 20' Lane. 1. Covenant not required with existing house 2. No Strata Titling permitted 3. No A/C Unit proposed 4. Schedule B: (Alan Prahalad) P.Eng (604.831.1431) Structural 5. Schedule B: (Alan Prahalad) P.Eng (604.831.1431) Geotechnical 6. HPO: Residential Builder- (R3 Square Construction Ltd) **Amend 05/11/2022** Change address of laneway from 495 E 57th ave to 7293 St George street Building permit DB 2021 03103 | Nulight Electric Ltd.
PP-2022-02693 | 2022-08-03 | 3353 W 12TH AVENUE, Vancouver, BC V6R 2M8 | Plumbing Permit | Residential | New | Completed | Residential - 2FD - FRONT - 3355 W 12TH AV BACK - 3353 W 12TH AV Residential plumbing for duplex To construct a 2.5 storey two-family dwelling with a detached accessory building (garage) at rear providing 2 parking spaces, having vehicular access from the lane. The entire building, INCLUDING THE ATTACHED GARAGE (if applicable), to be sprinklered to 2 x NFPA 13D 1. A/C proposed – Exterior component located in Rear, Interior component located in Second Floor. 2. No bar sink located | Red Mechanical
GP-2022-02607 | 2022-08-31 | 3353 W 12TH AVENUE, Vancouver, BC V6R 2M8 | Gas Permit | Residential | New | Completed | Residential - 2FD - FRONT - 3355 W 12TH AV BACK - 3353 W 12TH AV 2 Zero Clearance Gas Fireplaces to New Duplex Vents & Gas Hookups Only >DB: To construct a 2.5 storey two-family dwelling with a detached accessory building (garage) at rear providing 2 parking spaces, having vehicular access from the lane. The entire building, INCLUDING THE ATTACHED GARAGE (if applicable), to be sprinklered to 2 x NFPA 13D 1. A/C proposed – Exterior component located in Rear, Interior component located in Second Floor. 2. No bar sink located | Encore Fireplaces Ltd
NULL | NULL | 3353 W 12TH AVENUE, Vancouver, BC V6R 2M8 | Plumbing Permit | Residential | New | Withdrawn | Residential - Lawn sprinklers | Red Mechanical
PP-2023-01771 | 2023-05-23 | 3353 W 12TH AVENUE, Vancouver, BC V6R 2M8 | Plumbing Permit | Residential | New | Cancelled | Residential - 2FD - outside lawn sprinklers for water landscaping | Red Mechanical
SP-2022-01411 | 2022-09-22 | 2756 W 13TH AVENUE #3, Vancouver, BC V6K 2T4 | Sprinkler Permit | Residential | New | Completed | Residential - Install sprinklers in lwh: >BP: To construct a 2 storey laneway house building ($161,000) with an attached garage and 1 open parking pad, providing a total of 2 parking spaces, having vehicular access from the 20' Lane. Note: This is a 1 ½ storey building pursuant to the Zoning & Development By-law. 1. Covenant registered at the Land Title Office under CA9282642 2. No Strata Titling permitted 3. No A/C Unit proposed 4. Schedule B: (J.J.S Hui) P.Eng (778.319.3403) Structural & Geotechnical 5. HPO: Residential Builder- Lidder Construction Ltd **Rev#1: The entire building, INCLUDING THE ATTACHED GARAGE (if applicable), to be sprinklered to NFPA 13D as per VBBL 3.2.5.12.(3)(d).** | Gold Key Fire Protection Ltd
PP-2022-01288 | 2022-04-14 | 2756 W 13TH AVENUE #3, Vancouver, BC V6K 2T4 | Plumbing Permit | Residential | New | Completed | Residential - LWH - #3 - plumbing To construct a 2 storey laneway house building with an attached garage and 1 open parking pad, providing a total of 2 parking spaces, having vehicular access from the 20' Lane. Note: This is a 1 ½ storey building pursuant to the Zoning & Development By-law. 1. Covenant registered at the Land Title Office under CA9282642 2. No Strata Titling permitted 3. No A/C Unit proposed AMEND: SEPT 27/2022 ADD 1 TANK DRAIN & ADD ELECTRIC HOT WATER TANK | SKY HIGH PLUMBING & HEATING LTD
EP-2022-03666 | 2022-05-06 | 2756 W 13TH AVENUE #3, Vancouver, BC V6K 2T4 | Electrical Permit | Residential | New | Completed | Installation / Repair - Residential - New house wiring fixture & fitting. >BP: To construct a 2 storey laneway house building ($161,000) with an attached garage and 1 open parking pad, providing a total of 2 parking spaces, having vehicular access from the 20' Lane. Note: This is a 1 ½ storey building pursuant to the Zoning & Development By-law. 1. Covenant registered at the Land Title Office under CA9282642 2. No Strata Titling permitted 3. No A/C Unit proposed 4. Schedule B: (J.J.S Hui) P.Eng (778.319.3403) Structural & Geotechnical 5. HPO: Residential Builder- Lidder Construction Ltd NOTE: To achieve the required FSR. A floor space exclusion of 3% has been applied to this application as per section 11.24.18 of the district schedule, to accommodate improved building performance. Address Information: Principle Dwelling: #1-2756 W 13th Av Laneway home: #3-2756 W 13th Av Address has been assigned per the approved plans as the fire/emergency access to the laneway house is from the East side. This access must be provided & maintained at 20' Lane at all times in accordance with the Building By-law. NOTE: Information regarding the principal building on the survey and site plan is for reference only. Any discrepancy between information regarding the principal building on the survey and/or site plan and approved permit drawings for the principal building are neither approved nor authorized under this laneway house permit. Note: See DB-2021-04377 for Bldg 1 on site (principal bldg) addressed #1-2756 W 13th Av **THIS PERMIT HAS BEEN ISSUED UNDER THE REQUIREMENTS OF VBBL #12511 (2019) ** | Future Force Systems Ltd
PP-2022-02083 | NULL | 2756 W 13TH AVENUE #3, Vancouver, BC V6K 2T4 | Plumbing Permit | Residential | New | Withdrawn | Residential - plumbing | SKY HIGH PLUMBING & HEATING LTD
EP-2022-09109 | 2022-11-01 | 3207 QUESNEL DRIVE #3, Vancouver, BC V6S 1Z7 | Electrical Permit | Residential | New | Issued | Installation / Repair - Residential - LWH - #3 - New laneway house with living area floor and garage floor. Room and garage wiring. Overhead service will be attached to laneway house. BChydro service will be 200A, main house service 150A, laneway house service 100A. >DB: To construct a 2 storey laneway house building with an attached garage on top of Laneway house and 1 open parking pad, providing a total of 2 parking spaces, having vehicular access from the lane. Note: This is a 1 ½ storey building pursuant to the Zoning & Development By-law 1- No Strata Titling permitted 2- A/C unit proposed in rear yard. | Key Connect Technology Ltd
PP-2023-01377 | 2023-04-19 | 3207 QUESNEL DRIVE #3, Vancouver, BC V6S 1Z7 | Plumbing Permit | Residential | New | Issued | Residential - Install one sump without pump | Van-City Excavating Ltd
MP-2023-01937 | 2023-10-30 | 3207 QUESNEL DRIVE #3, Vancouver, BC V6S 1Z7 | Mechanical Permit | NULL | NULL | Issued | NULL | WDR CONTRACTING LTD
PP-2023-03088 | 2023-08-31 | 3207 QUESNEL DRIVE #3, Vancouver, BC V6S 1Z7 | Plumbing Permit | Residential | New | Issued | Residential - LWH - #3 - plumbing >DB: To construct a 2 storey laneway house building with an attached garage on top of Laneway house and 1 open parking pad, providing a total of 2 parking spaces, having vehicular access from the lane. Note: This is a 1 ½ storey building pursuant to the Zoning & Development By-law 1- No Strata Titling permitted 2- A/C unit proposed in rear yard. The entire building, INCLUDING THE ATTACHED GARAGE, to be sprinklered to NFPA 13D. ******THIS PERMIT HAS BEEN ISSUED UNDER THE REQUIREMENTS OF VBBL #12511 (2019)****** | WDR CONTRACTING LTD
EP-2023-02261 | 2023-04-03 | 1629 E 59TH AVENUE #3, Vancouver, BC V5P 2G8 | Electrical Permit | Residential | New | Issued | Installation / Repair - Residential - ¦ #3LWH/ 2 SEPARATE SERVICES ¦ 1FD- 200A ¦ LWH- 125A ¦ Laneway house wiring and finishing >BP: To construct a 2 storey laneway house building ($225,000.00) with 1 open parking pad, providing a total of 1 parking space, having vehicular access from the 20' Lane. Note: This is a 1 ½ storey building pursuant to the Zoning & Development By-law. 1. Covenant registered at the Land Title Office under CA9203719 2. No strata titling permitted. 3. Schedule B: (ALAN PRAHALAD) P.Eng (604-831-1431) Structural & Geotechnical 4. HPO: Owner Builder- (Manraj Dhaliwal) NOTE: To achieve the required FSR. A floor space exclusion of 3% has been applied to this application as per section 11.24.18 of the district schedule, to accommodate improved building performance. NOTE: Information regarding the principal building on the survey and site plan is for reference only. Any discrepancy between information regarding the principal building on the survey and/or site plan and approved permit drawings for the principal building are neither approved nor authorized under this laneway house permit. *NEW HOUSE* Note: See DB-2021-03249 for Bldg 1 on site (principal bldg.). **THIS PERMIT HAS BEEN ISSUED UNDER THE REQUIREMENTS OF VBBL #12511 (2019) ** | New Target Electrical Ltd
EP-2023-01906 | 2023-03-07 | 1629 E 59TH AVENUE #3, Vancouver, BC V5P 2G8 | Electrical Permit | Residential | New | Issued | Installation / Repair - Residential - Low Voltage (Alarm, Cable, Telephone) Prewire & Finishing >BP: To construct a 2 storey laneway house building with 1 open parking pad, providing a total of 1 parking space, having vehicular access from the 20' Lane. Note: This is a 1 ½ storey building pursuant to the Zoning & Development By-law. 1. Covenant registered at the Land Title Office under CA9203719 2. No strata titling permitted. 3. Schedule B: (ALAN PRAHALAD) P.Eng (604-831-1431) Structural & Geotechnical 4. HPO: Owner Builder- (Manraj Dhaliwal) | Cititech Security & Sound Inc.
SP-2023-00038 | 2023-01-10 | 1629 E 59TH AVENUE #3, Vancouver, BC V5P 2G8 | Sprinkler Permit | Residential | New | Issued | Residential - New sprinkler system >BP: ** ENTIRE BLDG TO BE SPRINKLERED TO NFPA 13R ** To construct a 2 story laneway house building with 1 open parking pad, providing a total of 1 parking space, having vehicular access from the 20' Lane. Note: This is a 1 ½ storey building pursuant to the Zoning & Development By-law. 1. Covenant registered at the Land Title Office under CA9203719 2. No strata titling permitted. 3. Schedule B: (ALAN PRAHALAD) P.Eng (604-831-1431) Structural & Geotechnical 4. HPO: Owner Builder- (Manraj Dhaliwal) | Haven Fire Protection Ltd
PP-2022-03117 | 2022-09-07 | 1629 E 59TH AVENUE #3, Vancouver, BC V5P 2G8 | Plumbing Permit | Residential | New | Issued | Residential - Plumbing for : >BP: To construct a 2 storey laneway house building ($225,000.00) with 1 open parking pad, providing a total of 1 parking space, having vehicular access from the 20' Lane. | Instant Plumbing and Heating Ltd
PP-2022-02994 | 2022-08-29 | 3808 W 17TH AVENUE, Vancouver, BC | Plumbing Permit | Residential | New | Issued | Residential - 1FD+SS - #1 & #2 - plumbing >DB: To construct a 2 storey + basement one-family dwelling with a secondary suite located in the basement and an open parking pad providing one parking space, having vehicular access from the lane. Note: This is a 2 storey building pursuant to the Zoning and Development By-Law 1- Covenant registered at the Land Title Office under CA9221316 2- No strata titling permitted 3- No Bar sink proposed 4- A/C unit proposed in rear yard | Evergreen Plumbing & Heating Ltd
MP-2022-00620 | 2022-11-27 | 3808 W 17TH AVENUE, Vancouver, BC | Mechanical Permit | NULL | NULL | Issued | NULL | Evergreen Plumbing & Heating Ltd
SP-2023-00547 | 2023-03-30 | 3808 W 17TH AVENUE, Vancouver, BC | Sprinkler Permit | Residential | New | Issued | Residential - new single house >BP: To construct a 2 storey + basement one-family dwelling with a secondary suite located in the basement and an open parking pad providing one parking space, having vehicular access from the lane. Note: This is a 2 storey building pursuant to the Zoning and Development By-Law 1- Covenant registered at the Land Title Office under CA9221316 2- No strata titling permitted 3- No Bar sink proposed 4- A/C unit proposed in rear yard 5- Schedule B: Antony Wang P.Eng (604.618.6236) Structural & Geotechnical 4- HPO: Residential Builder - BRB West Coast Construction Ltd. | Yu Fire Protection Inc.
GP-2023-01239 | 2023-04-17 | 3808 W 17TH AVENUE, Vancouver, BC | Gas Permit | Residential | New | Issued | Residential - 1 Fireplace, 1 Cooktop, 1 Boiler & 1 BBQ BARBQUE PIPPINGH ONLY FIRE PLACE BOTH ONLY PIPPING >BP: To construct a 2 storey + basement one-family dwelling with a secondary suite | B S & Sons Gas, Heating And Plumbing Ltd
GP-2023-01502 | 2023-05-09 | 3808 W 17TH AVENUE, Vancouver, BC | Gas Permit | Residential | New | Issued | Residential - 1 Fireplace >BP: To construct a 2 storey + basement one-family dwelling with a secondary suite | Canadian Fireplace Ltd
EP-2023-04729 | 2023-06-05 | 3808 W 17TH AVENUE, Vancouver, BC | Electrical Permit | Residential | New | Issued | Installation / Repair - Residential - Low voltage rough in. Data, Tel, TV, CCTV, intercom, audio and security alarm finishing. >BP: To construct a 2 storey + basement one-family dwelling with a secondary suite ($704,500.00) located in the basement and an open parking pad providing one parking space, having vehicular access from the lane. | SHS Alarm BC Ltd
MP-2023-01055 | 2023-06-08 | 3808 W 17TH AVENUE, Vancouver, BC | Mechanical Permit | NULL | NULL | Issued | NULL | Lumi HVAC Ltd
EP-2022-04026 | 2022-05-30 | 3808 W 17TH AVENUE, Vancouver, BC | Electrical Permit | Residential | New | Issued | Installation / Repair - Residential - wiring throughout the whole house (not including extra low voltage) >BP: To construct a 2 storey + basement one-family dwelling with a secondary suite ($704,500.00) located in the basement and an open parking pad providing one parking space, having vehicular access from the lane. Note: This is a 2 storey building pursuant to the Zoning and Development By-Law 1- Covenant registered at the Land Title Office under CA9221316 2- No strata titling permitted 3- No Bar sink proposed 4- A/C unit proposed in rear yard 5- Schedule B: Antony Wang P.Eng (604.618.6236) Structural & Geotechnical 4- HPO: Residential Builder - BRB West Coast Construction Ltd. Address Note: Building 1 #1-3808 W 17th Av - One Family Dwelling (1st & 2nd floor, north side of basement) #2-3808 W 17th Av - Secondary Suite (south side of basement) Address and suite numbers assigned as per approved plans for Fire and Emergency response. The address number is to be posted to the building to be visible from the street and the suite numbers are to be posted at the suite entries in accordance with the Building By-law prior to final inspection. ******THIS PERMIT HAS BEEN ISSUED UNDER THE REQUIREMENTS OF VBBL #12511 (2019)****** | Vanflow Electrical Ltd
PP-2022-01370 | 2022-04-22 | 3808 W 17TH AVENUE, Vancouver, BC | Plumbing Permit | Residential | New | Issued | Residential - Install 1 outside sump, no pump | Canadian Excavating Ltd
EP-2022-04225 | 2022-05-31 | 3808 W 17TH AVENUE #3, Vancouver, BC | Electrical Permit | Residential | New | Issued | Installation / Repair - Residential - Laneway House Wiring >BP: To construct a 2 storey laneway house building ($160,750.00) with an open parking pad, providing 1 parking space, having vehicular access from the lane. Note: This is a 1 ½ storey building pursuant to the Zoning & Development By-law 1- Covenant registered at the Land Title Office under CA9221316 2- No strata titling permitted 3- No Bar sink proposed 4- A/C unit proposed in rear yard 5- Schedule B: Antony Wang P.Eng (604.618.6236) Structural & Geotechnical 6- HPO: Residential Builder - BRB West Coast Construction Ltd. Building 2 #3-3808 W 17th Av - Laneway House Address and suite number assigned as per approved plans for Fire and Emergency response. The address number is to be posted to the building to be visible from the street and the suite number is to be posted at the suite entry in accordance with the Building By-law prior to final inspection. ******THIS PERMIT HAS BEEN ISSUED UNDER THE REQUIREMENTS OF VBBL #12511 (2019)****** | Vanflow Electrical Ltd
EP-2023-05797 | 2023-06-28 | 3808 W 17TH AVENUE #3, Vancouver, BC | Electrical Permit | Residential | New | Issued | Installation / Repair - Residential - Low voltage data, tel, tv, camera and alarm finish. >BP: To construct a 2 storey laneway house building ($160,750.00) with an open parking pad, providing 1 parking space, having vehicular access from the lane. Note: This is a 1 ½ storey building pursuant to the Zoning & Development By-law 1- Covenant registered at the Land Title Office under CA9221316 2- No strata titling permitted 3- No Bar sink proposed 4- A/C unit proposed in rear yard 5- Schedule B: Antony Wang P.Eng (604.618.6236) Structural & Geotechnical 6- HPO: Residential Builder - BRB West Coast Construction Ltd. ******THIS PERMIT HAS BEEN ISSUED UNDER THE REQUIREMENTS OF VBBL #12511 (2019)****** | SHS Alarm BC Ltd
SP-2023-00546 | 2023-03-30 | 3808 W 17TH AVENUE #3, Vancouver, BC | Sprinkler Permit | Residential | New | Issued | Residential - new laneway house >BP: o construct a 2 storey laneway house building with an open parking pad, providing 1 parking space, having vehicular access from the lane. Note: This is a 1 ½ storey building pursuant to the Zoning & Development By-law 1- Covenant registered at the Land Title Office under CA9221316 2- No strata titling permitted 3- No Bar sink proposed 4- A/C unit proposed in rear yard 5- Schedule B: Antony Wang P.Eng (604.618.6236) Structural & Geotechnical 6- HPO: Residential Builder - BRB West Coast Construction Ltd. | Yu Fire Protection Inc.
PP-2023-00329 | 2023-02-01 | 3808 W 17TH AVENUE #3, Vancouver, BC | Plumbing Permit | Residential | New | Issued | Residential - PLUMBING for new LWH >BP: To construct a 2 storey laneway house building ($160,750.00) with an open parking pad, providing 1 parking space, having vehicular access from the lane. Note: This is a 1 ½ storey building pursuant to the Zoning & Development By-law 1- Covenant registered at the Land Title Office under CA9221316 2- No strata titling permitted 3- No Bar sink proposed 4- A/C unit proposed in rear yard 5- Schedule B: Antony Wang P.Eng (604.618.6236) Structural & Geotechnical 6- HPO: Residential Builder - BRB West Coast Construction Ltd. ******THIS PERMIT HAS BEEN ISSUED UNDER THE REQUIREMENTS OF VBBL #12511 (2019)****** | Evergreen Plumbing & Heating Ltd
NULL | NULL | 3808 W 17TH AVENUE #3, Vancouver, BC | Plumbing Permit | Residential | New | Draft | Residential - Plumbing | Evergreen Plumbing & Heating Ltd
PP-2023-00328 | 2023-02-01 | 3321 HIGHBURY STREET, Vancouver, BC | Plumbing Permit | Residential | New | Issued | Residential - plumbing for new LWH. >BP: To construct a 2 storey laneway house building ($160,750.00) The entire building to be sprinklered to NFPA 13D. NOTE: To achieve the required FSR a floor space exclusion of 3% has been applied to this application as per section 11.17.24(d) of the district schedule, to accommodate improved building performance. 1. No Strata Titling permitted 2. No A/C unit proposed 3. Schedule B Antony Wang P.Eng (604-618-6236) Structural & Geotechnical 4. BC Housing: BRB West Coast Construction Note: Parking for the site has been provided under DB (construction of LWH) Note: This is a 1 1/2 storey building pursuant to the Zoning & Development By-law ******THIS PERMIT HAS BEEN ISSUED UNDER THE REQUIREMENTS OF VBBL 2019****** | Evergreen Plumbing & Heating Ltd
SP-2023-00542 | 2023-03-30 | 3321 HIGHBURY STREET, Vancouver, BC | Sprinkler Permit | Residential | New | Issued | Residential - LWH - new laneway house >DB: To construct a 2 storey laneway house building The entire building to be sprinklered to NFPA 13D. 1. No Strata Titling permitted 2. No A/C unit proposed | Yu Fire Protection Inc.
EP-2023-05796 | 2023-06-28 | 3321 HIGHBURY STREET, Vancouver, BC | Electrical Permit | Residential | New | Issued | Installation / Repair - Residential - Low voltage data, tel, tv, camera and alarm finish. >BP: To construct a 2 storey laneway house building ($160,750.00) The entire building to be sprinklered to NFPA 13D. NOTE: To achieve the required FSR a floor space exclusion of 3% has been applied to this application as per section 11.17.24(d) of the district schedule, to accommodate improved building performance. 1. No Strata Titling permitted 2. No A/C unit proposed 3. Schedule B Antony Wang P.Eng (604-618-6236) Structural & Geotechnical 4. BC Housing: BRB West Coast Construction Note: Parking for the site has been provided under DB (construction of LWH) Note: This is a 1 1/2 storey building pursuant to the Zoning & Development By-law ******THIS PERMIT HAS BEEN ISSUED UNDER THE REQUIREMENTS OF VBBL 2019****** | SHS Alarm BC Ltd
EP-2022-04223 | 2022-05-30 | 3321 HIGHBURY STREET, Vancouver, BC | Electrical Permit | Residential | New | Issued | Installation / Repair - Residential - laneway house wiring >BP: To construct a 2 storey laneway house building ($160,750.00) The entire building to be sprinklered to NFPA 13D. NOTE: To achieve the required FSR a floor space exclusion of 3% has been applied to this application as per section 11.17.24(d) of the district schedule, to accommodate improved building performance. 1. No Strata Titling permitted 2. No A/C unit proposed 3. Schedule B Antony Wang P.Eng (604-618-6236) Structural & Geotechnical 4. BC Housing: BRB West Coast Construction Note: Parking for the site has been provided under DB (construction of LWH) Note: This is a 1 1/2 storey building pursuant to the Zoning & Development By-law ******THIS PERMIT HAS BEEN ISSUED UNDER THE REQUIREMENTS OF VBBL 2019****** | Vanflow Electrical Ltd
EP-2022-04025 | 2022-05-20 | 3804 W 17TH AVENUE, Vancouver, BC V6S 1A4 | Electrical Permit | Residential | New | Issued | Installation / Repair - Residential - wiring throughout the whole house (not including extra low voltage) >BP: 1 FD (lot 1) To construct a 2 storey with Cellar/ Basement one-family dwelling ($717,250.00). The entire building to be sprinklered to NFPA 13D. NOTE: To achieve the required FSR a floor space exclusion of 2% has been applied to this application as per section 10.11.1 of the district schedule, to accommodate improved building performance. 1. A/C unit proposed at rear yard and upper floor 2. Bar sink located in basement 3. Schedule B Antony Wang P.Eng (604-618-6236) Structural & Geotechnical 4. BC Housing: BRB West Coast Construction Note: This is a 2 storey building pursuant to the Zoning and Development By-Law ******THIS PERMIT HAS BEEN ISSUED UNDER THE REQUIREMENTS OF VBBL 2019****** | Vanflow Electrical Ltd
PP-2022-01369 | 2022-04-22 | 3804 W 17TH AVENUE, Vancouver, BC V6S 1A4 | Plumbing Permit | Residential | New | Issued | Residential - Install 1 outside sump, no pump | Canadian Excavating Ltd
MP-2023-01054 | 2023-06-08 | 3804 W 17TH AVENUE, Vancouver, BC V6S 1A4 | Mechanical Permit | NULL | NULL | Issued | NULL | Lumi HVAC Ltd
EP-2023-04728 | 2023-05-30 | 3804 W 17TH AVENUE, Vancouver, BC V6S 1A4 | Electrical Permit | Residential | New | Issued | Installation / Repair - Residential - Low voltage rough in: Data, Tel, TV, CCTV, intercom, audio and alarm finishing. >BP: 1 FD (lot 1) To construct a 2 storey with Cellar/ Basement one-family dwelling | SHS Alarm BC Ltd
GP-2023-01503 | 2023-05-09 | 3804 W 17TH AVENUE, Vancouver, BC V6S 1A4 | Gas Permit | Residential | New | Issued | Residential - 1 Fireplace >BP: To construct a 2 storey with Cellar/ Basement one-family dwelling | Canadian Fireplace Ltd
SP-2023-00543 | 2023-04-03 | 3804 W 17TH AVENUE, Vancouver, BC V6S 1A4 | Sprinkler Permit | Residential | New | Issued | Residential - 1FD - new single house >DB: To construct a 2 storey with Cellar/ Basement one-family dwelling. The entire building to be sprinklered to NFPA 13D. 1. A/C unit proposed at rear yard and upper floor 2. Bar sink located in basement | Yu Fire Protection Inc.
GP-2023-01238 | 2023-04-17 | 3804 W 17TH AVENUE, Vancouver, BC V6S 1A4 | Gas Permit | Residential | New | Issued | Residential - 2 Fireplaces, 1 Range, 1 Boiler & 1 BBQ >BP: To construct a 2 storey with Cellar/ Basement one-family dwelling | B S & Sons Gas, Heating And Plumbing Ltd
EP-2023-03526 | 2023-04-24 | 3804 W 17TH AVENUE, Vancouver, BC V6S 1A4 | Electrical Permit | Residential | New | Issued | Temporary Power - Residential - To provide temporary power. Renewal of EP-2022-03240 Valid: Apr 22, 2023 to Apr 21, 2024 | Vanflow Electrical Ltd
PP-2022-02993 | 2022-08-29 | 3804 W 17TH AVENUE, Vancouver, BC V6S 1A4 | Plumbing Permit | Residential | New | Issued | Residential - 1FD - plumbing To construct a 2 storey with Cellar/ Basement one-family dwelling. The entire building to be sprinklered to NFPA 13D. NOTE: To achieve the required FSR a floor space exclusion of 2% has been applied to this application as per section 10.11.1 of the district schedule, to accommodate improved building performance. 1. A/C unit proposed at rear yard and upper floor 2. Bar sink located in basement | Evergreen Plumbing & Heating Ltd
NULL | NULL | 3804 W 17TH AVENUE, Vancouver, BC V6S 1A4 | Plumbing Permit | Residential | New | Draft | Residential - plumbing | NULL
MP-2022-00619 | 2022-11-27 | 3804 W 17TH AVENUE, Vancouver, BC V6S 1A4 | Mechanical Permit | NULL | NULL | Issued | NULL | Evergreen Plumbing & Heating Ltd
PP-2023-01329 | 2023-04-17 | 4188 YEW STREET, Vancouver, BC | Plumbing Permit | Commercial | New | Completed | Commercial - Installation of (2) DCVA and (1) RPBA as per Cross connection Control Inspector | Citywide Plumbing, Heating & Drain Cleaning Ltd
EP-2023-03906 | 2023-05-05 | 4188 YEW STREET, Vancouver, BC | Electrical Permit | Commercial | NULL | Issued | Annual / Operating - Annual Operating permit Maintenance Renewal of EP-2022-04219 Valid from Feb 26, 2023 to Feb 25, 2024 | INT Electrical Ltd
EP-2023-04023 | 2023-05-09 | 4288 YEW STREET, Vancouver, BC | Electrical Permit | Commercial | NULL | Issued | Annual / Operating - Annual/Operating Maintenance Renewal of EP-2022-04220 Valid: May 20, 2023 to May 19, 2024 | INT Electrical Ltd
EP-2022-04220 | 2022-05-20 | 4288 YEW STREET, Vancouver, BC | Electrical Permit | Commercial | NULL | Expired | Annual / Operating - Annual/Operating Maintenance | INT Electrical Ltd
PP-2023-02549 | 2023-07-18 | 6779 LANCASTER STREET #3, Vancouver, BC V5S 3A9 | Plumbing Permit | Residential | New | Issued | Residential - LWH - #3 - Customer is building a Laneway House. We are providing plumbing for 2- washrooms, 1-Kitchen, 1-Laundry as well as sump pumps for a storm and sanitary system. >DB: To construct a 1 storey laneway house building with 1 open parking pad, providing a total of 1 parking spaces, having vehicular access from the 20' Lane. 1. Covenant registered at the Land Title Office under CA9161010 2. No Strata Titling permitted 3. No A/C Unit proposed **THIS PERMIT HAS BEEN ISSUED UNDER THE REQUIREMENTS OF VBBL #12511 (2019) ** | Westcoast Waterworks Co Inc.
EP-2023-06804 | 2023-08-15 | 6779 LANCASTER STREET #3, Vancouver, BC V5S 3A9 | Electrical Permit | Residential | New | Issued | Installation / Repair - Residential - A laneway home will be built on a property with an existing main house consisting of a secondary suite. The new 200 amp service will be for 2 meters, one for the laneway and one for the existing house. >BP: To construct a 1 storey laneway house building ($185,212) with 1 open parking pad, providing a total of 1 parking spaces, having vehicular access from the 20' Lane. 1. Covenant registered at the Land Title Office under CA9161010 2. No Strata Titling permitted 3. No A/C Unit proposed 4. Schedule B: (ZHANCHAO ZHAO) P.Eng (604.526.1305) Structural 5. Schedule B: (ZHANCHAO ZHAO) P.Eng (604.526.1305) Geotechnical 6. HPO: Residential Builder- (CONQUEST ENTERPRISES INC.) *EXISTING HOUSE* Note: Bldg 1 (principal bldg) addressed #1-6779 Lancaster St retained on site. **THIS PERMIT HAS BEEN ISSUED UNDER THE REQUIREMENTS OF VBBL #12511 (2019) ** | NORTHERN LIGHTS ELECTRIC LTD
PP-2023-02623 | 2023-07-24 | 6779 LANCASTER STREET #3, Vancouver, BC V5S 3A9 | Plumbing Permit | Residential | New | Issued | Residential - Install two outside sumps, both with pump NOTE: Engineering Assurance letter will be submitted to the Plumbing Inspector on the site. Letter shall conform to the requirements of Vancouver Bulletin 2000-008-EL/PL. | CANTON EXCAVATING LTD.
SP-2023-01744 | 2023-09-22 | 6779 LANCASTER STREET #3, Vancouver, BC V5S 3A9 | Sprinkler Permit | Residential | New | Issued | Residential - Laneway House >BP: To construct a 1 storey laneway house building with 1 open parking pad, providing a total of 1 parking spaces, having vehicular access from the 20' Lane. 1. Covenant registered at the Land Title Office under CA9161010 2. No Strata Titling permitted 3. No A/C Unit proposed 4. Schedule B: (ZHANCHAO ZHAO) P.Eng (604.526.1305) Structural 5. Schedule B: (ZHANCHAO ZHAO) P.Eng (604.526.1305) Geotechnical 6. HPO: Residential Builder- (CONQUEST ENTERPRISES INC.) | Mountain Fire Protection Ltd
NULL | NULL | 6779 LANCASTER STREET #3, Vancouver, BC V5S 3A9 | Sprinkler Permit | NULL | NULL | Draft | Residential - New Laneway house | Mountain Fire Protection Ltd
EP-2023-08887 | 2023-10-03 | 6779 LANCASTER STREET #3, Vancouver, BC V5S 3A9 | Electrical Permit | Residential | New | Issued | Installation / Repair - Residential - Installation of Low Voltage Rough-In and Completion of Security Alarm, Tel, data, Cable. >BP: To construct a 1 storey laneway house building ($185,212) with 1 open parking pad, providing a total of 1 parking spaces, having vehicular access from the 20' Lane. 1. Covenant registered at the Land Title Office under CA9161010 2. No Strata Titling permitted 3. No A/C Unit proposed 4. Schedule B: (ZHANCHAO ZHAO) P.Eng (604.526.1305) Structural 5. Schedule B: (ZHANCHAO ZHAO) P.Eng (604.526.1305) Geotechnical 6. HPO: Residential Builder- (CONQUEST ENTERPRISES INC.) NOTE: To achieve the required FSR. A floor space exclusion of 3% has been applied to this application as per section 11.24.18 of the district schedule, to accommodate improved building performance. **THIS PERMIT HAS BEEN ISSUED UNDER THE REQUIREMENTS OF VBBL #12511 (2019) ** | Infinitech Security & Integration Inc.
SP-2023-00446 | 2023-05-09 | 2415 KINGSWAY, Vancouver, BC V5R 5G8 | Sprinkler Permit | Commercial | Tenant Improvement | Completed | Commercial - For sprinkler system alterations to the 2019 VBBL and NFPA 13, 2013 for the tenant improvements to provide interior alterations for a first TI on the first floor (2415 Kingsway) and change of use from Retail Shell to Health Care Office at this existing mixed use building on the site. No exterior alterations proposed. Engineer of Record: Farzad Hemmati 604-649-4574 farzadh@bmactc.com | Brent C Williams
PP-2023-00372 | 2023-02-06 | 2415 KINGSWAY, Vancouver, BC V5R 5G8 | Plumbing Permit | Commercial | New | Completed | Commercial - Commercial TI plumbing for new eyecare Centre >DB: Interior alterations for a First Tenant Improvement on the first floor (2415 Kingsway) and change of use from Retail Shell to Health Care Office at this existing mixed use building on the site. No exterior alterations proposed. | SYNC MECHANICAL LTD
EP-2022-01308 | NULL | 2415 KINGSWAY, Vancouver, BC V5R 5G8 | Electrical Permit | Commercial | Tenant Improvement | Withdrawn | Installation / Repair - Commercial - Connection of hvac equipment | CROWN ELECTRICAL CONTRACTOR LTD
NULL | NULL | 4520 RUPERT STREET, Vancouver, BC | Gas Permit | Commercial | New | Draft | Commercial - Gas Installation & piping | AAA PLUMBING & HEATING LTD
PP-2022-00666 | 2022-03-03 | 1835 E 50TH AVENUE #3, Vancouver, BC V5P 1V1 | Plumbing Permit | Residential | New | Completed | Residential - LWH - #3 - Plumbing for laneway house To construct a 2 storey laneway house building with an attached garage and 1 open parking pad, providing a total of 3 parking spaces, having vehicular access from the 20' Lane. Note: This is a 1 ½ storey building pursuant to the Zoning & Development By-law. 1. Covenant registered at the Land Title Office under CA9252837 2. No Strata Titling permitted 3. No A/C Unit proposed for the Laneway House. | Maple Leaf Plumbing and Heating Ltd
EP-2022-04044 | 2022-05-19 | 1835 E 50TH AVENUE #3, Vancouver, BC V5P 1V1 | Electrical Permit | Residential | New | Completed | Installation / Repair - Residential - Electrical wiring for: > BP: To construct a 2 storey laneway house building ($224,750) with an attached garage and 1 open parking pad, providing a total of 3 parking spaces, having vehicular access from the 20' Lane. Amend: June 2, 2022 Amend to show 200 amp main service is being installed >>>>> Amend: June 14th -Resubmitting load cal to show correct sub panel sizes | C G Electrical Contractors Ltd
EP-2022-03757 | 2022-05-09 | 1835 E 50TH AVENUE #3, Vancouver, BC V5P 1V1 | Electrical Permit | Residential | New | Completed | Installation / Repair - Residential - LWH - #3 - rough wiring of security alarm, tv, telephone, and completion of security alarm To construct a 2 storey laneway house building with an attached garage and 1 open parking pad, providing a total of 3 parking spaces, having vehicular access from the 20' Lane. Note: This is a 1 ½ storey building pursuant to the Zoning & Development By-law. 1. Covenant registered at the Land Title Office under CA9252837 2. No Strata Titling permitted 3. No A/C Unit proposed for the Laneway House. | Supersonic Security System Inc.
SP-2022-00494 | 2022-04-06 | 1835 E 50TH AVENUE #3, Vancouver, BC V5P 1V1 | Sprinkler Permit | Residential | New | Completed | Residential - New sprinkler system >BP: Note: The entire building, INCLUDING THE ATTACHED GARAGE, is to be sprinklered to NFPA 13 R per 3.2.5.12.(3)(d) To construct a 2 storey laneway house building ($224,750) with an attached garage and 1 open parking pad, providing a total of 3 parking spaces, having vehicular access from the 20' Lane. Note: This is a 1 ½ storey building pursuant to the Zoning & Development By-law. 1. Covenant registered at the Land Title Office under CA9252837 2. No Strata Titling permitted 3. No A/C Unit proposed for the Laneway House. 4. Schedule B: (ALAN PRAHALAD) P.Eng (604-831-1431) Structural & Geotechnical 5. HPO: Residential Builder- (KANECH DEVELOPMENT LTD) NOTE: To achieve the required FSR. A floor space exclusion of 3% has been applied to this application as per section 11.24.18 of the district schedule, to accommodate improved building performance. Address Information: Building 1 #1-1835 E 50th Av - One Family Dwelling (1st & 2nd floor, east portion of basement) #2-1835 E 50th Av - Secondary Suite (west portion of basement) Building 2 #3-1835 E 50th Av - Laneway House (1.5 storey) Address and suite number assigned as per approved plans for Fire and Emergency response. The address number is to be posted to the building to be visible from the street and the suite number is to be posted at the suite entry in accordance with the Building By-law prior to final inspection. NOTE: Information regarding the principal building on the survey and site plan is for reference only. Any discrepancy between information regarding the principal building on the survey and/or site plan and approved permit drawings for the principal building are neither approved nor authorized under this laneway house permit. *NEW HOUSE* Note: See DB-2021-03884 for Bldg 1 on site (principal bldg) addressed #1-1835 E 50th Av. **THIS PERMIT HAS BEEN ISSUED UNDER THE REQUIREMENTS OF VBBL #12511 (2019) ** | Haven Fire Protection Ltd
EP-2022-02534 | 2022-05-09 | 527 E 28TH AVENUE #3, Vancouver, BC V5V 2N4 | Electrical Permit | Residential | New | Completed | Installation / Repair - Residential - Rough Wire, Service, and Finishing to me completed. HOUSE BREAKER 125A LANEWAY BREAKER 100A MAIN SERVICE 200A >BP:To construct a 1 storey laneway house building ($180,000) with an attached garage and 1 open parking pad, providing a total of 2 parking spaces, having vehicular access from the 20' Lane. Note: This is a 1 ½ storey building pursuant to the Zoning & Development By-law. 1- Covenant registered at the Land Title Office under CA9174718 2- No A/C unit proposed 3- Schedule B: Alan Prahalad P.Eng (604-831-1431) Structural & Geotechnical 4- Schedule B: Tong Ngo P. Eng (604) 372-2120 Architectural GlassGuard 5- HPO: Residential Builder - Mercia Construction Ltd #32192 Building 2 #3-527 E 28th Av - Laneway House Address number assigned as per approved plans for Fire and Emergency response. The address number is to be posted and to the building and to be visible from the street in accordance with the Building By-law prior to final inspection. ****ALL PROJECT COORINATOR NOTES HAS BEEN ACCEPTED BY THE APPLICANT**** ******THIS PERMIT HAS BEEN ISSUED UNDER THE REQUIREMENTS OF VBBL #12511 (2019)****** | Bassi Electrical Ltd
EP-2023-09973 | 2023-11-27 | 527 E 28TH AVENUE #3, Vancouver, BC V5V 2N4 | Electrical Permit | Residential | New | Completed | Installation / Repair - Residential - ¦ #3LWH- SOLAR ¦ Solar Installation >BP: To construct a 1 storey laneway house building ($180,000) with an attached garage and 1 open parking pad, providing a total of 2 parking spaces, having vehicular access from the 20' Lane. Note: This is a 1 ½ storey building pursuant to the Zoning & Development By-law. 1- Covenant registered at the Land Title Office under CA9174718 2- No A/C unit proposed 3- Schedule B: Alan Prahalad P.Eng (604-831-1431) Structural & Geotechnical 4- Schedule B: Tong Ngo P. Eng (604) 372-2120 Architectural GlassGuard 5. Schedule B P.Eng. Jason Hui (778-319-3403) Structural Solar Photovoltaic panels 6- HPO: Residential Builder - Mercia Construction Ltd #32192 ** Solar Photovoltaic panels added to roof. ****ALL PROJECT COORINATOR NOTES HAS BEEN ACCEPTED BY THE APPLICANT**** ******THIS PERMIT HAS BEEN ISSUED UNDER THE REQUIREMENTS OF VBBL #12511 (2019)****** | Livewire Energy Services Ltd.
EP-2023-02461 | 2023-03-24 | 527 E 28TH AVENUE #3, Vancouver, BC V5V 2N4 | Electrical Permit | Residential | New | Completed | Installation / Repair - Residential - Data, TV >BP: To construct a 1 storey laneway house building ($180,000) with an attached garage and 1 open parking pad, providing a total of 2 parking spaces, having vehicular access from the 20' Lane. Note: This is a 1 ½ storey building pursuant to the Zoning & Development By-law. 1- Covenant registered at the Land Title Office under CA9174718 2- No A/C unit proposed 3- Schedule B: Alan Prahalad P.Eng (604-831-1431) Structural & Geotechnical 4- Schedule B: Tong Ngo P. Eng (604) 372-2120 Architectural GlassGuard 5- HPO: Residential Builder - Mercia Construction Ltd #32192 ****ALL PROJECT COORINATOR NOTES HAS BEEN ACCEPTED BY THE APPLICANT**** ******THIS PERMIT HAS BEEN ISSUED UNDER THE REQUIREMENTS OF VBBL #12511 (2019)****** | Vantech Communications Ltd.
SP-2023-00063 | 2023-01-13 | 527 E 28TH AVENUE #3, Vancouver, BC V5V 2N4 | Sprinkler Permit | Residential | New | Completed | Residential - To Install 9 sprinkler heads >BP: To construct a 1 story laneway house building with an attached garage and 1 open parking pad, providing a total of 2 parking spaces, having vehicular access from the 20' Lane. Note: This is a 1 ½ storey building pursuant to the Zoning & Development By-law. 1- Covenant registered at the Land Title Office under CA9174718 2- No A/C unit proposed 3- Schedule B: Alan Prahalad P.Eng (604-831-1431) Structural & Geotechnical 4- Schedule B: Tong Ngo P. Eng (604) 372-2120 Architectural GlassGuard 5- HPO: Residential Builder - Mercia Construction Ltd #32192 | General Sprinkler Systems Ltd
PP-2022-03538 | 2022-10-05 | 527 E 28TH AVENUE #3, Vancouver, BC V5V 2N4 | Plumbing Permit | Residential | New | Completed | Residential - New Plumbing for: >BP: To construct a 1 storey laneway house building ($180,000) with an attached garage and 1 open parking pad, providing a total of 2 parking spaces, having vehicular access from the 20' Lane. | ASPRA PLUMBING & HEATING LTD.
EP-2022-05600 | 2022-07-01 | 527 E 28TH AVENUE #3, Vancouver, BC V5V 2N4 | Electrical Permit | Residential | New | Expired | Temporary Power - Residential - To provide temporary power. | Bassi Electrical Ltd
SP-2022-01065 | 2022-06-30 | 4859 PRINCE EDWARD STREET #3, Vancouver, BC V5V 3Z1 | Sprinkler Permit | Residential | New | Completed | Residential - new fire sprinkler system >BP: To construct a 2 storey laneway house building ($221,250) with an attached garage and 1 open parking pad, providing a total of 2 parking spaces, having vehicular access from the lane. Note: This is a 1 ½ storey building pursuant to the Zoning & Development By-law 1. Covenant registered at the Land Title Office under CA7739437 2. No Strata Titling permitted 3. No A/C unit proposed 4. Schedule B: Henry S N Hsu P.Eng (604-322-7158) Structural & Geotechnical 5. HPO: Residential Builder - Niebuhr Construction 6. The Entire Building - NFPA-13R ******THIS PERMIT HAS BEEN ISSUED UNDER THE REQUIREMENTS OF VBBL #12511 >>>>>>>>>>>>>>>> Amend: Aug. 16th -The Building project description has been changed to NPFA 13D for this project BP: REVISED DESCRIPTION: 6. Rev#1: The Entire Building including the attached garage to be sprinklered to NFPA-13D as per VBBL 3.2.5.12.(3)(d). | Mainland Fire Protection Ltd
EP-2022-07350 | 2022-08-31 | 4859 PRINCE EDWARD STREET #3, Vancouver, BC V5V 3Z1 | Electrical Permit | Residential | New | Completed | Installation / Repair - Residential - LWH - #3 - Alarm, tel, tv, network. COMPLETE SECURITY ALARM SYSTEM >DB: To construct a 2 storey laneway house building with an attached garage and 1 open parking pad, providing a total of 2 parking spaces, having vehicular access from the lane. Note: This is a 1 ½ storey building pursuant to the Zoning & Development By-law 1. Covenant registered at the Land Title Office under CA7739437 2. No Strata Titling permitted 3. Rev#1: 1 A/C unit proposed in rear yard, 1 Emergency generator proposed in rear yard | Best Built-In Centre Ltd
PP-2022-01874 | 2022-06-02 | 4859 PRINCE EDWARD STREET #3, Vancouver, BC V5V 3Z1 | Plumbing Permit | Residential | New | Completed | Residential - supply and install dwv, water piping, sanitary sump and all fixtures in lane way house ** Amend 10/13/2022** add one internal rwl from top roof To construct a 2 storey laneway house building with an attached garage and 1 open parking pad, providing a total of 2 parking spaces, having vehicular access from the lane. 1. Covenant registered at the Land Title Office under CA7739437 2. No Strata Titling permitted 3. No A/C unit proposed 4. Schedule B: Henry S N Hsu P.Eng (604-322-7158) Structural & Geotechnical 5. HPO: Residential Builder - Niebuhr Construction 6. The Entire Building - NFPA-13R | J&L Enterprises Ltd.
EP-2022-01283 | 2022-07-07 | 4859 PRINCE EDWARD STREET #3, Vancouver, BC V5V 3Z1 | Electrical Permit | Residential | New | Completed | Installation / Repair - Residential - Wiring of a Laneway and the attached single car garage >BP: To construct a 2 storey laneway house building ($221,250) with an attached garage and 1 open parking pad, providing a total of 2 parking spaces, having vehicular access from the lane. Note: This is a 1 ½ storey building pursuant to the Zoning & Development By-law 1. Covenant registered at the Land Title Office under CA7739437 2. No Strata Titling permitted 3. No A/C unit proposed 4. Schedule B: Henry S N Hsu P.Eng (604-322-7158) Structural & Geotechnical 5. HPO: Residential Builder - Niebuhr Construction 6. The Entire Building - NFPA-13R ******THIS PERMIT HAS BEEN ISSUED UNDER THE REQUIREMENTS OF VBBL #12511 | Kuban Electric Ltd
EP-2022-04974 | 2022-08-18 | 4573 W 16TH AVENUE #3, Vancouver, BC V6R 3E8 | Electrical Permit | Residential | New | Completed | Installation / Repair - Residential - Laneway house new construction wiring. Main Consumer's Service: 200A. 3 Electric Meters. Main House Service: 100A. Secondary Suite Service: 100A. LWH Service: 100A. >BP: To construct a 1 storey laneway house building ($161,137.50) with an attached garage and 1 open parking pad, providing a total of 2 parking spaces, having vehicular access from the 20' Lane. 1. Covenant registered at the Land Title Office under CA8983690 2. No Strata Titling permitted 3. No A/C Unit proposed 4. Schedule B: (Antony Wang) P.Eng (604.618.6236) Structural & Geotechnical 5. HPO: Residential Builder- 0949351 BC Ltd. NOTE: To achieve the required FSR. A floor space exclusion of 3% has been applied to this application as per section 11.24.18 of the district schedule, to accommodate improved building performance. Address Information: Principle Dwelling: #1-4573 W 16 Ave Secondary Suite: #2-4573 W 16 Ave Laneway home: #3-4573 W 16 Ave Address has been assigned per the approved plans as the fire/emergency access to the laneway house is from the East side. This access must be provided & maintained at 20' Lane at all times in accordance with the Building By-law. NOTE: Information regarding the principal building on the survey and site plan is for reference only. Any discrepancy between information regarding the principal building on the survey and/or site plan and approved permit drawings for the principal building are neither approved nor authorized under this laneway house permit. *NEW HOUSE* Note: See DB-2021-02130 for Bldg 1 on site (principal bldg) addressed #1-4573 W 16 Ave. **THIS PERMIT HAS BEEN ISSUED UNDER THE REQUIREMENTS OF VBBL #12511 (2019) ** ****ALL PROJECT COORNIDATOR NOTES HAS BEEN ACCEPTED BY THE APPLICANT**** | Gewang Electric Ltd
PP-2022-00910 | 2022-03-17 | 4573 W 16TH AVENUE #3, Vancouver, BC V6R 3E8 | Plumbing Permit | Residential | New | Completed | Residential - Install outside sump | Nihal Excavating & Landscaping Ltd
EP-2022-07157 | 2022-08-25 | 4573 W 16TH AVENUE #3, Vancouver, BC V6R 3E8 | Electrical Permit | Residential | New | Completed | Installation / Repair - Residential - Low Voltage: Alarm. telephone, cable and data >BP: To construct a 1 storey laneway house building ($161,137.50) with an attached garage and 1 open parking pad, providing a total of 2 parking spaces, having vehicular access from the 20' Lane. 1. Covenant registered at the Land Title Office under CA8983690 2. No Strata Titling permitted 3. No A/C Unit proposed 4. Schedule B: (Antony Wang) P.Eng (604.618.6236) Structural & Geotechnical 5. HPO: Residential Builder- 0949351 BC Ltd. NOTE: To achieve the required FSR. A floor space exclusion of 3% has been applied to this application as per section 11.24.18 of the district schedule, to accommodate improved building performance. Address Information: Principle Dwelling: #1-4573 W 16 Ave Secondary Suite: #2-4573 W 16 Ave Laneway home: #3-4573 W 16 Ave Address has been assigned per the approved plans as the fire/emergency access to the laneway house is from the East side. This access must be provided & maintained at 20' Lane at all times in accordance with the Building By-law. NOTE: Information regarding the principal building on the survey and site plan is for reference only. Any discrepancy between information regarding the principal building on the survey and/or site plan and approved permit drawings for the principal building are neither approved nor authorized under this laneway house permit. *NEW HOUSE* Note: See DB-2021-02130 for Bldg 1 on site (principal bldg) addressed #1-4573 W 16 Ave. **THIS PERMIT HAS BEEN ISSUED UNDER THE REQUIREMENTS OF VBBL #12511 (2019) ** | Sally De la Cruz Rajah
GP-2022-02491 | 2022-08-23 | 4573 W 16TH AVENUE #3, Vancouver, BC V6R 3E8 | Gas Permit | Residential | New | Completed | Residential - This is a new laneway house with 1 fixture >BP:To construct a 1 storey laneway house building ($161,137.50) with an attached garage and 1 open parking pad, providing a total of 2 parking spaces, having vehicular access from the 20' Lane. | AKAL Plumbing & Heating Ltd
SP-2022-01128 | 2022-07-15 | 4573 W 16TH AVENUE #3, Vancouver, BC V6R 3E8 | Sprinkler Permit | Residential | New | Completed | Residential - NEW HOME >To construct a 1 storey laneway house building ($161,137.50) with an attached garage and 1 open parking pad, providing a total of 2 parking spaces, having vehicular access from the 20' Lane. 1. Covenant registered at the Land Title Office under CA8983690 2. No Strata Titling permitted 3. No A/C Unit proposed 4. Schedule B: (Antony Wang) P.Eng (604.618.6236) Structural & Geotechnical 5. HPO: Residential Builder- 0949351 BC Ltd. NOTE: To achieve the required FSR. A floor space exclusion of 3% has been applied to this application as per section 11.24.18 of the district schedule, to accommodate improved building performance. Address Information: Principle Dwelling: #1-4573 W 16 Ave Secondary Suite: #2-4573 W 16 Ave Laneway home: #3-4573 W 16 Ave Address has been assigned per the approved plans as the fire/emergency access to the laneway house is from the East side. This access must be provided & maintained at 20' Lane at all times in accordance with the Building By-law. NOTE: Information regarding the principal building on the survey and site plan is for reference only. Any discrepancy between information regarding the principal building on the survey and/or site plan and approved permit drawings for the principal building are neither approved nor authorized under this laneway house permit. *NEW HOUSE* Note: See DB-2021-02130 for Bldg 1 on site (principal bldg) addressed #1-4573 W 16 Ave. **THIS PERMIT HAS BEEN ISSUED UNDER THE REQUIREMENTS OF VBBL #12511 (2019) ** ****ALL PROJECT COORNIDATOR NOTES HAS BEEN ACCEPTED BY THE APPLICANT**** | SBMS Construction Ltd
PP-2022-02096 | 2022-06-16 | 4573 W 16TH AVENUE #3, Vancouver, BC V6R 3E8 | Plumbing Permit | Residential | New | Completed | Residential - This is new laneway house with 9 fixtures. >BP: To construct a 1 storey laneway house building ($161,137.50) with an attached garage and 1 open parking pad, providing a total of 2 parking spaces, having vehicular access from the 20' Lane. 1. Covenant registered at the Land Title Office under CA8983690 2. No Strata Titling permitted 3. No A/C Unit proposed 4. Schedule B: (Antony Wang) P.Eng (604.618.6236) Structural & Geotechnical 5. HPO: Residential Builder- 0949351 BC Ltd. | AKAL Plumbing & Heating Ltd
MP-2022-00241 | 2022-09-20 | 4631 ROSS STREET, Vancouver, BC | Mechanical Permit | NULL | NULL | Completed | NULL | Apple Mechanical Ltd
EP-2022-02051 | 2022-03-21 | 2325 UPLAND DRIVE #3, Vancouver, BC V5S 2B4 | Electrical Permit | Residential | New | Completed | Installation / Repair - Residential - New construction laneway Upgrade existing service to 200A duplex meter base 125A - Laneway main switch 125A - Main house switch Electrical rough-wire and finishing Underground tek Electrical low voltage rough-wire only EVC >BP: To construct a 2 storey laneway house building ($220,750) with an open parking pad, providing 1 parking space, having vehicular access from the lane. Note: This is a 1 ½ storey building pursuant to the Zoning & Development By-law. Note: Bldg 1 (principal bldg) addressed #1-2325 Upland Dr. retained on site. 1. A/C unit proposed - exterior portion in rear yard; interior portion on main floor 2. Schedule B: SHAMBHU N BISWAS - 604-250-8666 Structural & Geotechnical 3. HPO: Residential Builder - Py Chue Construction Ltd. Address number assigned as per approved plans for Fire and Emergency response. The address number is to be posted and to the building and to be visible from the street in accordance with the Building By-law prior to final inspection. ******THIS PERMIT HAS BEEN ISSUED UNDER THE REQUIREMENTS OF VBBL #12511 (2019)****** | AMTEK Electric Ltd
SP-2022-00279 | 2022-03-02 | 2325 UPLAND DRIVE #3, Vancouver, BC V5S 2B4 | Sprinkler Permit | Residential | New | Completed | Residential - Install sprinklers in lwh >To construct a 2 storey laneway house building ($220,750) with an open parking pad, providing 1 parking space, having vehicular access from the lane. Note: This is a 1 ½ storey building pursuant to the Zoning & Development By-law. Note: Bldg 1 (principal bldg) addressed #1-2325 Upland Dr. retained on site. 1. No A/C unit proposed 2. Schedule B: SHAMBHU N BISWAS - 604-250-8666 Structural & Geotechnical 3. HPO: Residential Builder - Py Chue Construction Ltd. Address number assigned as per approved plans for Fire and Emergency response. The address number is to be posted and to the building and to be visible from the street in accordance with the Building By-law prior to final inspection. ******THIS PERMIT HAS BEEN ISSUED UNDER THE REQUIREMENTS OF VBBL #12511 (2019)****** | Gold Key Fire Protection Ltd
GP-2022-00536 | 2022-02-18 | 2325 UPLAND DRIVE #3, Vancouver, BC V5S 2B4 | Gas Permit | Residential | New | Completed | Residential - to install 1 boiler To construct a 2 storey laneway house building with an open parking pad, providing 1 parking space, having vehicular access from the lane. Note: This is a 1 ½ storey building pursuant to the Zoning & Development By-law. 1. No A/C unit proposed 2. Schedule B: SHAMBHU N BISWAS - 604-250-8666 Structural & Geotechnical 3. HPO: Residential Builder - Py Chue Construction Ltd. | Symbolistic Heating Ltd
PP-2022-00166 | 2022-01-21 | 2325 UPLAND DRIVE #3, Vancouver, BC V5S 2B4 | Plumbing Permit | Residential | New | Completed | Residential - LWH - #3 - Work be done on JANUARY 20 To construct a 2 storey laneway house building with an open parking pad, providing 1 parking space, having vehicular access from the lane. Note: This is a 1 ½ storey building pursuant to the Zoning & Development By-law. Note: Bldg 1 (principal bldg) addressed #1-2325 Upland Dr. retained on site. 1. No A/C unit proposed | Blueline Refrigeration Ltd
SP-2022-01419 | 2022-09-02 | 66 E 59TH AVENUE #3, Vancouver, BC V5X 1X6 | Sprinkler Permit | Residential | New | Issued | Residential - Install sprinklers in lwh >BP: To construct a 2 storey laneway house building ($160,750.00) with an attached garage and 1 open parking pad, providing a total of 2 parking spaces, having vehicular access from the lane. Note: This is a 1 ½ storey building pursuant to the Zoning & Development By-law 1. Covenant registered at the Land Title Office under CA9256951 2. No Strata Titling permitted 3. No A/C unit proposed 4. Schedule B: Maninder Hundal, P.Eng. (604-825-4378) Structural; Tegbir Bajwa, P.Eng. (778-995-2404) Geotechnical 5. HPO: Residential Builder – Best Unique Homes Ltd. 6. The entire building, INCLUDING THE ATTACHED GARAGE (if applicable), to be sprinklered to NFPA 13R. Addressing Note: BUILDING 2 #3-66 E 59th Av - Laneway House (1.5 storey) Address and suite number assigned as per approved plans for Fire and Emergency response. The address number is to be posted to the building to be visible from the street and the suite number is to be posted at the suite entry in accordance with the Building By-law prior to final inspection. ******THIS PERMIT HAS BEEN ISSUED UNDER THE REQUIREMENTS OF VBBL #12511 (2019)****** | Gold Key Fire Protection Ltd
PP-2022-02321 | 2022-07-04 | 66 E 59TH AVENUE #3, Vancouver, BC V5X 1X6 | Plumbing Permit | Residential | New | Completed | Residential - Laneway House with 6 Fixtures >To construct a 2 storey laneway house building ($160,750.00) with an attached garage and 1 open parking pad, providing a total of 2 parking spaces, having vehicular access from the lane. Note: This is a 1 ½ storey building pursuant to the Zoning & Development By-law 1. Covenant registered at the Land Title Office under CA9256951 2. No Strata Titling permitted 3. No A/C unit proposed 4. Schedule B: Maninder Hundal, P.Eng. (604-825-4378) Structural; Tegbir Bajwa, P.Eng. (778-995-2404) Geotechnical 5. HPO: Residential Builder – Best Unique Homes Ltd. 6. The entire building, INCLUDING THE ATTACHED GARAGE (if applicable), to be sprinklered to NFPA 13R. Addressing Note: BUILDING 2 #3-66 E 59th Av - Laneway House (1.5 storey) Address and suite number assigned as per approved plans for Fire and Emergency response. The address number is to be posted to the building to be visible from the street and the suite number is to be posted at the suite entry in accordance with the Building By-law prior to final inspection. ******THIS PERMIT HAS BEEN ISSUED UNDER THE REQUIREMENTS OF VBBL #12511 (2019)****** | AKAL Plumbing & Heating Ltd
EP-2022-10114 | 2022-12-05 | 66 E 59TH AVENUE #3, Vancouver, BC V5X 1X6 | Electrical Permit | Residential | New | Issued | Installation / Repair - Residential - Laneway House Wiring Rough in and Finishing, New Service Installation. For Lane way 125 A Main Switch. Main Service being 200 A >DB: To construct a 2 storey laneway house building with an attached garage and 1 open parking pad, providing a total of 2 parking spaces, having vehicular access from the lane. Note: This is a 1 ½ storey building pursuant to the Zoning & Development By-law 1. Covenant registered at the Land Title Office under CA9256951 2. No Strata Titling permitted 3. No A/C unit proposed 6. The entire building, INCLUDING THE ATTACHED GARAGE (if applicable), to be sprinklered to NFPA 13R. | AMTEK Electric Ltd
EP-2023-00889 | 2023-02-02 | 66 E 59TH AVENUE #3, Vancouver, BC V5X 1X6 | Electrical Permit | Residential | New | Issued | Installation / Repair - Residential - Low voltage & security alarm finish >BP: To construct a 2 storey laneway house building ($160,750.00) with an attached garage and 1 open parking pad, providing a total of 2 parking spaces, having vehicular access from the lane. Note: This is a 1 ½ storey building pursuant to the Zoning & Development By-law 1. Covenant registered at the Land Title Office under CA9256951 2. No Strata Titling permitted 3. No A/C unit proposed 4. Schedule B: Maninder Hundal, P.Eng. (604-825-4378) Structural; Tegbir Bajwa, P.Eng. (778-995-2404) Geotechnical 5. HPO: Residential Builder – Best Unique Homes Ltd. 6. The entire building, INCLUDING THE ATTACHED GARAGE (if applicable), to be sprinklered to NFPA 13R. ******THIS PERMIT HAS BEEN ISSUED UNDER THE REQUIREMENTS OF VBBL #12511 (2019)****** | Xon Automation Ltd
EP-2023-00579 | 2023-01-25 | 1846 E 36TH AVENUE #3, Vancouver, BC V5P 1C8 | Electrical Permit | Residential | New | Completed | Installation / Repair - Residential - rough in and completion for alarm, data tel video >BP: To construct a 1 storey laneway house building ($139,355.00) with an open parking pad providing 1 parking space having vehicular access from the lane. 1. Covenant registered at the Land Title Office under CA9116158 2. No Strata Titling permitted 3. No A/C unit proposed 4. Schedule B Xue Li Chen P.Eng (778.235.5447) Structural & Geotechnical 5. BC Housing: Kentwood Homes Ltd. ******THIS PERMIT HAS BEEN ISSUED UNDER THE REQUIREMENTS OF VBBL 2019****** | Guardian Security Systems ltd
MP-2023-00267 | 2023-03-01 | 1846 E 36TH AVENUE #3, Vancouver, BC V5P 1C8 | Mechanical Permit | NULL | NULL | Completed | NULL | 365 Mechanical
NULL | NULL | 1846 E 36TH AVENUE #3, Vancouver, BC V5P 1C8 | Mechanical Permit | NULL | NULL | Draft | NULL | NULL
SP-2022-01758 | 2022-10-24 | 1846 E 36TH AVENUE #3, Vancouver, BC V5P 1C8 | Sprinkler Permit | Residential | New | Completed | Residential - New Sprinkler System for: >BP: To construct a 1 storey laneway house building ($139,355.00) with an open parking pad providing 1 parking space having vehicular access from the lane. 1. Covenant registered at the Land Title Office under CA9116158 2. No Strata Titling permitted 3. No A/C unit proposed 4. Schedule B Xue Li Chen P.Eng (778.235.5447) Structural & Geotechnical 5. BC Housing: Kentwood Homes Ltd. | Yu Fire Protection Inc.
PP-2022-04142 | 2022-11-17 | 1846 E 36TH AVENUE #3, Vancouver, BC V5P 1C8 | Plumbing Permit | Residential | New | Completed | Residential - plumbing >BP: To construct a 1 storey laneway house building ($139,355.00) with an open parking pad providing 1 parking space having vehicular access from the lane. 1. Covenant registered at the Land Title Office under CA9116158 2. No Strata Titling permitted 3. No A/C unit proposed 4. Schedule B Xue Li Chen P.Eng (778.235.5447) Structural & Geotechnical 5. BC Housing: Kentwood Homes Ltd. ******THIS PERMIT HAS BEEN ISSUED UNDER THE REQUIREMENTS OF VBBL 2019****** | Sukhvinder Singh
PP-2022-03504 | 2022-10-03 | 1846 E 36TH AVENUE #3, Vancouver, BC V5P 1C8 | Plumbing Permit | Residential | New | Completed | Residential - Sump to be installed out side lanway house | 4way Excavating & Drain Tile Ltd
EP-2022-08348 | 2022-10-04 | 1846 E 36TH AVENUE #3, Vancouver, BC V5P 1C8 | Electrical Permit | Residential | New | Completed | Installation / Repair - Residential - wiring for a new laneway house Main consumer's service 200A Laneway House service 150 Amp Main house service 125Amp >BP: To construct a 1 storey laneway house building ($139,355.00) with an open parking pad providing 1 parking space having vehicular access from the lane. 1. Covenant registered at the Land Title Office under CA9116158 2. No Strata Titling permitted 3. No A/C unit proposed 4. Schedule B Xue Li Chen P.Eng (778.235.5447) Structural & Geotechnical 5. BC Housing: Kentwood Homes Ltd. ******THIS PERMIT HAS BEEN ISSUED UNDER THE REQUIREMENTS OF VBBL 2019****** | Cong Electric Ltd
EP-2022-03139 | NULL | 3194 E 19TH AVENUE, Vancouver, BC | Electrical Permit | Residential | New | Cancelled | Installation / Repair - Residential - front and back unit | Jeff Electric Ltd
PP-2022-01018 | 2022-03-25 | 5757 CLARENDON STREET, Vancouver, BC | Plumbing Permit | Residential | New | Completed | Residential - 2FD+2SS - NORTH UNIT - 5755 CLARENDON ST - #1 & #2 SOUTH UNIT - 5757 CLARENDON ST - #1 & #2 Plumbing To construct a two-storey two-family dwelling with two secondary suites located in the basement, with a detached accessory building (garage) at the rear providing 2 parking spaces, and with an open parking pad, providing 1 parking space having vehicular access from the lane. Note: This is a 2 storey building pursuant to the Zoning and Development By-Law 1. No strata titling permitted 2. A/C units proposed at rear yard. 3. Bar sinks proposed in main floor. | Ghuman Mechanical Ltd
SP-2022-00730 | 2022-05-11 | 5757 CLARENDON STREET, Vancouver, BC | Sprinkler Permit | Residential | New | Completed | Residential - Sprinkler To construct a two-storey two-family dwelling with two secondary suites located in the basement, with a detached accessory building (garage) at the rear providing 2 parking spaces, and with an open parking pad, providing 1 parking space having vehicular access from the lane. Note: This is a 2 storey building pursuant to the Zoning and Development By-Law 1. No strata titling permitted 2. A/C units proposed at rear yard. 3. Bar sinks proposed in main floor. 4. Schedule B: Alan Prahalad P.Eng (604.831.1431)- Structural & Geotechnical 5. HPO: Residential Builder -Norfield Development Ltd | Ghuman Mechanical Ltd
NULL | NULL | 3580 E PENDER STREET, Vancouver, BC V5K 2E3 | Plumbing Permit | Residential | New | Draft | Residential - Front yard one sump And 2 sumps in the backyard. | Swift Site Services Ltd
EP-2022-02818 | 2022-04-07 | 4550 GOTHARD STREET #3, Vancouver, BC V5R 3K7 | Electrical Permit | Residential | New | Completed | Installation / Repair - Residential - tv,telephone,alarm prewire and complete >BP: To construct a 2 storey laneway house building ($151,265.00) with 1 open parking pad, providing having vehicular access from the 20' Lane. Note: This is a 1 ½ storey building pursuant to the Zoning & Development By-law. 1. Covenant registered at the Land Title Office under CA9046351 2. No Strata Titling permitted 3. No A/C Unit proposed 4. Schedule B: (Md. Shahidul Alam) P.Eng (604.653.7475) Structural & Geotechnical 5. HPO: Residential Builder- Trans Pacific Homes Inc. NOTE: To achieve the required FSR. A floor space exclusion of 3% has been applied to this application as per section 11.24.18 of the district schedule, to accommodate improved building performance. Address Information: Principle Dwelling: #1- 4550 Gothard St Secondary Suite: #2-4550 Gothard St Laneway home: #3-4550 Gothard St. Address has been assigned per the approved plans as the fire/emergency access to the laneway house is from the South side. This access must be provided & maintained at 20' Lane at all times in accordance with the Building By-law. NOTE: Information regarding the principal building on the survey and site plan is for reference only. Any discrepancy between information regarding the principal building on the survey and/or site plan and approved permit drawings for the principal building are neither approved nor authorized under this laneway house permit. *NEW HOUSE* Note: See DB-2021-02474 for Bldg 1 on site (principal bldg) addressed #1-4550 Gothard St. **THIS PERMIT HAS BEEN ISSUED UNDER THE REQUIREMENTS OF VBBL #12511 (2019) ** ****ALL PROJECT COORINDATOR NOTES HAS BEEN ACCEPTED BY THE APPLICANT**** | Tvisha Technologies Ltd
PP-2022-00765 | 2022-03-07 | 4550 GOTHARD STREET #3, Vancouver, BC V5R 3K7 | Plumbing Permit | Residential | New | Completed | Residential - LWH - #3 - to install new plumbing fixtures in LWH To construct a 2 storey laneway house building with 1 open parking pad, providing having vehicular access from the 20' Lane. Note: This is a 1 ½ storey building pursuant to the Zoning & Development By-law. 1. Covenant registered at the Land Title Office under CA9046351 2. No Strata Titling permitted 3. No A/C Unit proposed | ACME PLUMBING HEATING & GAS LTD.
EP-2022-02261 | 2022-04-22 | 4550 GOTHARD STREET #3, Vancouver, BC V5R 3K7 | Electrical Permit | Residential | New | Completed | Installation / Repair - Residential - Laneway House - Residential New Construction >BP: To construct a 2 storey laneway house building ($151,265.00) with 1 open parking pad, providing having vehicular access from the 20' Lane. Note: This is a 1 ½ storey building pursuant to the Zoning & Development By-law. 1. Covenant registered at the Land Title Office under CA9046351 2. No Strata Titling permitted 3. No A/C Unit proposed 4. Schedule B: (Md. Shahidul Alam) P.Eng (604.653.7475) Structural & Geotechnical 5. HPO: Residential Builder- Trans Pacific Homes Inc. NOTE: To achieve the required FSR. A floor space exclusion of 3% has been applied to this application as per section 11.24.18 of the district schedule, to accommodate improved building performance. Address Information: Principle Dwelling: #1- 4550 Gothard St Secondary Suite: #2-4550 Gothard St Laneway home: #3-4550 Gothard St. Address has been assigned per the approved plans as the fire/emergency access to the laneway house is from the South side. This access must be provided & maintained at 20' Lane at all times in accordance with the Building By-law. NOTE: Information regarding the principal building on the survey and site plan is for reference only. Any discrepancy between information regarding the principal building on the survey and/or site plan and approved permit drawings for the principal building are neither approved nor authorized under this laneway house permit. *NEW HOUSE* Note: See DB-2021-02474 for Bldg 1 on site (principal bldg) addressed #1-4550 Gothard St. **THIS PERMIT HAS BEEN ISSUED UNDER THE REQUIREMENTS OF VBBL #12511 (2019) ** ****ALL PROJECT COORINDATOR NOTES HAS BEEN ACCEPTED BY THE APPLICANT**** | Benjamin Electric Ltd
SP-2022-00401 | 2022-03-21 | 4550 GOTHARD STREET #3, Vancouver, BC V5R 3K7 | Sprinkler Permit | Residential | New | Completed | Residential - to install a new sprinkler system for LWH To construct a 2 storey laneway house building with 1 open parking pad, providing having vehicular access from the 20' Lane. Note: This is a 1 ½ storey building pursuant to the Zoning & Development By-law. 1. Covenant registered at the Land Title Office under CA9046351 2. No Strata Titling permitted 3. No A/C Unit proposed 4. Schedule B: (Md. Shahidul Alam) P.Eng (604.653.7475) Structural & Geotechnical 5. HPO: Residential Builder- Trans Pacific Homes Inc. | ACME PLUMBING HEATING & GAS LTD.
EP-2022-07560 | 2022-09-27 | 1180 BROUGHTON STREET, Vancouver, BC V6G 2B1 | Electrical Permit | Commercial | Renovation | Completed | Installation / Repair - Commercial - EVSE installed to existing pre-wire to stall 173 from existing EV panel MEV-A ** Amend 09/23/2022** EVSE install added for stall 173. $4000 added to original permit application cost of work. | Berts Electric (2001) Ltd
EP-2022-07013 | 2022-08-22 | 1180 BROUGHTON STREET, Vancouver, BC V6G 2B1 | Electrical Permit | Commercial | NULL | Expired | Annual / Operating - Minor Electrical Installation, repair and maintenance. Valid: Aug 24,2022 - Aug 23,2023 Expired: EP-2021-06218 | Berts Electric (2001) Ltd
EP-2022-05922 | NULL | 1180 BROUGHTON STREET, Vancouver, BC V6G 2B1 | Electrical Permit | Residential | Addition | Withdrawn | Installation / Repair - Residential - Install of (1) EVSE in stall 173 on existing EV-EMS infrastructure with 2P-40A breaker and 2#8 AL | Berts Electric (2001) Ltd
EP-2023-07700 | 2023-08-24 | 1180 BROUGHTON STREET, Vancouver, BC V6G 2B1 | Electrical Permit | Commercial | NULL | Issued | Annual / Operating - ANNUAL OPERATING PERMIT Minor Electrical Installation, repair and maintenance. -renewal of: EP-2022-07013 -valid: Aug. 23, 2023 - Aug. 22, 2024 | Berts Electric (2001) Ltd
EP-2022-04456 | 2022-06-02 | 1365 DAVIE STREET, Vancouver, BC V6E 1N5 | Electrical Permit | Commercial | Addition | Completed | Installation / Repair - Commercial - Bike Charging Station: Supply and install bike share panel with mini breakers and main breaker. Connect to 120/208V 20 amp cct provided by city or property manager. Run 16/2 cable tire from panel board to each charging dock, terminate connections. Run no.10 AWG bond from panel board to each charging doc. Verification and testing. >>location: 1345 Davie St & Broughton St. Mobi/ Shaw bike share station outside building | MJR Electric Ltd
GP-2023-02759 | 2023-09-21 | 1840 ISLAND AVENUE #3, Vancouver, BC V5P 2S6 | Gas Permit | Residential | New | Completed | Residential - To install 1 new gas range in LWH >BP: To construct a 2 storey laneway house building ($216,000) with 1 open parking pad, providing a total of 1 parking spaces, having vehicular access from the 20' Lane. | ACME PLUMBING HEATING & GAS LTD.
PP-2022-02813 | 2022-08-17 | 1840 ISLAND AVENUE #3, Vancouver, BC V5P 2S6 | Plumbing Permit | Residential | Addition | Issued | Residential - SUMP This permit if for the storm sump for LANEWAY House, reusing existing sump that connects to MAIN House | KPC Homes Ltd
PP-2022-03977 | 2022-11-03 | 1840 ISLAND AVENUE #3, Vancouver, BC V5P 2S6 | Plumbing Permit | Residential | New | Completed | Residential - to install new plumbing fixtures in LWH To construct a 2 storey laneway house building with 1 open parking pad, providing a total of 1 parking spaces, having vehicular access from the 20' Lane. Note: This is a 1 ½ storey building pursuant to the Zoning & Development By-law. 1. Covenant not required with existing house 2. No Strata Titling permitted 3. No A/C Unit proposed 4. Schedule A: (ALAN PRAHALAD) P.Eng (604.831.1431) 5. Schedule B: (ALAN PRAHALAD) P.Eng (604.831.1431) Structural 6. Schedule B: (JASON HUI) P.Eng (778.319.3403) Geotechnical 7. HPO: Residential Builder- KPC Homes Ltd | ACME PLUMBING HEATING & GAS LTD.
SP-2023-00003 | 2023-01-04 | 1840 ISLAND AVENUE #3, Vancouver, BC V5P 2S6 | Sprinkler Permit | Residential | New | Completed | Residential - to install a new sprinkler system in LWH >BP: To construct a 2 storey laneway house building ($216,000) with 1 open parking pad, providing a total of 1 parking spaces, having vehicular access from the 20' Lane. Note: This is a 1 ½ storey building pursuant to the Zoning & Development By-law. 1. Covenant not required with existing house 2. No Strata Titling permitted 3. No A/C Unit proposed 4. Schedule A: (ALAN PRAHALAD) P.Eng (604.831.1431) 5. Schedule B: (ALAN PRAHALAD) P.Eng (604.831.1431) Structural 6. Schedule B: (JASON HUI) P.Eng (778.319.3403) Geotechnical 7. HPO: Residential Builder- KPC Homes Ltd NOTE: To achieve the required FSR. A floor space exclusion of 3% has been applied to this application as per section 11.24.18 of the district schedule, to accommodate improved building performance. NOTE: Information regarding the principal building on the survey and site plan is for reference only. Any discrepancy between information regarding the principal building on the survey and/or site plan and approved permit drawings for the principal building are neither approved nor authorized under this laneway house permit. *EXISTING HOUSE* Note: Bldg 1 (principal bldg) addressed #1-1840 Island Av retained on site. **THIS PERMIT HAS BEEN ISSUED UNDER THE REQUIREMENTS OF VBBL #12511 (2019) ** The entire building to be sprinklered to NFPA 13D | ACME PLUMBING HEATING & GAS LTD.
EP-2023-00847 | 2023-02-23 | 1840 ISLAND AVENUE #3, Vancouver, BC V5P 2S6 | Electrical Permit | Residential | New | Completed | Installation / Repair - Residential - Wiring for the new laneway house . Install : 200amp main services , 125amp for main house, 60amp for second suite , 125amp for laneway house *EP-2023-00848: 1FD SERVICE RE-CONNECT *An approved mechanical permit is required for heat pump installation before an electrical inspection will be performed *Building permit to be amended to include installation of "Installation of AC/ Heat Pump" >Permit Amendment Oct 10, 2023 -New Load calculation : gas range installed in lane way house ,gas range installed in secondary suite .and -100amp in main house ,60amp in secondary suite , 125amp in lane way house . Main services is 200amp for three meter . *Document(s) uploaded to "Application Documents" tab for Electrical Inspector review. Documents are at pending status at time of permit amendment approval >BP: To construct a 2 storey laneway house building ($216,000) with 1 open parking pad, providing a total of 1 parking spaces, having vehicular access from the 20' Lane. Note: This is a 1 ½ storey building pursuant to the Zoning & Development By-law. 1. Covenant not required with existing house 2. No Strata Titling permitted 3. No A/C Unit proposed 4. Schedule A: (ALAN PRAHALAD) P.Eng (604.831.1431) 5. Schedule B: (ALAN PRAHALAD) P.Eng (604.831.1431) Structural 6. Schedule B: (JASON HUI) P.Eng (778.319.3403) Geotechnical 7. HPO: Residential Builder- KPC Homes Ltd *EXISTING HOUSE* Note: Bldg 1 (principal bldg) addressed #1-1840 Island Av retained on site. **THIS PERMIT HAS BEEN ISSUED UNDER THE REQUIREMENTS OF VBBL #12511 (2019) ** | Gold Medal Electric Ltd
EP-2023-00978 | 2023-02-07 | 1840 ISLAND AVENUE #3, Vancouver, BC V5P 2S6 | Electrical Permit | Residential | New | Completed | Installation / Repair - Residential - Low Voltage Rough-In and Completion of Alarm, tel/data/cable >BP: To construct a 2 storey laneway house building ($216,000) with 1 open parking pad, providing a total of 1 parking spaces, having vehicular access from the 20' Lane. Note: This is a 1 ½ storey building pursuant to the Zoning & Development By-law. 1. Covenant not required with existing house 2. No Strata Titling permitted 3. No A/C Unit proposed 4. Schedule A: (ALAN PRAHALAD) P.Eng (604.831.1431) 5. Schedule B: (ALAN PRAHALAD) P.Eng (604.831.1431) Structural 6. Schedule B: (JASON HUI) P.Eng (778.319.3403) Geotechnical 7. HPO: Residential Builder- KPC Homes Ltd NOTE: To achieve the required FSR. A floor space exclusion of 3% has been applied to this application as per section 11.24.18 of the district schedule, to accommodate improved building performance. *EXISTING HOUSE* Note: Bldg 1 (principal bldg) addressed #1-1840 Island Av retained on site. **THIS PERMIT HAS BEEN ISSUED UNDER THE REQUIREMENTS OF VBBL #12511 (2019) ** | Infinitech Security & Integration Inc.
GP-2022-02992 | 2022-10-04 | 1970 E 7TH AVENUE, Vancouver, BC V5N 1S4 | Gas Permit | Residential | New | Completed | Residential - 2FD - NORTH - 1970 E 7TH AV SOUTH - 1972 E 7TH AV Gas >BP: Building #1 To construct a new 2-storey Two-Family Dwelling at the Northerly portion of the site (and a new detached One-Family Dwelling with two [2]-car garage, and 1 adjacent surface parking space at the Southerly portion of the site, under separate permit) | Lally Plumbing & Heating Ltd
EP-2022-08071 | 2022-09-26 | 1970 E 7TH AVENUE, Vancouver, BC V5N 1S4 | Electrical Permit | Residential | New | Completed | Installation / Repair - Residential - Low voltage & security alarm Building #1 To construct a new 2-storey Two-Family Dwelling at the Northerly portion of the site (and a new detached One-Family Dwelling with two [2]-car garage, and 1 adjacent surface parking space at the Southerly portion of the site, under separate permit) | Xon Automation Ltd
EP-2022-08228 | 2022-10-03 | 1970 E 7TH AVENUE, Vancouver, BC V5N 1S4 | Electrical Permit | Residential | New | Completed | Installation / Repair - Residential - Building #1 - 2FD - Wiring and service for duplex. Front duplex service 100 amp each unit. Back infill service 100 amp. Main consumer's service 200 amp. Note: Alternative Solution "AS 1 - Firefighter Path of Travel" is being reviewed. Sentence 3.2.5.5.(3) of the VBBL requires, strobe light, lighting, emergency lighting, fire alarm system if sprinklered to NFPA 13, and etc. BULLETIN 2020-008-BU/EL/SP clarifies power supply requirements for: a) Electrical components of sprinkler systems installed in single dwellings, and b) Installation of fire alarm system, lighting and emergency lighting triggered by extended path of travel for firefighters. A house panel is required, please see BULLETIN 2020-008-BU/EL/SP. >BP: Building #1 To construct a new 2-storey Two-Family Dwelling at the Northerly portion of the site (and a new detached One-Family Dwelling with two [2]-car garage, and 1 adjacent surface parking space at the Southerly portion of the site, under separate permit) | G.S.G. Electric Ltd.
PP-2022-00958 | 2022-03-24 | 1970 E 7TH AVENUE, Vancouver, BC V5N 1S4 | Plumbing Permit | Residential | New | Completed | Residential - 2FD - NORTH - 1970 E 7TH AV SOUTH - 1972 E 7TH AV Sump installation Building #1 To construct a new 2-storey Two-Family Dwelling at the Northerly portion of the site (and a new detached One-Family Dwelling with two [2]-car garage, and 1 adjacent surface parking space at the Southerly portion of the site, under separate permit) | Kingsman Excavating Ltd.
EP-2022-01875 | 2022-03-08 | 1970 E 7TH AVENUE, Vancouver, BC V5N 1S4 | Electrical Permit | Residential | New | Expired | Temporary Power - Residential - To provide temporary power. | G.S.G. Electric Ltd.
SP-2022-00581 | 2022-04-22 | 1970 E 7TH AVENUE, Vancouver, BC V5N 1S4 | Sprinkler Permit | Residential | New | Completed | Residential - One backflow for Main and Infill Building. No individual Dual check valve >BP: Building #1 To construct a new 2-storey Two-Family Dwelling at the Northerly portion of the site (and a new detached One-Family Dwelling with two [2]-car garage, and 1 adjacent surface parking space at the Southerly portion of the site, under separate permit) Building Review Branch Notes: - Main permit for two buildings on this lot - Building permit for DP-2020-00859 - Project value for building #1: $750k - Building #1 to be sprinklered to NFPA 13D Standard. - Demo completed under BP-2021-01786 ** Reviewed as per VBBL 2019 ** | Haven Fire Protection Ltd
PP-2022-01251 | 2022-04-12 | 1970 E 7TH AVENUE, Vancouver, BC V5N 1S4 | Plumbing Permit | Residential | New | Completed | Residential - 2FD - NORTH SIDE - 1970 E 7TH AV SOUTH SIDE - 1971 E 7TH AV Plumbing Building #1 To construct a new 2-storey Two-Family Dwelling at the Northerly portion of the site and a new detached One-Family Dwelling with two [2]-car garage, and 1 adjacent surface parking space at the Southerly portion of the site, under separate permit) | Lally Plumbing & Heating Ltd
SP-2022-00582 | 2022-04-22 | 1976 E 7TH AVENUE, Vancouver, BC V5N 1S4 | Sprinkler Permit | Residential | New | Completed | Residential - One Backflow for 1970 and 1976 E 7th ave. No individual dual check valve >BP: Building #2 To construct a new 2-storey One-Family Dwelling with two (2) car garage, and 1 adjacent surface parking space at the Southerly portion of the site. Building Review Branch Notes: - Refer to permit BP-2021-06128 for time entries, fees, reviews, etc. - Project value for building #2: $350K - Building permit for DP-2020-00859 - Building #2 to be sprinklered to NFPA 13R Standard. - Demo completed under BP-2021-01786 ** Reviewed as per VBBL 2019 ** | Haven Fire Protection Ltd
EP-2022-08229 | 2022-10-03 | 1976 E 7TH AVENUE, Vancouver, BC V5N 1S4 | Electrical Permit | Residential | New | Completed | Installation / Repair - Residential - Building #2 - a new 2-storey One-Family Dwelling with two (2) car garage - Wiring and service. Front duplex service 100 amp each unit. Back infill service 100 amp. Main consumer's service 200 amp. Note: Alternative Solution "AS 1 - Firefighter Path of Travel" is being reviewed. Sentence 3.2.5.5.(3) of the VBBL requires, strobe light, lighting, emergency lighting, fire alarm system if sprinklered to NFPA 13, and etc. BULLETIN 2020-008-BU/EL/SP clarifies power supply requirements for: a) Electrical components of sprinkler systems installed in single dwellings, and b) Installation of fire alarm system, lighting and emergency lighting triggered by extended path of travel for firefighters. A house panel is required, please see BULLETIN 2020-008-BU/EL/SP. >BP: Building #2 To construct a new 2-storey One-Family Dwelling with two (2) car garage, and 1 adjacent surface parking space at the Southerly portion of the site. | G.S.G. Electric Ltd.
PP-2022-03491 | 2022-10-03 | 1976 E 7TH AVENUE, Vancouver, BC V5N 1S4 | Plumbing Permit | Residential | New | Completed | Residential - Plumbing Building #2 To construct a new 2-storey One-Family Dwelling with two (2) car garage, and 1 adjacent surface parking space at the Southerly portion of the site. | Lally Plumbing & Heating Ltd
MP-2022-00443 | 2022-10-20 | 1976 E 7TH AVENUE, Vancouver, BC V5N 1S4 | Mechanical Permit | NULL | NULL | Completed | NULL | Lally Plumbing & Heating Ltd
EP-2022-10066 | 2022-11-29 | 1976 E 7TH AVENUE, Vancouver, BC V5N 1S4 | Electrical Permit | Residential | New | Completed | Installation / Repair - Residential - 1FD - Complete Low voltage & security system. >DB: Building #2 To construct a new 2-storey One-Family Dwelling with two (2) car garage, and 1 adjacent surface parking space at the Southerly portion of the site. - Building #2 to be sprinklered to NFPA 13R Standard. | Xon Automation Ltd
GP-2022-03914 | 2022-12-08 | 1976 E 7TH AVENUE, Vancouver, BC V5N 1S4 | Gas Permit | Residential | New | Completed | Residential - Gas >BP: Building #2 To construct a new 2-storey One-Family Dwelling with two (2) car garage, and 1 adjacent surface parking space at the Southerly portion of the site. | Lally Plumbing & Heating Ltd
GP-2022-03801 | 2022-11-30 | 2912 TRINITY STREET #3, Vancouver, BC V5K 1G2 | Gas Permit | Residential | New | Completed | Residential - gas and boiler venting Dec 6/22- Amend Please add one bbq btu for bbq is 33000 thank you >BP: To construct a 2 storey laneway house ($165,250.00) 1 open parking pad having vehicular access from the 20' Lane. Note: This is a 1 ½ storey building pursuant to the Zoning & Development By-law. 1. Covenant registered at the Land Title Office under CA9175877 2. No Strata Titling permitted 3. Exterior Mechanical Equipment proposed. Applicant to follow mechanical equipment specification for installation, maintenance and replacement. Max sound power level of 55 dBA. 4. Schedule A: (JULIO REYNEL-GRACIA) P.Eng (778-998-0709) 5. Schedule B: (JULIO REYNEL-GRACIA) P.Eng (778-998-0709) Arch 6. Schedule B: (YEMING LI) P.Eng (604-385-2666) Struct + Geo 7. Schedule D: (JULIO REYNEL-GRACIA) P.Eng (778-998-0709) 8. HPO: Residential Builder- (CMGT CONSTRUCTION GROUP LTD.) | M & P Plumbing & Heating Ltd
EP-2022-08349 | 2022-10-19 | 2912 TRINITY STREET #3, Vancouver, BC V5K 1G2 | Electrical Permit | Residential | New | Completed | Installation / Repair - Residential - New installation for LWH >BP: **Part 5** To construct a 2 storey laneway house ($165,250.00) 1 open parking pad having vehicular access from the 20' Lane. Note: This is a 1 ½ storey building pursuant to the Zoning & Development By-law. 1. Covenant registered at the Land Title Office under CA9175877 2. No Strata Titling permitted 3. Exterior Mechanical Equipment proposed. Applicant to follow mechanical equipment specification for installation, maintenance and replacement. Max sound power level of 55 dBA. 4. Schedule A: (JULIO REYNEL-GRACIA) P.Eng (778-998-0709) 5. Schedule B: (JULIO REYNEL-GRACIA) P.Eng (778-998-0709) Arch 6. Schedule B: (YEMING LI) P.Eng (604-385-2666) Struct + Geo 7. Schedule D: (JULIO REYNEL-GRACIA) P.Eng (778-998-0709) 8. HPO: Residential Builder- (CMGT CONSTRUCTION GROUP LTD.) NOTE: To achieve the required FSR, a floor space exclusion of 3% has been applied to this application as per section 11.24.18, to accommodate improved building performance. NOTE: Information regarding the principal building on the survey and site plan is for reference only. Any discrepancy between information regarding the principal building on the survey and/or site plan and approved permit drawings for the principal building are neither approved nor authorized under this laneway house permit. *NEW HOUSE* Note: See DB-2021-03352 for Bldg 1 on site (principal bldg). **THIS PERMIT HAS BEEN ISSUED UNDER THE REQUIREMENTS OF VBBL #12511 (2019) ** | Platinum Mechanical Systems Ltd
MP-2022-00295 | 2022-09-28 | 2912 TRINITY STREET #3, Vancouver, BC V5K 1G2 | Mechanical Permit | NULL | NULL | Completed | NULL | M & P Plumbing & Heating Ltd
EP-2022-08002 | 2022-09-23 | 2912 TRINITY STREET #3, Vancouver, BC V5K 1G2 | Electrical Permit | Residential | New | Completed | Installation / Repair - Residential - Low voltage wiring for alarm, cameras, data and TV's. | Mauger Consulting Services Ltd
PP-2022-03092 | 2022-09-06 | 2912 TRINITY STREET #3, Vancouver, BC V5K 1G2 | Plumbing Permit | Residential | New | Completed | Residential - Plumbing for: >BP: To construct a 2 storey laneway house building ($165,250.00) 1 open parking pad having vehicular access from the 20' Lane. | M & P Plumbing & Heating Ltd
SP-2022-01265 | 2022-08-09 | 2912 TRINITY STREET #3, Vancouver, BC V5K 1G2 | Sprinkler Permit | Residential | New | Completed | Residential - LWH - #3 - new sprinkler system To construct a 2 storey laneway house building 1 open parking pad having vehicular access from the 20' Lane. Note: This is a 1 ½ storey building pursuant to the Zoning & Development By-law. 1. Covenant registered at the Land Title Office under CA9175877 2. No Strata Titling permitted 3. No A/C Unit proposed | Haven Fire Protection Ltd
EP-2023-02467 | 2023-03-23 | 2912 TRINITY STREET #3, Vancouver, BC V5K 1G2 | Electrical Permit | Residential | Addition | Completed | Installation / Repair - Residential - Alarm completion laneway house >BP: **Part 5** To construct a 2 storey laneway house ($165,250.00) 1 open parking pad having vehicular access from the 20' Lane. Note: This is a 1 ½ storey building pursuant to the Zoning & Development By-law. 1. Covenant registered at the Land Title Office under CA9175877 2. No Strata Titling permitted 3. Exterior Mechanical Equipment proposed. Applicant to follow mechanical equipment specification for installation, maintenance and replacement. Max sound power level of 55 dBA. 4. Schedule A: (JULIO REYNEL-GRACIA) P.Eng (778-998-0709) 5. Schedule B: (JULIO REYNEL-GRACIA) P.Eng (778-998-0709) Arch 6. Schedule B: (YEMING LI) P.Eng (604-385-2666) Struct + Geo 7. Schedule D: (JULIO REYNEL-GRACIA) P.Eng (778-998-0709) 8. HPO: Residential Builder- (CMGT CONSTRUCTION GROUP LTD.) NOTE: To achieve the required FSR, a floor space exclusion of 3% has been applied to this application as per section 11.24.18, to accommodate improved building performance. NOTE: Information regarding the principal building on the survey and site plan is for reference only. Any discrepancy between information regarding the principal building on the survey and/or site plan and approved permit drawings for the principal building are neither approved nor authorized under this laneway house permit. *NEW HOUSE* Note: See DB-2021-03352 for Bldg 1 on site (principal bldg). **THIS PERMIT HAS BEEN ISSUED UNDER THE REQUIREMENTS OF VBBL #12511 (2019) ** | Atlas Alarms Ltd
PP-2022-01155 | 2022-04-05 | 2885 CAMBRIDGE STREET #3, Vancouver, BC V5K 1L9 | Plumbing Permit | Residential | New | Completed | Residential - back yard of the house to front yard through west side | BigCity Excavation Ltd
NULL | NULL | 2885 CAMBRIDGE STREET #3, Vancouver, BC V5K 1L9 | Plumbing Permit | Residential | New | Withdrawn | Residential - gas line | PRIDE GAS & HEATING LTD.
GP-2022-01670 | 2022-06-02 | 2885 CAMBRIDGE STREET #3, Vancouver, BC V5K 1L9 | Gas Permit | Residential | New | Completed | Residential - gas line To construct a 1 storey laneway house building with an open parking pad, providing 1 parking space, having vehicular access from the lane. 1. Rev #1: A/C unit proposed in rear yard, A/C coils proposed on main floor closet 2. Schedule B: Jason Hui P.Eng (778-319-3403) Structural & Geotechnical 3. HPO: Residential Builder - 0887635 B.C. LTD. | PRIDE GAS & HEATING LTD.
SP-2022-00898 | 2022-06-06 | 2885 CAMBRIDGE STREET #3, Vancouver, BC V5K 1L9 | Sprinkler Permit | Residential | New | Completed | Residential - Install sprinklers in lwh To construct a 1 storey laneway house building with an open parking pad, providing 1 parking space, having vehicular access from the lane. Note: This is a 1 storey building pursuant to the Zoning & Development By-law Note: Bldg 1 (principal bldg) addressed #1-2885 Cambridge St. retained on site. 1. Rev #1: A/C unit proposed in rear yard, A/C coils proposed on main floor closet 2. Schedule B: Jason Hui P.Eng (778-319-3403) Structural & Geotechnical 3. HPO: Residential Builder - 0887635 B.C. LTD. | Gold Key Fire Protection Ltd
PP-2022-00484 | 2022-02-14 | 2885 CAMBRIDGE STREET #3, Vancouver, BC V5K 1L9 | Plumbing Permit | Residential | New | Completed | Residential - LWH - #3 - plumbing in laneway To construct a 1 storey laneway house building with an open parking pad, providing 1 parking space, having vehicular access from the lane. Note: This is a 1 storey building pursuant to the Zoning & Development By-law 1. No A/C unit proposed | SKY HIGH PLUMBING & HEATING LTD
EP-2022-01097 | 2022-08-22 | 2885 CAMBRIDGE STREET #3, Vancouver, BC V5K 1L9 | Electrical Permit | Residential | New | Completed | Installation / Repair - Residential - LANEWAY ROUGH WIRING, SERVICE AND FINISHING >BP: To construct a 1 storey laneway house building ($173,250.00) with an open parking pad, providing 1 parking space, having vehicular access from the lane. Note: This is a 1 storey building pursuant to the Zoning & Development By-law Note: Bldg 1 (principal bldg) addressed #1-2885 Cambridge St. retained on site. 1. Rev #1: A/C unit proposed in rear yard, A/C coils proposed on main floor closet 2. Schedule B: Jason Hui P.Eng (778-319-3403) Structural & Geotechnical 3. HPO: Residential Builder - 0887635 B.C. LTD. Address has been assigned per the approved plans as the fire/emergency access to the laneway house is from the South side. This access must be provided & maintained at all times in accordance with the Building By-law ******THIS PERMIT HAS BEEN ISSUED UNDER THE REQUIREMENTS OF VBBL #12511 (2019)****** | I WILL ELECTRIC LTD
EP-2023-06130 | 2023-07-10 | 2015 SW MARINE DRIVE #3, Vancouver, BC V6P 6B4 | Electrical Permit | Residential | New | Issued | Installation / Repair - Residential - ROUGH AND FINISH ELECTRICAL WORK FOR LANEWAY HOUSE. SERVICE COMING FROM SEPARATE METER FROM ELECTRICAL ROOM. >BP: To construct a 1 storey laneway house building ($238,250) with an attached garage and 1 open parking pad, providing a total of 6 parking spaces, having vehicular access from the 20' Lane. 1. Covenant registered at the Land Title Office under CA9252183 2. No Strata Titling permitted 3. No A/C Unit proposed 4. Schedule B: (Julio Reynel-Gracia) P.Eng (778.998.0709) Architectural 5. Schedule B: (Youhai Wang) P.Eng (604.868.5638) Structural 6. Schedule B: (P.K.L. Fong) P.Eng (604.837.3205) Geotechnical 7. Schedule D:(Julio Reynel-Gracia) P.Eng (778.998.0709) 7. HPO: Residential Builder- Big Guys Enterprises Ltd. NOTE: To achieve the required FSR. A floor space exclusion of 3% has been applied to this application as per section 11.24.18 of the district schedule, to accommodate improved building performance. *NEW HOUSE* Note: See DB-2021-04019 for Bldg 1 on site (principal bldg) addressed #1-2015 SW Marine Dr. **THIS PERMIT HAS BEEN ISSUED UNDER THE REQUIREMENTS OF VBBL #12511 (2019) ** | Chatha Electrical Services Ltd
PP-2023-03058 | 2023-08-30 | 2015 SW MARINE DRIVE #3, Vancouver, BC V6P 6B4 | Plumbing Permit | Residential | New | Issued | Residential - Plumbing for New Laneway house >BP: ****PART 5 BUILDING**** To construct a 1 storey laneway house building with an attached garage and 1 open parking pad, providing a total of 6 parking spaces, having vehicular access from the 20' Lane. 1. Covenant registered at the Land Title Office under CA9252183 2. No Strata Titling permitted 3. No A/C Unit proposed 4. Schedule B: (Julio Reynel-Gracia) P.Eng (778.998.0709) Architectural 5. Schedule B: (Youhai Wang) P.Eng (604.868.5638) Structural 6. Schedule B: (P.K.L. Fong) P.Eng (604.837.3205) Geotechnical 7. Schedule D:(Julio Reynel-Gracia) P.Eng (778.998.0709) 7. HPO: Residential Builder- Big Guys Enterprises Ltd. | Custom Air Conditioning Ltd
MP-2023-01591 | 2023-08-30 | 2015 SW MARINE DRIVE #3, Vancouver, BC V6P 6B4 | Mechanical Permit | NULL | NULL | Issued | NULL | Custom Air Conditioning Ltd
EP-2023-10031 | 2023-11-07 | 2015 SW MARINE DRIVE #3, Vancouver, BC V6P 6B4 | Electrical Permit | Residential | New | Issued | Installation / Repair - Residential - Alarm/CCTV/Data/Tel/TV rough in and complete >BP: ****PART 5 BUILDING**** To construct a 1 storey laneway house building ($238,250) with an attached garage and 1 open parking pad, providing a total of 6 parking spaces, having vehicular access from the 20' Lane. 1. Covenant registered at the Land Title Office under CA9252183 2. No Strata Titling permitted 3. No A/C Unit proposed 4. Schedule B: (Julio Reynel-Gracia) P.Eng (778.998.0709) Architectural 5. Schedule B: (Youhai Wang) P.Eng (604.868.5638) Structural 6. Schedule B: (P.K.L. Fong) P.Eng (604.837.3205) Geotechnical 7. Schedule D:(Julio Reynel-Gracia) P.Eng (778.998.0709) 7. HPO: Residential Builder- Big Guys Enterprises Ltd. NOTE: To achieve the required FSR. A floor space exclusion of 3% has been applied to this application as per section 11.24.18 of the district schedule, to accommodate improved building performance. *NEW HOUSE* Note: See DB-2021-04019 for Bldg 1 on site (principal bldg) addressed #1-2015 SW Marine Dr. **THIS PERMIT HAS BEEN ISSUED UNDER THE REQUIREMENTS OF VBBL #12511 (2019) ** | Summit Digital Systems Ltd
SP-2023-01833 | 2023-10-16 | 2015 SW MARINE DRIVE #3, Vancouver, BC V6P 6B4 | Sprinkler Permit | Residential | New | Issued | Residential - LWH - #3 - New Sprinkler System >DB: To construct a 1 storey laneway house building with an attached garage and 1 open parking pad, providing a total of 6 parking spaces, having vehicular access from the 20' Lane. 1. Covenant registered at the Land Title Office under CA9252183 2. No Strata Titling permitted 3. No A/C Unit proposed **THIS PERMIT HAS BEEN ISSUED UNDER THE REQUIREMENTS OF VBBL #12511 (2019) ** | Alco Fire Protection Ltd
NULL | NULL | 3368 CHERRY STREET #3, Vancouver, BC V5R 4W5 | Plumbing Permit | Residential | New | Draft | Residential - New plumbing | NULL
PP-2022-00076 | 2022-01-25 | 3368 CHERRY STREET #3, Vancouver, BC V5R 4W5 | Plumbing Permit | Residential | New | Completed | Residential - New plumbing To construct a 2 storey + basement one-family dwelling with a secondary suite located in the basement with a parking pad at the rear providing 1 parking space, having vehicular access from the lane. Note: This is a 2 storey building pursuant to the Zoning and Development By-Law 1- Covenant registered at the Land Title Office under CA9370194 2- No strata titling permitted 3- Bar sink proposed in Recreation room 4- A/C unit proposed in Rear Yard 5- Schedule B: Yatendra Kumar Sharma P.Eng (778.863.7076) Structural & Geotechnical 4- HPO: Residential Builder - Canvas Homes Ltd. | Y V R Mechanical Ltd
EP-2023-06237 | 2023-07-12 | 1768 COOK STREET, Vancouver, BC | Electrical Permit | Commercial | NULL | Issued | Annual / Operating - Maintenance of existing operating electrical equipment; for 18-story multiple dwelling containing 250 dwelling units and three levels of underground parking; accessed from Cook street. Related Electrical Permit: EP-2018-04901 Renewal of EP-2021-04452 Valid: Jun 14, 2022 to Jun 13, 2023 | Ozz Electric BC Inc
GP-2022-03160 | 2022-10-14 | 5209 HOY STREET, Vancouver, BC | Gas Permit | Residential | New | Completed | Residential - Gas for new duplex house | Rain Coast Plumbing & Heating Ltd
GP-2022-01562 | 2022-05-24 | 1523 W 60TH AVENUE, Vancouver, BC | Gas Permit | Residential | New | Completed | Residential - Two complete boilers and piping only for two stoves and two bbq. | Ultra Mechanical Ltd
PP-2022-01238 | 2022-04-19 | 1523 W 60TH AVENUE, Vancouver, BC | Plumbing Permit | Residential | New | Completed | Residential - 2FD+2SS - EAST UNIT 1521 W 60TH AV - #1 & #2 WEST UNIT 1523 W 60TH AV - #1 & #2 Plumbing work To construct a 2 storey two-family dwelling with 2 secondary suites located in the Basement/Cellar with a detached accessory building (garage) and 2 open parking at the rear providing 4 parking spaces, having vehicular access from the lane. 1. Covenant registered at the Land Title Office under CA9378987 2. A/C proposed – Exterior component located in Rear, Interior component located in Second Floor 3. No bar sink located. | Sun Star Plumbing & Heating Ltd
PP-2022-01242 | 2022-04-14 | 1523 W 60TH AVENUE, Vancouver, BC | Plumbing Permit | Residential | New | Completed | Residential - 2FD+2SS - EAST UNIT - 1521 W 60TH - #1 & #2 WEST UNIT - 1523 W 60TH AV - #1 & #2 plumbing To construct a 2 storey two-family dwelling with 2 secondary suites located in the Basement/Cellar with a detached accessory building (garage) and 2 open parking at the rear providing 4 parking spaces, having vehicular access from the lane. 1. Covenant registered at the Land Title Office under CA9378987 2. A/C proposed – Exterior component located in Rear, Interior component located in Second Floor 3. No bar sink located. | Sun Star Plumbing & Heating Ltd
EP-2022-02893 | 2022-05-12 | 1638 W 62ND AVENUE #3, Vancouver, BC V6P 2G2 | Electrical Permit | Residential | New | Issued | Installation / Repair - Residential - LWH wiring: single-phase service, all outlets, roughing and connection, lighting system, and all electrical equipment connection. Double Meter system. Building to be sprinkled to NFPA 13D requirement. Service:200A, Single phase, 120/240V, Main house 150A, LWH 100A BP: To construct a 2 storey laneway house building ($224,967.50) with an attached garage and 1 open parking pad, providing a total of 2 parking spaces, having vehicular access from the lane. Note: This is a 1 ½ storey building pursuant to the Zoning & Development By-law 1. Covenant registered at the Land Title Office under CA9281423 2. No Strata Titling permitted 3. No A/C unit proposed 4. Schedule B: Antony Wang, P.Eng (604-618-6236) Structural & Geotechnical 5. HPO: Residential Builder - D& P Development Corp. 6. The entire building, INCLUDING THE ATTACHED GARAGE (if applicable), to be sprinklered to NFPA 13R. | Aidea Solutions Ltd
PP-2022-03856 | 2022-10-26 | 1638 W 62ND AVENUE #3, Vancouver, BC V6P 2G2 | Plumbing Permit | Residential | New | Stop Work | Residential - DWV, roughin and finishing for all plumbing fixtures >>BP: To construct a 2 storey laneway house building ($224,967.50) with an attached garage and 1 open parking pad, providing a total of 2 parking spaces, having vehicular access from the lane. Note: This is a 1 ½ storey building pursuant to the Zoning & Development By-law 1. Covenant registered at the Land Title Office under CA9281423 2. No Strata Titling permitted 3. No A/C unit proposed 4. Schedule B: Antony Wang, P.Eng (604-618-6236) Structural & Geotechnical 5. HPO: Residential Builder - D& P Development Corp. 6. Rev#1: The entire building ancillary residential building, including the attached garage changed to be sprinklered to NPFA 13-D as per VBBL 3.2.5.12.(3)(d). ******THIS PERMIT HAS BEEN ISSUED UNDER THE REQUIREMENTS OF VBBL #12511 (2019)****** | Sunny Beach Plumbing & Heating Ltd
EP-2022-09193 | 2022-10-28 | 1638 W 62ND AVENUE #3, Vancouver, BC V6P 2G2 | Electrical Permit | Residential | New | Issued | Installation / Repair - Residential - LWH - #3 - TO Pre-wire and install Security alarm, and DATA/TV/TEL cables. >DB: To construct a 2 storey laneway house building with an attached garage and 1 open parking pad, providing a total of 2 parking spaces, having vehicular access from the lane. Note: This is a 1 ½ storey building pursuant to the Zoning & Development By-law 1. Covenant registered at the Land Title Office under CA9281423 2. No Strata Titling permitted 3. No A/C unit proposed 6. Rev#1: The entire building ancillary residential building, including the attached garage changed to be sprinklered to NPFA 13-D as per VBBL 3.2.5.12.(3)(d). | Yao Rong Xu
SP-2023-00075 | 2023-01-16 | 1638 W 62ND AVENUE #3, Vancouver, BC V6P 2G2 | Sprinkler Permit | Residential | New | Issued | Residential - New sprinkler system >BP: To construct a 2 storey laneway house building with an attached garage and 1 open parking pad, providing a total of 2 parking spaces, having vehicular access from the lane. Note: This is a 1 ½ storey building pursuant to the Zoning & Development By-law 1. Covenant registered at the Land Title Office under CA9281423 2. No Strata Titling permitted 3. No A/C unit proposed 4. Schedule B: Antony Wang, P.Eng (604-618-6236) Structural & Geotechnical 5. HPO: Residential Builder - D& P Development Corp. 6. Rev#1: The entire building ancillary residential building, including the attached garage changed to be sprinklered to NPFA 13-D as per VBBL 3.2.5.12.(3)(d). | Haven Fire Protection Ltd
GP-2023-02052 | 2023-07-11 | 1638 W 62ND AVENUE #3, Vancouver, BC V6P 2G2 | Gas Permit | Residential | New | Completed | Residential - Install a new gas line from the meter to the lane way house, underground . -Only the 2 psi underground pipe, the appliances by someone else >BP: To construct a 2 storey laneway house building ($224,967.50) with an attached garage and 1 open parking pad, providing a total of 2 parking spaces, having vehicular access from the lane. Note: This is a 1 ½ storey building pursuant to the Zoning & Development By-law 1. Covenant registered at the Land Title Office under CA9281423 2. No Strata Titling permitted 3. No A/C unit proposed 4. Schedule B: Antony Wang, P.Eng (604-618-6236) Structural & Geotechnical 5. HPO: Residential Builder - D& P Development Corp. 6. Rev#1: The entire building ancillary residential building, including the attached garage changed to be sprinklered to NPFA 13-D as per VBBL 3.2.5.12.(3)(d). | Orange Mechanical Ltd
GP-2023-00847 | 2023-03-09 | 1638 W 62ND AVENUE #3, Vancouver, BC V6P 2G2 | Gas Permit | Residential | New | Issued | Residential - Gas piping for Range and Combi boiler in laneway house >BP: To construct a 2 storey laneway house building ($224,967.50) with an attached garage and 1 open parking pad, providing a total of 2 parking spaces, having vehicular access from the lane. | Sunny Beach Plumbing & Heating Ltd
EP-2023-05983 | 2023-08-03 | 6192 LARCH STREET, Vancouver, BC V6M 4E7 | Electrical Permit | Residential | New | Issued | Installation / Repair - Residential - ¦1FD + 1SS/ 125A ¦ New house wiring and finishing with 200 amp service connection *An approved mechanical permit is required for the installation of air conditioning or heat pump unit at the time of installation before an electrical inspection will be performed >BP: To construct a 2 storey one-family dwelling with a secondary suite located in the Basement/Cellar ($741,000.00) with an open parking pad, and an attached garage to the laneway house, providing 2 parking space, having vehicular access from the 20' Lane. 1. Entire building to be sprinklered 13D 2. As shown by an asterisk (*) on the building permit floor plans and/or elevations, exit protection is required to be provided in accordance with Articles 9.9.4.4., 9.9.4.6., and/or 9.37.2.8. of the 2019 VBBL. 3. External mechanical unit – Interior component located in 2nd floor 4. Schedule B: (Yatendra Kumar Sharma) P.Eng (778.863.7076) Structural 5. Schedule B: (Zhao Guan) P.Eng (778.868.5635) Geotechnical 6. HPO: Residential Builder- (0825886 BC Ltd.) Note: This is a 2 storey building pursuant to the Zoning and Development By-Law Note: Parking for the site has been provided under DB-2021-05854 (Laneway House) | DHESI ELECTRICAL LTD.
PP-2023-02236 | 2023-06-23 | 6192 LARCH STREET, Vancouver, BC V6M 4E7 | Plumbing Permit | Residential | New | Issued | Residential - sump | Metro Contracting Ltd
PP-2023-02695 | 2023-07-28 | 6192 LARCH STREET, Vancouver, BC V6M 4E7 | Plumbing Permit | Residential | New | Issued | Residential - Plumbing permit for new house >DB: To construct a 2 storey one-family dwelling with a secondary suite located in the Basement/Cellar with an open parking pad, and an attached garage to the laneway house, providing 2 parking space, having vehicular access from the 20' Lane. 1. Entire building to be sprinklered 13D 2. As shown by an asterisk (*) on the building permit floor plans and/or elevations, exit protection is required to be provided in accordance with Articles 9.9.4.4., 9.9.4.6., and/or 9.37.2.8. of the 2019 VBBL. 3. External mechanical unit – Interior component located in 2nd floor | Rain Coast Plumbing & Heating Ltd
MP-2023-01421 | 2023-08-03 | 6192 LARCH STREET, Vancouver, BC V6M 4E7 | Mechanical Permit | NULL | NULL | Issued | NULL | Rain Coast Plumbing & Heating Ltd
GP-2023-02523 | 2023-08-30 | 6192 LARCH STREET, Vancouver, BC V6M 4E7 | Gas Permit | Residential | New | Issued | Residential - 1 Boiler, 1 Range, 1 BBQ & 1 Fireplace >BP: To construct a 2 storey one-family dwelling with a secondary suite located in the Basement/Cellar ($741,000.00) with an open parking pad, and an attached garage to the laneway house, providing 2 parking space, having vehicular access from the 20' Lane. | Rain Coast Plumbing & Heating Ltd
EP-2023-07657 | 2023-08-23 | 6192 LARCH STREET, Vancouver, BC V6M 4E7 | Electrical Permit | Residential | New | Issued | Installation / Repair - Residential - Installation of cable, internet, tel, doorbell, speakers, cameras, security prewire, vacuum. >BP: To construct a 2 storey one-family dwelling with a secondary suite located in the Basement/Cellar ($741,000.00) with an open parking pad, and an attached garage to the laneway house, providing 2 parking space, having vehicular access from the 20' Lane. | PLANET SMART HOMES LTD.
SP-2023-01623 | 2023-09-07 | 6192 LARCH STREET, Vancouver, BC V6M 4E7 | Sprinkler Permit | Residential | New | Issued | Residential - 1FD+SS - #1 & #2 - New Sprinkler system >DB: To construct a 2 storey one-family dwelling with a secondary suite located in the Basement/Cellar with an open parking pad, and an attached garage to the laneway house, providing 2 parking space, having vehicular access from the 20' Lane. 1. Entire building to be sprinklered 13D 2. As shown by an asterisk (*) on the building permit floor plans and/or elevations, exit protection is required to be provided in accordance with Articles 9.9.4.4., 9.9.4.6., and/or 9.37.2.8. of the 2019 VBBL. 3. External mechanical unit – Interior component located in 2nd floor | Haven Fire Protection Ltd
EP-2022-02416 | 2022-03-29 | 6192 LARCH STREET, Vancouver, BC V6M 4E7 | Electrical Permit | Residential | New | Expired | Temporary Power - Residential - To provide temporary power. >NOTE: Work authorized by this permit is for placement of a temporary power pole only and does not authorize any site construction and/or excavation. A separate Building Permit will be required prior to commencement of any other work on this site. | DHESI ELECTRICAL LTD.
MP-2022-00465 | 2022-10-24 | 6202 LARCH STREET, Vancouver, BC V6M 4E7 | Mechanical Permit | NULL | NULL | Completed | NULL | Rain Coast Plumbing & Heating Ltd
PP-2022-03737 | 2022-10-18 | 6202 LARCH STREET, Vancouver, BC V6M 4E7 | Plumbing Permit | Residential | New | Completed | Residential - 1FD+SS - #1 & #2 - PLUMBING FOR NEW HOUSE >DB: To construct a 2 storey + basement one-family dwelling with a secondary suite located in the basement with a attached garage to LWH and one open parking pad, at the rear providing 2 parking spaces, having vehicular access from the lane. This is a 2 storey building pursuant to the Zoning and Development By-Law 1- Covenant registered at the Land Title Office under CA9322009 2- No strata titling permitted. 3- Bar sink proposed in main floor. 4- NO A/C unit proposed. | Rain Coast Plumbing & Heating Ltd
GP-2023-03802 | 2023-12-04 | 6202 LARCH STREET, Vancouver, BC V6M 4E7 | Gas Permit | Residential | New | Issued | Residential - 1 Range, 1 Boiler and 1 BBQ Install boiler range BBQ There is pipping for BBQ >BP: To construct a 2 storey + basement one-family dwelling with a secondary suite located in the basement with an attached garage to LWH and open parking pad , at the rear providing 2 parking spaces, having vehicular access from the lane. | JOT MECHANICAL LTD
SP-2023-00052 | 2023-01-13 | 1836 E 37TH AVENUE #3, Vancouver, BC V5P 1G1 | Sprinkler Permit | Residential | New | Completed | Residential - New sprinkler system. >BP: To construct a 2 storey laneway house building ($158,750) with an open parking pad, providing 1 parking space, having vehicular access from the lane. Note: This is a 1 ½ storey building pursuant to the Zoning & Development By-law 1- Covenant registered at the Land Title Office under CA9029912 2- No strata titling permitted 3- A/C unit proposed 4- Schedule B: KE JIAN MA P Eng (604) 599-8890. Structural 5. Schedule B: ZHAO GUAN P Eng (778)-868-5635.Geotechnical 6- HPO: Residential Builder – MINHAS HOLDINGS INC, 32053. 7- Entire Building to have NFPA 13-D Address has been assigned per the approved plans as the fire/emergency access to the laneway house is from the xxxx side. This access must be provided & maintained at all times in accordance with the Building By-law. ****ALL PROJECT COORINATOR NOTES HAS BEEN ACCEPTED BY THE APPLICANT**** ******THIS PERMIT HAS BEEN ISSUED UNDER THE REQUIREMENTS OF VBBL #12511 (2019)****** | Haven Fire Protection Ltd
EP-2023-00456 | 2023-01-25 | 1836 E 37TH AVENUE #3, Vancouver, BC V5P 1G1 | Electrical Permit | Residential | New | Completed | Installation / Repair - Residential - rough wiring, service and finishing of new LWH main service; 200 amps main house; 150 amps LWH; 125 amps >BP: To construct a 2 storey laneway house building ($158,750) with an open parking pad, providing 1 parking space, having vehicular access from the lane. Note: This is a 1 ½ storey building pursuant to the Zoning & Development By-law 1- Covenant registered at the Land Title Office under CA9029912 2- No strata titling permitted 3- A/C unit proposed 4- Schedule B: KE JIAN MA P Eng (604) 599-8890. Structural 5. Schedule B: ZHAO GUAN P Eng (778)-868-5635.Geotechnical 6- HPO: Residential Builder – MINHAS HOLDINGS INC, 32053. 7- Entire Building to have NFPA 13-D Address has been assigned per the approved plans as the fire/emergency access to the laneway house is from the xxxx side. This access must be provided & maintained at all times in accordance with the Building By-law. ****ALL PROJECT COORINATOR NOTES HAS BEEN ACCEPTED BY THE APPLICANT**** ******THIS PERMIT HAS BEEN ISSUED UNDER THE REQUIREMENTS OF VBBL #12511 (2019)****** | OPTIMUM ELECTRICAL LTD
PP-2023-00163 | 2023-01-20 | 1836 E 37TH AVENUE #3, Vancouver, BC V5P 1G1 | Plumbing Permit | Residential | New | Completed | Residential - New construction plumbing work >BP: To construct a 2 storey laneway house building ($158,750) with an open parking pad, providing 1 parking space, having vehicular access from the lane. Note: This is a 1 ½ storey building pursuant to the Zoning & Development By-law 1- Covenant registered at the Land Title Office under CA9029912 2- No strata titling permitted 3- A/C unit proposed 4- Schedule B: KE JIAN MA P Eng (604) 599-8890. Structural 5. Schedule B: ZHAO GUAN P Eng (778)-868-5635.Geotechnical 6- HPO: Residential Builder – MINHAS HOLDINGS INC, 32053. 7- Entire Building to have NFPA 13-D ****ALL PROJECT COORINATOR NOTES HAS BEEN ACCEPTED BY THE APPLICANT**** ******THIS PERMIT HAS BEEN ISSUED UNDER THE REQUIREMENTS OF VBBL #12511 (2019)****** | Oceanside Plumbing & Heating Ltd
EP-2023-00907 | 2023-02-02 | 1836 E 37TH AVENUE #3, Vancouver, BC V5P 1G1 | Electrical Permit | Residential | New | Completed | Installation / Repair - Residential - tv,telephone,alarm prewire and complete >BP: To construct a 2 storey laneway house building ($158,750) with an open parking pad, providing 1 parking space, having vehicular access from the lane. Note: This is a 1 ½ storey building pursuant to the Zoning & Development By-law 1- Covenant registered at the Land Title Office under CA9029912 2- No strata titling permitted 3- A/C unit proposed 4- Schedule B: KE JIAN MA P Eng (604) 599-8890. Structural 5. Schedule B: ZHAO GUAN P Eng (778)-868-5635.Geotechnical 6- HPO: Residential Builder – MINHAS HOLDINGS INC, 32053. 7- Entire Building to have NFPA 13-D ****ALL PROJECT COORINATOR NOTES HAS BEEN ACCEPTED BY THE APPLICANT**** ******THIS PERMIT HAS BEEN ISSUED UNDER THE REQUIREMENTS OF VBBL #12511 (2019)****** | Tvisha Technologies Ltd
GP-2023-00660 | 2023-03-15 | 3806 W KING EDWARD AVENUE, Vancouver, BC V6S 1N1 | Gas Permit | Residential | New | Completed | Residential - ***TO CONTINUE WORK STARTED BY PREVIOUS(GP-2022-01296) Complete boiler, range top and piping only for fireplace, bbq Please note rough-in is done by other contractor ......I took over took this job. >BP: 1 FD + SS LOT A To construct a 2 storey one-family dwelling with a secondary suite located in the Basement/Cellar ($560,475.00) with a detached accessory building (garage) , at the rear providing 2 parking spaces, having vehicular access from the lane. **Authorization letter to confirm Deep Gas Fitting may complete the job accepted. In Documents tab** | Deep Gas Fitting Ltd.
PP-2022-02952 | 2022-08-24 | 3806 W KING EDWARD AVENUE, Vancouver, BC V6S 1N1 | Plumbing Permit | Residential | New | Completed | Residential - Lawn irrigation | Oriental Landscaping & Home Improvement ltd
PP-2022-00751 | 2022-03-04 | 3806 W KING EDWARD AVENUE, Vancouver, BC V6S 1N1 | Plumbing Permit | Residential | New | Completed | Residential - plumbing To construct a 2 storey one-family dwelling with a secondary suite located in the Basement/Cellar with a detached accessory building (garage) , at the rear providing 2 parking spaces, having vehicular access from the lane. The entire building to be sprinklered to NFPA 13D. NOTE: To achieve the required FSR a floor space exclusion of 2% has been applied to this application as per section 10.11.1 of the district schedule, to accommodate improved building performance. 1. Covenant registered at the Land Title Office under CA9294332 2. No strata titling permitted 3. A/C unit proposed located at rear yard and second floor 4. Bar sink located in basement | SKY HIGH PLUMBING & HEATING LTD
GP-2022-01296 | 2022-04-26 | 3806 W KING EDWARD AVENUE, Vancouver, BC V6S 1N1 | Gas Permit | Residential | New | Completed | Residential - Venting, installation and final hook up of a gas fireplace. | Galaxy Fireplaces Ltd
SP-2022-00449 | 2022-03-30 | 3806 W KING EDWARD AVENUE, Vancouver, BC V6S 1N1 | Sprinkler Permit | Residential | New | Completed | Residential - to install fire sprinkler system in SFD >BP: 1 FD + SS LOT A To construct a 2 storey one-family dwelling with a secondary suite located in the Basement/Cellar ($560,475.00) with a detached accessory building (garage) , at the rear providing 2 parking spaces, having vehicular access from the lane. The entire building to be sprinklered to NFPA 13D. NOTE: To achieve the required FSR a floor space exclusion of 2% has been applied to this application as per section 10.11.1 of the district schedule, to accommodate improved building performance. 1. Covenant registered at the Land Title Office under CA9294332 2. No strata titling permitted 3. A/C unit proposed located at rear yard and second floor 4. Bar sink located in basement 5. Schedule B: Jason Hui P.Eng (778-319-3403) Structural & Geotechnical 6. BC Housing: 366113 This is a 2 storey building pursuant to the Zoning and Development By-Law ******THIS PERMIT HAS BEEN ISSUED UNDER THE REQUIREMENTS OF VBBL 2019****** All rooms adjacent to East and West exposing building face shall be sprinklered. "Combustible projections or roof soffits on an exposing building face shall not project to less than .45m from the property line and shall be in compliance with VBBL 2019 9.10.15.5.(9) Any alterations or conversions to the attached garage (if applicable) to habitable living space shall not be permitted without first obtaining the approval of the Director of Planning and the Chief Building Official. Thermal protection measures and Laneway house design guidelines shall be required to be met prior to the approval of the conversion. Address: #1-3806 W King Edward Av - One Family Dwelling (1st & 2nd floor, south side of basement) #2-3806 W King Edward Av - Secondary Suite (north side of basement) | NewTech Fire Protection Ltd
EP-2022-03885 | 2022-05-11 | 3806 W KING EDWARD AVENUE, Vancouver, BC V6S 1N1 | Electrical Permit | Residential | New | Completed | Installation / Repair - Residential - Pre wiring rough & Finish: Security systems, cameras, speaker, TV, Tel, Data >BP: To construct a 2 storey one-family dwelling with a secondary suite located in the Basement/Cellar ($560,475.00) with a detached accessory building (garage) , at the rear providing 2 parking spaces, having vehicular access from the lane. The entire building to be sprinklered to NFPA 13D. NOTE: To achieve the required FSR a floor space exclusion of 2% has been applied to this application as per section 10.11.1 of the district schedule, to accommodate improved building performance. 1. Covenant registered at the Land Title Office under CA9294332 2. No strata titling permitted 3. A/C unit proposed located at rear yard and second floor 4. Bar sink located in basement 5. Schedule B: Jason Hui P.Eng (778-319-3403) Structural & Geotechnical 6. BC Housing: 366113 This is a 2 storey building pursuant to the Zoning and Development By-Law ******THIS PERMIT HAS BEEN ISSUED UNDER THE REQUIREMENTS OF VBBL 2019****** All rooms adjacent to East and West exposing building face shall be sprinklered. "Combustible projections or roof soffits on an exposing building face shall not project to less than .45m from the property line and shall be in compliance with VBBL 2019 9.10.15.5.(9) Any alterations or conversions to the attached garage (if applicable) to habitable living space shall not be permitted without first obtaining the approval of the Director of Planning and the Chief Building Official. Thermal protection measures and Laneway house design guidelines shall be required to be met prior to the approval of the conversion. | Charanjit Singh
PP-2022-01522 | 2022-05-04 | 3806 W KING EDWARD AVENUE, Vancouver, BC V6S 1N1 | Plumbing Permit | Residential | New | Completed | Residential - To continue work started by others re: PP-2022-00751 This project already done plumbing abs underground & Radiant Heat done . We start this project on waterline | Blueline Plumbing & Heating Ltd
EP-2022-00380 | 2022-01-19 | 3806 W KING EDWARD AVENUE, Vancouver, BC V6S 1N1 | Electrical Permit | Residential | New | Completed | Installation / Repair - Residential - 200 amp secondary suite ****Amend 01/2/2022*** add load calculations 1 FD + SS LOT A To construct a 2 storey one-family dwelling with a secondary suite located in the Basement/Cellar with a detached accessory building (garage) , at the rear providing 2 parking spaces, having vehicular access from the lane. 1. Covenant registered at the Land Title Office under CA9294332 2. No strata titling permitted 3. A/C unit proposed located at rear yard and second floor 4. Bar sink located in basement 5. Schedule B: Jason Hui P.Eng (778-319-3403) Structural & Geotechnical 6. BC Housing: 366113 | High Watt Electric Ltd
PP-2022-00411 | 2022-02-10 | 3806 W KING EDWARD AVENUE, Vancouver, BC V6S 1N1 | Plumbing Permit | Residential | New | Completed | Residential - 1FD+SS - #1 & #2 - Sump and sewer connections for new house 1 FD + SS LOT A To construct a 2 storey one-family dwelling with a secondary suite located in the Basement/Cellar ($560,475.00) with a detached accessory building (garage) , at the rear providing 2 parking spaces, having vehicular access from the lane. 1. Covenant registered at the Land Title Office under CA9294332 2. No strata titling permitted 3. A/C unit proposed located at rear yard and second floor 4. Bar sink located in basement | Canstar Excavating & Landscaping Ltd
PP-2022-00410 | 2022-02-08 | 3804 W KING EDWARD AVENUE, Vancouver, BC V6S 1N1 | Plumbing Permit | Residential | New | Completed | Residential - 1FD+SS - #1& #2 - Sump and connection for new house 1FD + SS LOT B To construct a 2 storey one-family dwelling with a secondary suite located in the Basement/Cellar with a detached accessory building (garage) , at the rear providing 2 parking spaces, having vehicular access from the lane. The entire building to be sprinklered to NFPA 13D. 1. Covenant registered at the Land Title Office under CA9294332 2. No strata titling permitted 3. A/C unit proposed located at rear yard and second floor 4. Bar sink located in basement | Canstar Excavating & Landscaping Ltd
EP-2022-00379 | 2022-01-21 | 3804 W KING EDWARD AVENUE, Vancouver, BC V6S 1N1 | Electrical Permit | Residential | New | Completed | Installation / Repair - Residential - 200amp service secondary suite 1FD + SS LOT B To construct a 2 storey one-family dwelling with a secondary suite located in the Basement/Cellar with a detached accessory building (garage) , at the rear providing 2 parking spaces, having vehicular access from the lane. The entire building to be sprinklered to NFPA 13D. 1. Covenant registered at the Land Title Office under CA9294332 2. No strata titling permitted 3. A/C unit proposed located at rear yard and second floor 4. Bar sink located in basement 5. Schedule B: Jason Hui P.Eng (778-319-3403) Structural & Geotechnical 6. BC Housing: 366114 | High Watt Electric Ltd
NULL | NULL | 3804 W KING EDWARD AVENUE, Vancouver, BC V6S 1N1 | Plumbing Permit | Residential | New | Draft | Residential - Hi Here already Abs plumbing rough ( underground plumbing col Done) We start this project on Water line . | Blueline Plumbing & Heating Ltd
EP-2022-03887 | 2022-05-11 | 3804 W KING EDWARD AVENUE, Vancouver, BC V6S 1N1 | Electrical Permit | Residential | New | Completed | Installation / Repair - Residential - Pre wiring rough & Finish: Security systems, cameras, speaker, TV, Tel, Data >BP: To construct a 2 storey one-family dwelling with a secondary suite located in the Basement/Cellar ($560,475.00) with a detached accessory building (garage) , at the rear providing 2 parking spaces, having vehicular access from the lane. The entire building to be sprinklered to NFPA 13D. NOTE: To achieve the required FSR a floor space exclusion of 2% has been applied to this application as per section 10.11.1 of the district schedule, to accommodate improved building performance. 1. Covenant registered at the Land Title Office under CA9294332 2. No strata titling permitted 3. A/C unit proposed located at rear yard and second floor 4. Bar sink located in basement 5. Schedule B: Jason Hui P.Eng (778-319-3403) Structural & Geotechnical 6. BC Housing: 366114 This is a 2 storey building pursuant to the Zoning and Development By-Law ******THIS PERMIT HAS BEEN ISSUED UNDER THE REQUIREMENTS OF VBBL 2019****** All rooms adjacent to East and West exposing building face shall be sprinklered. "Combustible projections or roof soffits on an exposing building face shall not project to less than .45m from the property line and shall be in compliance with VBBL 2019 9.10.15.5.(9) Any alterations or conversions to the attached garage (if applicable) to habitable living space shall not be permitted without first obtaining the approval of the Director of Planning and the Chief Building Official. Thermal protection measures and Laneway house design guidelines shall be required to be met prior to the approval of the conversion. | Charanjit Singh
SP-2022-00448 | 2022-03-30 | 3804 W KING EDWARD AVENUE, Vancouver, BC V6S 1N1 | Sprinkler Permit | Residential | New | Completed | Residential - to install sprinkler system for SFD >BP: 1FD + SS LOT B To construct a 2 storey one-family dwelling with a secondary suite located in the Basement/Cellar ($560,475.00) with a detached accessory building (garage) , at the rear providing 2 parking spaces, having vehicular access from the lane. The entire building to be sprinklered to NFPA 13D. NOTE: To achieve the required FSR a floor space exclusion of 2% has been applied to this application as per section 10.11.1 of the district schedule, to accommodate improved building performance. 1. Covenant registered at the Land Title Office under CA9294332 2. No strata titling permitted 3. A/C unit proposed located at rear yard and second floor 4. Bar sink located in basement 5. Schedule B: Jason Hui P.Eng (778-319-3403) Structural & Geotechnical 6. BC Housing: 366114 This is a 2 storey building pursuant to the Zoning and Development By-Law ******THIS PERMIT HAS BEEN ISSUED UNDER THE REQUIREMENTS OF VBBL 2019****** All rooms adjacent to East and West exposing building face shall be sprinklered. "Combustible projections or roof soffits on an exposing building face shall not project to less than .45m from the property line and shall be in compliance with VBBL 2019 9.10.15.5.(9) Any alterations or conversions to the attached garage (if applicable) to habitable living space shall not be permitted without first obtaining the approval of the Director of Planning and the Chief Building Official. Thermal protection measures and Laneway house design guidelines shall be required to be met prior to the approval of the conversion. Address: #1-3804 W King Edward Av - One Family Dwelling (1st & 2nd floor, south side of basement) #2-3804 W King Edward Av - Secondary Suite (north side of basement) | NewTech Fire Protection Ltd
GP-2022-01299 | 2022-04-26 | 3804 W KING EDWARD AVENUE, Vancouver, BC V6S 1N1 | Gas Permit | Residential | New | Completed | Residential - Venting,installation and final hook up of gas fireplace . | Galaxy Fireplaces Ltd
PP-2022-01521 | 2022-05-04 | 3804 W KING EDWARD AVENUE, Vancouver, BC V6S 1N1 | Plumbing Permit | Residential | New | Completed | Residential - To continue work started by others re: PP-2022-00752 This house already Done plumbing rough inspection done Builder change the plumbing contractor Now we start waterline >>1FD + SS LOT B To construct a 2 storey one-family dwelling with a secondary suite located in the Basement/Cellar ($560,475.00) with a detached accessory building (garage) , at the rear providing 2 parking spaces, having vehicular access from the lane. The entire building to be sprinklered to NFPA 13D. | Blueline Plumbing & Heating Ltd
EP-2022-03162 | 2022-04-19 | 3804 W KING EDWARD AVENUE, Vancouver, BC V6S 1N1 | Electrical Permit | Residential | New | Expired | Temporary Power - Residential - To provide temporary power. | High Watt Electric Ltd
PP-2022-00752 | 2022-03-04 | 3804 W KING EDWARD AVENUE, Vancouver, BC V6S 1N1 | Plumbing Permit | Residential | New | Completed | Residential - 1FD+SS - #1 & #2 - plumbing To construct a 2 storey one-family dwelling with a secondary suite located in the Basement/Cellar with a detached accessory building (garage) , at the rear providing 2 parking spaces, having vehicular access from the lane. The entire building to be sprinklered to NFPA 13D. 1. Covenant registered at the Land Title Office under CA9294332 2. No strata titling permitted 3. A/C unit proposed located at rear yard and second floor 4. Bar sink located in basement | SKY HIGH PLUMBING & HEATING LTD
PP-2022-02951 | 2022-08-24 | 3804 W KING EDWARD AVENUE, Vancouver, BC V6S 1N1 | Plumbing Permit | Residential | New | Completed | Residential - Lawn Irrigation | Oriental Landscaping & Home Improvement ltd
GP-2023-00662 | 2023-03-03 | 3804 W KING EDWARD AVENUE, Vancouver, BC V6S 1N1 | Gas Permit | Residential | New | Completed | Residential - **TO CONTINUE WORK STARTED BY PREVIOUS(GP-2022-01299) Complete boiler, range top and piping only for bbq, fireplace . Please note rough-in has been done by other contractor, i over took this job. >BP: 1FD + SS LOT B To construct a 2 storey one-family dwelling with a secondary suite located in the Basement/Cellar ($560,475.00) with a detached accessory building (garage) , at the rear providing 2 parking spaces, having vehicular access from the lane. | Deep Gas Fitting Ltd.
EP-2023-05759 | 2023-06-27 | 3804 W KING EDWARD AVENUE, Vancouver, BC V6S 1N1 | Electrical Permit | Residential | Addition | Completed | Installation / Repair - Residential - -Supply and install 40A breaker in the Garage Panel -Supply and install 8 AWG 3C Teck along extended footing from the existing EV Charger backbox to the Customer Supplied EV Charger Location -Test connections and commission installation -Tidy site and dispose of garbage correctly and safely | TDR Electric Inc
GP-2022-03930 | NULL | 5820 ALMA STREET, Vancouver, BC V6N 1Y4 | Gas Permit | Residential | New | Withdrawn | Residential - 1 range+1 bbq+ boiler installation | MSN Gas & Heating Ltd
NULL | NULL | 1527 E 34TH AVENUE #3, Vancouver, BC V5P 1A2 | Electrical Permit | Residential | New | Withdrawn | Installation / Repair - Residential - Alarm,tv,data,doorbell | Supertech Systems Ltd
EP-2022-06396 | 2022-08-10 | 1527 E 34TH AVENUE #3, Vancouver, BC V5P 1A2 | Electrical Permit | Residential | New | Completed | Installation / Repair - Residential - LWH - #3 - laneway house wiring, main panel for laneway house will be 100a. 100% heaviest load in load calc is the laneway house which was 12,800 after taking away 3,500 baseboard heater from the total watts. To construct a 2 storey laneway house building with an attached garage and 1 open parking pad having vehicular access from the 20' Lane. Note: This is a 1 ½ storey building pursuant to the Zoning & Development By-law. 1. Covenant registered at the Land Title Office under CA9129038 2. No Strata Titling permitted 3. No A/C Unit proposed | Bindi Electrical Services Ltd
SP-2022-00995 | 2022-06-23 | 1527 E 34TH AVENUE #3, Vancouver, BC V5P 1A2 | Sprinkler Permit | Residential | New | Completed | Residential - Install Sprinkler Heads To construct a 2 storey laneway house building with an attached garage and 1 open parking pad having vehicular access from the 20' Lane. Note: This is a 1 ½ storey building pursuant to the Zoning & Development By-law. 1. Covenant registered at the Land Title Office under CA9129038 2. No Strata Titling permitted 3. No A/C Unit proposed 4. Schedule B: (K.J. Ma) P.Eng (604.599.8890) Structural & Geotechnical 5. HPO: Residential Builder- Unique Empire Homes | RAHELU PLUMBING & HEATING LTD.
PP-2022-02241 | 2022-06-27 | 1527 E 34TH AVENUE #3, Vancouver, BC V5P 1A2 | Plumbing Permit | Residential | New | Completed | Residential - Plumbing for: >To construct a 2 storey laneway house building ($100,807) with an attached garage and 1 open parking pad having vehicular access from the 20' Lane. AMEND: SEPT 7/2022 Add 1 deck drain please | Lally Plumbing & Heating Ltd
EP-2022-02889 | 2022-04-11 | 1527 E 34TH AVENUE #3, Vancouver, BC V5P 1A2 | Electrical Permit | Residential | New | Completed | Installation / Repair - Residential - alarm,cable,data,phone,doorbell >BP: To construct a 2 storey laneway house building ($100,807) with an attached garage and 1 open parking pad having vehicular access from the 20' Lane. Note: This is a 1 ½ storey building pursuant to the Zoning & Development By-law. 1. Covenant registered at the Land Title Office under CA9129038 2. No Strata Titling permitted 3. No A/C Unit proposed 4. Schedule B: (K.J. Ma) P.Eng (604.599.8890) Structural & Geotechnical 5. HPO: Residential Builder- Richtown Construction Ltd NOTE: To achieve the required FSR. A floor space exclusion of 3% has been applied to this application as per section 11.24.18 of the district schedule, to accommodate improved building performance. Address Information: Principle Dwelling: #1-1527 E 34th Av Secondary Suite: #2-1527 E 34th Av Laneway home: #3-1527 E 34th Av Address has been assigned per the approved plans as the fire/emergency access to the laneway house is from the West side. This access must be provided & maintained at 20' Lane at all times in accordance with the Building By-law. NOTE: Information regarding the principal building on the survey and site plan is for reference only. Any discrepancy between information regarding the principal building on the survey and/or site plan and approved permit drawings for the principal building are neither approved nor authorized under this laneway house permit. *NEW HOUSE* Note: See DB-2021-02980 for Bldg 1 on site (principal bldg) addressed #1-2,1527 E 34th Av **THIS PERMIT HAS BEEN ISSUED UNDER THE REQUIREMENTS OF VBBL #12511 (2019) ** | Supertech Systems Ltd
PP-2022-02019 | 2022-06-13 | 3436 E 4TH AVENUE, Vancouver, BC V5M 1L9 | Plumbing Permit | Residential | New | Completed | Residential - TWO OUT SIDE SUMPS WITH OUT PUMP | JVT EXCAVATING & DEMOLITION LTD
PP-2022-03075 | 2022-09-02 | 3436 E 4TH AVENUE, Vancouver, BC V5M 1L9 | Plumbing Permit | Residential | New | Completed | Residential - Plumbing for: >BP: To construct a 2 storey two-family dwelling with (2) secondary suite(s) located in the Basement ($738,725) with a detached accessory building (2 car garage) and 1 open parking at the rear providing 3 parking spaces, having vehicular access from the lane. | RAHELU PLUMBING & HEATING LTD.
SP-2022-02012 | 2022-12-02 | 3436 E 4TH AVENUE, Vancouver, BC V5M 1L9 | Sprinkler Permit | Residential | New | Completed | Residential - Installation sprinkler head **Amend 08/08/2023** New Schedule B has been uploaded To construct a 2 storey two-family dwelling with (2) secondary suite(s) located in the Basement with a detached accessory building (2 car garage) and 1 open parking at the rear providing 3 parking spaces, having vehicular access from the lane. 1. Covenant registered at the Land Title Office under CA9457027 2. Entire building to be sprinklered 2x13D 3. A/C proposed – Exterior component located in front and rear yard, Interior component located in second floor closet 4. Schedule B: (Jason Hui) P.Eng (778.319.3403) Structural 5. Schedule B: (Jason Hui) P.Eng (778.319.3403) Geotechnical 6. HPO: Residential Builder- 0882928 B.C. Ltd. | RAHELU PLUMBING & HEATING LTD.
EP-2022-10248 | 2023-01-06 | 3436 E 4TH AVENUE, Vancouver, BC V5M 1L9 | Electrical Permit | Residential | New | Completed | Installation / Repair - Residential - New construction duplex with basment suite. >BP: To construct a 2 storey two-family dwelling with (2) secondary suite(s) located in the Basement ($738,725) with a detached accessory building (2 car garage) and 1 open parking at the rear providing 3 parking spaces, having vehicular access from the lane. 1. Covenant registered at the Land Title Office under CA9457027 2. Entire building to be sprinklered 2x13D 3. A/C proposed – Exterior component located in front and rear yard, Interior component located in second floor closet 4. Schedule B: (Jason Hui) P.Eng (778.319.3403) Structural 5. Schedule B: (Jason Hui) P.Eng (778.319.3403) Geotechnical 6. HPO: Residential Builder- 0882928 B.C. Ltd. Note: This is a 2 storey building pursuant to the Zoning and Development By-Law **THIS PERMIT HAS BEEN ISSUED UNDER THE REQUIREMENTS OF VBBL #12511 (2019)** | Valence Electrical Inc
MP-2022-00393 | 2022-10-13 | 3436 E 4TH AVENUE, Vancouver, BC V5M 1L9 | Mechanical Permit | NULL | NULL | Completed | NULL | RAHELU PLUMBING & HEATING LTD.
GP-2022-03607 | 2022-11-18 | 3436 E 4TH AVENUE, Vancouver, BC V5M 1L9 | Gas Permit | Residential | New | Completed | Residential - Gas Works >BP: To construct a 2 story two-family dwelling with (2) secondary suite(s) located in the Basement ($738,725) with a detached accessory building (2 car garage) and 1 open parking at the rear providing 3 parking spaces, having vehicular access from the lane. 1. Covenant registered at the Land Title Office under CA9457027 2. Entire building to be sprinklered 2x13D 3. A/C proposed – Exterior component located in front and rear yard, Interior component located in second floor closet 4. Schedule B: (Jason Hui) P.Eng (778.319.3403) Structural 5. Schedule B: (Jason Hui) P.Eng (778.319.3403) Geotechnical 6. HPO: Residential Builder- 0882928 B.C. Ltd. **THIS PERMIT HAS BEEN ISSUED UNDER THE REQUIREMENTS OF VBBL #12511 (2019)** | RAHELU PLUMBING & HEATING LTD.
GP-2022-03608 | NULL | 3438 E 4TH AVENUE, Vancouver, BC | Gas Permit | Residential | New | Withdrawn | Residential - Gas Work | RAHELU PLUMBING & HEATING LTD.
GP-2022-03609 | NULL | 3440 E 4TH AVENUE, Vancouver, BC | Gas Permit | Residential | New | Withdrawn | Residential - Gas Works | RAHELU PLUMBING & HEATING LTD.
MP-2022-00394 | 2022-10-13 | 3440 E 4TH AVENUE, Vancouver, BC | Mechanical Permit | NULL | NULL | Completed | NULL | RAHELU PLUMBING & HEATING LTD.
PP-2022-03077 | 2022-09-02 | 3440 E 4TH AVENUE, Vancouver, BC | Plumbing Permit | Residential | New | Completed | Residential - 2FD+2SS - FRONT - 3442 E 4TH AV - #1 & #2 BACK - 3440 E 4TH AV - #1 & #2 Plumbing works >DB: To construct a 2 storey two-family dwelling with (2) secondary suite(s) located in the Basement with a detached accessory building (2 car garage) and 1 open parking at the rear providing 3 parking spaces, having vehicular access from the lane. 1. Covenant registered at the Land Title Office under CA9457032 2. Entire building to be sprinklered 2x13D 3. A/C proposed – Exterior component located in front and rear yard, Interior component located in second floor closet | RAHELU PLUMBING & HEATING LTD.
EP-2022-07360 | 2022-08-31 | 410 E 37TH AVENUE, Vancouver, BC | Electrical Permit | Residential | New | Completed | Installation / Repair - Residential - LWH - Low Voltage (Cable, Telephone, Data, Doorbell) Rough In & Finishing. COMPLETE SECURITY ALARM SYSTEM. To construct a 2 storey laneway house building and 1 open parking pad having vehicular access from the 20' Lane. Note: The entire building, INCLUDING THE ATTACHED GARAGE (if applicable), to be sprinklered to NFPA 13D Note: This is a 1 ½ storey building pursuant to the Zoning & Development By-law. 1. Covenant registered at the Land Title Office under CA932485 2. No Strata Titling permitted 3. No A/C Unit proposed | Cititech Security & Sound Inc.
EP-2022-06843 | 2022-08-17 | 410 E 37TH AVENUE, Vancouver, BC | Electrical Permit | Residential | New | Completed | Installation / Repair - Residential - Rough Wire, Service, and Finishing to be completed. Main HOUSE Service 125A LANEWAY Service 125A MAIN consumer's SERVICE 200A. >BP: To construct a 2 storey laneway house building ($153,350) and 1 open parking pad having vehicular access from the 20' Lane. Note: The entire building, INCLUDING THE ATTACHED GARAGE (if applicable), to be sprinklered to NFPA 13D Note: This is a 1 ½ storey building pursuant to the Zoning & Development By-law. 1. Covenant registered at the Land Title Office under CA932485 2. No Strata Titling permitted 3. No A/C Unit proposed 4. Schedule B: (S.N. Biswas) P.Eng (604.250.8666) Structural & Geotechnical 5. Rev#1: HPO: Residential Builder- Dryden Development Ltd. NOTE: To achieve the required FSR. A floor space exclusion of 3% has been applied to this application as per section 11.24.18 of the district schedule, to accommodate improved building performance. Address Information: Principle Dwelling: #1- 5308 Prince Edward St Secondary Suite: #2- 5308 Prince Edward St Laneway home: 410 E 37th Ave NOTE: Information regarding the principal building on the survey and site plan is for reference only. Any discrepancy between information regarding the principal building on the survey and/or site plan and approved permit drawings for the principal building are neither approved nor authorized under this laneway house permit. *NEW HOUSE* Note: See DB-2021-04514 for Bldg 1 on site (principal bldg) addressed (1-2) 5308 Prince Edward St **THIS PERMIT HAS BEEN ISSUED UNDER THE REQUIREMENTS OF VBBL #12511 (2019) ** | Bassi Electrical Ltd
PP-2022-02664 | 2022-08-02 | 410 E 37TH AVENUE, Vancouver, BC | Plumbing Permit | Residential | New | Completed | Residential - Complete Plumbing > To construct a 2 storey laneway house building ($153,350) and 1 open parking pad having vehicular access from the 20' Lane. Note: The entire building, INCLUDING THE ATTACHED GARAGE (if applicable), to be sprinklered to NFPA 13D Note: This is a 1 ½ storey building pursuant to the Zoning & Development By-law. 1. Covenant registered at the Land Title Office under CA932485 2. No Strata Titling permitted 3. No A/C Unit proposed 4. Schedule B: (S.N. Biswas) P.Eng (604.250.8666) Structural & Geotechnical 5. Rev#1: HPO: Residential Builder- Dryden Development Ltd. NOTE: To achieve the required FSR. A floor space exclusion of 3% has been applied to this application as per section 11.24.18 of the district schedule, to accommodate improved building performance. Address Information: Principle Dwelling: #1- 5308 Prince Edward St Secondary Suite: #2- 5308 Prince Edward St Laneway home: 410 E 37th Ave Address number assigned as per approved plans for Fire and Emergency response. The address number is to be posted and to the building and to be visible from the street in accordance with the Building By-law prior to final inspection. NOTE: Information regarding the principal building on the survey and site plan is for reference only. Any discrepancy between information regarding the principal building on the survey and/or site plan and approved permit drawings for the principal building are neither approved nor authorized under this laneway house permit. *NEW HOUSE* Note: See DB-2021-04514 for Bldg 1 on site (principal bldg) addressed (1-2) 5308 Prince Edward St **THIS PERMIT HAS BEEN ISSUED UNDER THE REQUIREMENTS OF VBBL #12511 (2019) ** Amend: Aug 16, 2022 requesting to change the address 410 E 37 | Zenith Plumbing & Gas Fitting Ltd.
SP-2022-01226 | 2022-08-02 | 410 E 37TH AVENUE, Vancouver, BC | Sprinkler Permit | Residential | New | Completed | Residential - LWH - installation of a new fire sprinkler system To construct a 2 storey laneway house building and 1 open parking pad having vehicular access from the 20' Lane. Note: The entire building, INCLUDING THE ATTACHED GARAGE (if applicable), to be sprinklered to NFPA 13D Note: This is a 1 ½ storey building pursuant to the Zoning & Development By-law. 1. Covenant registered at the Land Title Office under CA932485 2. No Strata Titling permitted 3. No A/C Unit proposed | CENTRE LINE FIRE SPRINKLERS LTD
NULL | NULL | 410 E 37TH AVENUE, Vancouver, BC | Plumbing Permit | Residential | New | Draft | Residential - all new plumbing work | Zenith Plumbing & Gas Fitting Ltd.
EP-2023-04452 | 2023-05-19 | 5403 WALES STREET, Vancouver, BC | Electrical Permit | Residential | New | Issued | Temporary Power - Residential - To provide temporary power. | Cand Electric Limited
PP-2023-03347 | 2023-09-20 | 5403 WALES STREET, Vancouver, BC | Plumbing Permit | Residential | New | Issued | Residential - Unit 1/2 >BP: To develop 2 new two-and-a-half storey two-family dwelling (Building 1) on the East portion of the site and providing five (5) parking spaces (3 garage + 2 surface) having vehicular access from the Lane. See BP-2022-03637, BP-2022-03638 for infill building. ******THIS PERMIT HAS BEEN REVIEWED & ISSUED UNDER THE REQUIREMENTS OF VBBL 2019 AND AMENDMENT EFFECTIVE JUNE 1ST, 2021. ******** Building Review Branch Notes: 1. Struct. B & Geo. B are submitted. 2. Entire building is to be sprinklered to NFPA 13D requirements. 3. All dwelling units have their own separate exterior entrance. 4. All new windows, doors, and skylights shall conform to AAMA/WDMA/CSA101/I.S.2/A440, NAFS. Oct 16/2023-AMEND attached showing a water letter. | AKAL Plumbing & Heating Ltd
EP-2023-08632 | 2023-10-23 | 5403 WALES STREET, Vancouver, BC | Electrical Permit | Residential | New | Issued | Installation / Repair - Residential - ¦ 2FD ¦ Install the consumer's service, cables, lighting fixtures, appliances, switches and receptacles *An approved mechanical permit is required for the installation of air conditioning or heat pump unit at the time of installation before an electrical inspection will be performed >BP: To develop 2 new two-and-a-half storey two-family dwelling (Building 1) on the East portion of the site and providing five (5) parking spaces (3 garage + 2 surface) having vehicular access from the Lane. See BP-2022-03637, BP-2022-03638 for infill building. ******THIS PERMIT HAS BEEN REVIEWED & ISSUED UNDER THE REQUIREMENTS OF VBBL 2019 AND AMENDMENT EFFECTIVE JUNE 1ST, 2021. ******** Building Review Branch Notes: 1. Struct. B & Geo. B are submitted. 2. Entire building is to be sprinklered to NFPA 13D requirements. 3. All dwelling units have their own separate exterior entrance. 4. All new windows, doors, and skylights shall conform to AAMA/WDMA/CSA101/I.S.2/A440, NAFS. | Cand Electric Limited
SP-2023-01856 | 2023-10-11 | 5403 WALES STREET, Vancouver, BC | Sprinkler Permit | Residential | New | Issued | Residential - installation of a new fire sprinkler system - Entire building is to be sprinklered to NFPA 13D requirements. >BP: To develop 2 new two-and-a-half storey two-family dwelling (Building 1) on the East portion of the site and providing five (5) parking spaces (3 garage + 2 surface) having vehicular access from the Lane. See BP-2022-03637, BP-2022-03638 for infill building. ******THIS PERMIT HAS BEEN REVIEWED & ISSUED UNDER THE REQUIREMENTS OF VBBL 2019 AND AMENDMENT EFFECTIVE JUNE 1ST, 2021. ******** Building Review Branch Notes: 1. Struct. B & Geo. B are submitted. 2. Entire building is to be sprinklered to NFPA 13D requirements. 3. All dwelling units have their own separate exterior entrance. 4. All new windows, doors, and skylights shall conform to AAMA/WDMA/CSA101/I.S.2/A440, NAFS. | CENTRE LINE FIRE SPRINKLERS LTD
PP-2023-03939 | 2023-11-08 | 5403 WALES STREET, Vancouver, BC | Plumbing Permit | Residential | New | Issued | Residential - ONE SUMP WITHOUT PUMP ONE SUMP WITH PUMP NOTE: Engineering Assurance letter will be submitted to the Plumbing Inspector on the site. Letter shall conform to the requirements of Vancouver Bulletin 2000-008-EL/PL. | Bhullar Excavating and Demolition
SP-2023-02000 | NULL | 4803 LAUREL STREET, Vancouver, BC | Sprinkler Permit | Commercial | New | Applicant Revisions | Commercial - Fire Sprinkler >BP: New multi dwelling building To construct a 3-storey multiple dwelling building, containing 8 dwelling units, over one level of underground parking having vehicular access from the lane. Notes: 1- Permit is related to DP-2021-00641 2- The work is reviewed for compliance with VBBL 2019 | NewTech Fire Protection Ltd
EP-2023-09202 | 2024-02-02 | 4803 LAUREL STREET, Vancouver, BC | Electrical Permit | Commercial | New | Issued | Installation / Repair - Commercial - New build townhouses + underground garage wiring. Scope of Work: - Electrical rough wire - and finishing of 8 town houses - Slab Work - Underground parking wiring. - Underground conduit installation - Service installation - 400A 208V 3 Phase. - Fire Alarm installation >BP: New multi dwelling building To construct a 3-storey multiple dwelling building, containing 8 dwelling units, over one level of underground parking having vehicular access from the lane. Notes: 1- Permit is related to DP-2021-00641 2- The work is reviewed for compliance with VBBL 2019 | Vantech Electric Ltd
EP-2023-09376 | 2023-10-17 | 4803 LAUREL STREET, Vancouver, BC | Electrical Permit | Commercial | New | Issued | Interim - Commercial - Scope of work: slab, underground, raceways, grounding, branch circuits. Service connection to BC Hydro is not permitted under this permit. Interim permit for EP-2023-09202. >BP: New multi dwelling building To construct a 3-storey multiple dwelling building, containing 8 dwelling units, over one level of underground parking having vehicular access from the lane. Notes: 1- Permit is related to DP-2021-00641 2- The work is reviewed for compliance with VBBL 2019 | Vantech Electric Ltd
PP-2023-03304 | 2023-10-13 | 4803 LAUREL STREET, Vancouver, BC | Plumbing Permit | Commercial | New | Issued | Commercial - Plumbing *** Separate permit required for Civil work*** >BP: New multi dwelling building To construct a 3-storey multiple dwelling building, containing 8 dwelling units, over one level of underground parking having vehicular access from the lane. | Lally Plumbing & Heating Ltd
EP-2022-00927 | 2022-02-09 | 5064 GLADSTONE STREET, Vancouver, BC V5P 4B9 | Electrical Permit | Residential | Renovation | Completed | Installation / Repair - Residential - Install car charge controller: Supply DCC-12 charge controller for 40 amp car charging outlet. Install adjacent to main electrical panel in garage and verify operation upon connection. Check new electrical wiring in garage meets satisfactory workmanship and electrical code requirements. >>>>>> Amend: March 2 -We would like to correct the deficiencies in the garage (rough in done by somebody else), pls see below: -pigtail wiring to dual outlets, - replace 3/4” conduit with 1” conduit and connector for 50 amp outlet, - ream conduit and install junction boxes at the top of conduit drops In attic, - install new conduit along upper corner of south wall and junction to outlets in order to protect wiring. No access to attic along soffit edge. - Replace 8x8 PVC box with steel 8x8 box. | Kato Electrical Inc
PP-2022-01517 | 2022-05-04 | 2896 E GEORGIA STREET, Vancouver, BC V5K 2K4 | Plumbing Permit | Residential | New | Completed | Residential - Installing new plumbing fixtures inside the duplex >BP: To construct a 2 storey two-family dwelling with 2 secondary suites located in the Basement ($815,550.00) with a detached accessory building (garage) and 1 open parking at the rear providing 2 parking spaces, having vehicular access from the lane. 1. Covenant registered at the Land Title Office under CA9354329 2. A/C proposed – Exterior components located in rear yard, Interior components located in closets at upper floor. 3. Schedule B: (XUE LI CHEN) P.Eng (778-235-5447.) Structural, Geotechnical and Architectural (Item 1.5 only) 4. HPO: Residential Builder- (HERITAGE IMAGE HOMES LTD. ) Note: This is a 2 storey building pursuant to the Zoning and Development By-Law Address Information: WEST UNIT #1-2896 E Georgia St - One Family Dwelling (1st-2nd floor) #2-2896 E Georgia St - Secondary Suite (basement) EAST UNIT #1-721 Renfrew St - One Family Dwelling (1st-2nd floor) #2-721 Renfrew St - Secondary Suite (basement) Address and suite numbers assigned as per approved plans for Fire and Emergency response. The address numbers are to be posted to the building to be visible from the street and the suite numbers are to be posted at the suite entries in accordance with the Building By-law prior to final inspection. **THIS PERMIT HAS BEEN ISSUED UNDER THE REQUIREMENTS OF VBBL #12511 (2019)** | SUNSHINE PLUMBING LTD
EP-2022-01579 | 2022-02-28 | 2896 E GEORGIA STREET, Vancouver, BC V5K 2K4 | Electrical Permit | Residential | New | Expired | Temporary Power - Residential - To provide temporary power. NOTE: Work authorized by this permit is for placement of a temporary power pole only and does not authorize any site construction and/or excavation. A separate Building Permit will be required prior to commencement of any other work on this site. | Maple Leaf Electrical Ltd
PP-2022-00959 | 2022-04-06 | 2896 E GEORGIA STREET, Vancouver, BC V5K 2K4 | Plumbing Permit | Residential | New | Completed | Residential - 2FD+2SS - WEST UNIT - 2896 E GEORGIA ST - #1 & #2 EAST UNIT - 721 RENFREW ST - #1 & #2 Strom sewer connections To construct a 2 storey two-family dwelling with 2 secondary suites located in the Basement with a detached accessory building (garage) and 1 open parking at the rear providing 2 parking spaces, having vehicular access from the lane. 1. Covenant registered at the Land Title Office under CA9354329 2. A/C proposed – Exterior components located in rear yard, Interior components located in closets at upper floor. AMEND: APR 28/2023 ADD 2 with pump sumps and one is gravity. City inspector john already has the engineer letter for pump sumps | Mash Construction Ltd.
GP-2022-02205 | 2022-07-28 | 2896 E GEORGIA STREET, Vancouver, BC V5K 2K4 | Gas Permit | Residential | New | Completed | Residential - 2FD+2SS - WEST - 2896 E GEORGIA ST - #1 & #2 EAST - 721 RENFREW ST - #1 & #2 side 1-2896 e georgia st to install 1 boiler 1 bbq 2 ranges side 2-2896 e georgia st to install 1 boiler 1 bbq 2 ranges To construct a 2 storey two-family dwelling with 2 secondary suites located in the Basement with a detached accessory building (garage) and 1 open parking at the rear providing 2 parking spaces, having vehicular access from the lane. 1. Covenant registered at the Land Title Office under CA9354329 2. A/C proposed – Exterior components located in rear yard, Interior components located in closets at upper floor. | Symbolistic Heating Ltd
SP-2022-01042 | 2022-06-27 | 2896 E GEORGIA STREET, Vancouver, BC V5K 2K4 | Sprinkler Permit | Residential | New | Completed | Residential - Install sprinklers in Duplex To construct a 2 storey two-family dwelling with 2 secondary suites located in the Basement with a detached accessory building (garage) and 1 open parking at the rear providing 2 parking spaces, having vehicular access from the lane. 1. Covenant registered at the Land Title Office under CA9354329 2. A/C proposed – Exterior components located in rear yard, Interior components located in closets at upper floor. 3. Schedule B: (XUE LI CHEN) P.Eng (778-235-5447.) Structural, Geotechnical and Architectural (Item 1.5 only) 4. HPO: Residential Builder- (HERITAGE IMAGE HOMES LTD. ) | Gold Key Fire Protection Ltd
EP-2022-05250 | 2022-08-02 | 2896 E GEORGIA STREET, Vancouver, BC V5K 2K4 | Electrical Permit | Residential | New | Completed | Installation / Repair - Residential - Rough in wiring and finishing for duplex houses >BP: To construct a 2 storey two-family dwelling with 2 secondary suites located in the Basement ($815,550.00) with a detached accessory building (garage) and 1 open parking at the rear providing 2 parking spaces, having vehicular access from the lane. 1. Covenant registered at the Land Title Office under CA9354329 2. A/C proposed – Exterior components located in rear yard, Interior components located in closets at upper floor. 3. Schedule B: (XUE LI CHEN) P.Eng (778-235-5447.) Structural, Geotechnical and Architectural (Item 1.5 only) 4. HPO: Residential Builder- (HERITAGE IMAGE HOMES LTD. ) Note: This is a 2 storey building pursuant to the Zoning and Development By-Law | Bolt Electric Ltd
EP-2022-05754 | 2022-07-17 | 2896 E GEORGIA STREET, Vancouver, BC V5K 2K4 | Electrical Permit | Residential | New | Completed | Installation / Repair - Residential - Alarm, telephone, tv, net, cctv (pre-wire only), Entry >BP: To construct a 2 storey two-family dwelling with 2 secondary suites located in the Basement ($815,550.00) with a detached accessory building (garage) and 1 open parking at the rear providing 2 parking spaces, having vehicular access from the lane. | Best Built-In Centre Ltd
PP-2023-00718 | 2023-03-03 | 2268 W 4TH AVENUE, Vancouver, BC | Plumbing Permit | Commercial | Addition | Completed | Commercial - Adding a double check assembly valve for Expresso coffee machine | West Pender Mechanical Ltd
EP-2023-01687 | 2023-03-06 | 108 E 5TH AVENUE, Vancouver, BC V5T 0K6 | Electrical Permit | Commercial | New | Issued | Temporary Power - Commercial - To provide temporary power. Installation of Security Cameras >BP: To construct a 9 storey mixed use building containing 1st (w/ mezz) and 2nd storeys - uses in accordance with section 4.5.1(a) of the I-1B District Schedule (Group F-2) shell only, 3rd to 6th storeys - General Office use (Digital Entertainment and Information Communication Technology) (Group D) shell only, 7th to 9th storeys - General Office use (Group D) shell only, all over 5 levels of underground parking having vehicular access from the lane. | Charanjit Singh
EP-2022-06966 | 2022-10-11 | 108 E 5TH AVENUE, Vancouver, BC V5T 0K6 | Electrical Permit | Commercial | New | Issued | Installation / Repair - Commercial - A 9 storey mixed use building. Underground Parkade Level and Main Electrical. Above Grade Levels are a shell building. Full fitout of the parkade. Scope includes: HV, Fire Alarm, Lighting, Devices for Electrical Installation for 5 levels of Parkade and 9 above grade levels. >BP: To construct a 9 storey mixed use building containing 1st (w/ mezz) and 2nd storeys - uses in accordance with section 4.5.1(a) of the I-1B District Schedule (Group F-2) shell only, 3rd to 6th storeys - General Office use (Digital Entertainment and Information Communication Technology) (Group D) shell only, 7th to 9th storeys - General Office use (Group D) shell only, all over 5 levels of underground parking having vehicular access from the lane. All tenant spaces require separate tenant improvement permits. NOTE: 10% of floor area on Levels 2 to 9 allocated as accessory amenity area that is used by the tenants. Exact layout to be confirmed and coordinated as part of the TI Permit by Tenant. This permit has been reviewed under the 2019 Vancouver Building By-law (#12511). Building to be sprinklered to NFPA 13 requirements. STAGED CONSTRUCTION Stage 1 - Excavation and Shoring - issued December 22, 2021 Stage 2 - Foundation to Grade - in review | Red Seal Electric Ltd
PP-2022-03078 | 2022-09-26 | 108 E 5TH AVENUE, Vancouver, BC V5T 0K6 | Plumbing Permit | Commercial | New | Issued | Commercial - ****UNDERGROUND PIPING**** Base build Pluming for new build office building. >BP: To construct a 9 storey mixed use building containing 1st (w/ mezz) and 2nd storeys - uses in accordance with section 4.5.1(a) of the I-1B District Schedule (Group F-2) shell only, 3rd to 6th storeys - General Office use (Digital Entertainment and Information Communication Technology) (Group D) shell only, 7th to 9th storeys - General Office use (Group D) shell only, all over 5 levels of underground parking having vehicular access from the lane. All tenant spaces require separate tenant improvement permits. NOTE: 10% of floor area on Levels 2 to 9 allocated as accessory amenity area that is used by the tenants. Exact layout to be confirmed and coordinated as part of the TI Permit by Tenant. This permit has been reviewed under the 2019 Vancouver Building By-law (#12511). Building to be sprinklered to NFPA 13 requirements. STAGED CONSTRUCTION Stage 1 - Excavation and Shoring - issued December 22, 2021 Stage 2 - Foundation to Grade - in review | Ocean Park Mechanical Ltd
EP-2023-00298 | 2023-01-13 | 108 E 5TH AVENUE, Vancouver, BC V5T 0K6 | Electrical Permit | Commercial | New | Expired | Temporary Power - Commercial - To provide temporary power. | Red Seal Electric Ltd
SP-2023-01821 | NULL | 108 E 5TH AVENUE, Vancouver, BC V5T 0K6 | Sprinkler Permit | Commercial | New | Applicant Revisions | Commercial - ***Above Grade Sprinklers Only*** For all sprinkler work to the 2019 VBBL; NFPA 13, 2013; standpipe work to NFPA 14, 2013; fire pump work to NFPA 20, 2013 (electric fire pump); and alternative solutions prepared by LMDG. Site Description - To construct a 9 storey mixed use building containing 1st (w/ mezz) and 2nd storeys - uses in accordance with section 4.5.1(a) of the I-1B District Schedule (Group F-2) shell only, 3rd to 6th storeys - General Office use (Digital Entertainment and Information Communication Technology) (Group D) shell only, 7th to 9th storeys - General Office use (Group D) shell only, all over 5 levels of underground parking having vehicular access from the lane. Related Permits: AL-2022-00041 2-Hour Rated Sprinkler-Protected Glazing AL-2022-00042 Building Exposure Sprinkler Protection at Loading Bay AL-2022-00043 Parkade Visual Security Glazing AL-2023-00025 Building Exposure at Incubator at Lane SP-2022-00693 Below Grade Sprinklers This application does not include: • Warehouse storage arrangements, or mobile compact storage arrangements. • Flexible sprinkler pipe. • Information Technology Equipment Rooms (e.g. IT Rooms, LAN Rooms, etc.). Notes: - Sprinkler EOR Yadim Amador Castillo of Northwest Sprinkler Company Ltd T:(778) 707-6797 E: yadim@nwsprinkler.com - One set of approved drawings and permit to be available for viewing at the jobsite - Separate permit(s) and documents required for tenant improvement permits - Construction Standpipe to Bulletin 2017-003-BU/FI, VBBL, NFPA 14, and VFBL. | Secure Fire Mechanical Ltd
EP-2023-09192 | 2023-10-12 | 108 E 5TH AVENUE, Vancouver, BC V5T 0K6 | Electrical Permit | Commercial | New | Issued | Installation / Repair - Commercial - Installation of Controls for energy transfer station. >BP: To construct a 9 storey mixed use building containing 1st (w/ mezz) and 2nd storeys - uses in accordance with section 4.5.1(a) of the I-1B District Schedule (Group F-2) shell only, 3rd to 6th storeys - General Office use (Digital Entertainment and Information Communication Technology) (Group D) shell only, 7th to 9th storeys - General Office use (Group D) shell only, all over 5 levels of underground parking having vehicular access from the lane. All tenant spaces require separate tenant improvement permits. NOTE: 10% of floor area on Levels 2 to 9 allocated as accessory amenity area that is used by the tenants. Exact layout to be confirmed and coordinated as part of the TI Permit by Tenant. This permit has been reviewed under the 2019 Vancouver Building By-law (#12511). Building to be sprinklered to NFPA 13 requirements. Radio Antenna System to be installed in this building. STAGED CONSTRUCTION Stage 1 - Excavation and Shoring - issued December 22, 2021 Stage 2 - Foundation to Grade - issued October 20, 2022 Stage 3 - Full Construction - issued May 4, 2023 | Ainsworth Inc
EP-2024-00330 | 2024-01-12 | 108 E 5TH AVENUE, Vancouver, BC V5T 0K6 | Electrical Permit | Commercial | New | Issued | Temporary Power - Commercial - To provide temporary power. | Red Seal Electric Ltd
PP-2024-00219 | NULL | 108 E 5TH AVENUE, Vancouver, BC V5T 0K6 | Plumbing Permit | Commercial | New | Application Incomplete | Commercial - New install of various plumbing equipment and fixtures. >BP: To construct a 9 storey mixed use building containing 1st (w/ mezz) and 2nd storeys - uses in accordance with section 4.5.1(a) of the I-1B District Schedule (Group F-2) shell only, 3rd to 6th storeys - General Office use (Digital Entertainment and Information Communication Technology) (Group D) shell only, 7th to 9th storeys - General Office use (Group D) shell only, all over 5 levels of underground parking having vehicular access from the lane. | Ocean Park Mechanical Ltd
SP-2022-00693 | 2023-09-01 | 108 E 5TH AVENUE, Vancouver, BC V5T 0K6 | Sprinkler Permit | Commercial | New | Issued | Commercial - ***Below Grade Sprinkler Only*** For all sprinkler work to the 2019 VBBL; NFPA 13, 2013; standpipe work to NFPA 14, 2013; fire pump work to NFPA 20, 2013 (electric fire pump); and alternative solutions prepared by LMDG. Site Description: To construct a 9 storey mixed use building containing: - 5 levels of underground parking (P5 to P1) having vehicular access from the lane. - 1st (w/ mezz) and 2nd storeys - uses in accordance with section 4.5.1(a) of the I-1B District Schedule (Group F-2) shell only, - 3rd to 6th storeys - General Office use (Digital Entertainment and Information Communication Technology) (Group D) shell only, - 7th to 9th storeys - General Office use (Group D) shell only, THIS IS A CERTIFIED PROFESSIONAL PROJECT and the CP is Dave Steer of LMDG Related Permits: AL-2022-00041 2-Hour Rated Sprinkler-Protected Glazing AL-2022-00042 Building Exposure Sprinkler Protection at Loading Bay AL-2022-00043 Parkade Visual Security Glazing AL-2023-00025 Building Exposure at Incubator at Lane This application does not include: • Warehouse storage arrangements, or mobile compact storage arrangements. • Flexible sprinkler pipe. • Information Technology Equipment Rooms (e.g. IT Rooms, LAN Rooms, etc.). Notes: - Sprinkler EOR Yadim Amador Castillo of Northwest Sprinkler Company Ltd T:(778) 707-6797 E: yadim@nwsprinkler.com - One set of approved drawings and permit to be available for viewing at the jobsite - Separate permit(s) and documents required for tenant improvement permits - Construction Standpipe to Bulletin 2017-003-BU/FI, VBBL, NFPA 14, and VFBL. ***Permit amendment required to address pipe sizing and standpipe system design*** | Secure Fire Mechanical Ltd
EP-2022-00238 | 2022-01-13 | 108 E 5TH AVENUE, Vancouver, BC V5T 0K6 | Electrical Permit | Commercial | New | Expired | Temporary Power - Commercial - To provide temporary power. | Red Seal Electric Ltd
PP-2022-01947 | 2022-06-08 | 2388 W 34TH AVENUE #3, Vancouver, BC V6M 1G7 | Plumbing Permit | Residential | New | Issued | Residential - Laneway house >BP: To construct a 2 storey laneway house building ($247,397.50) with an attached garage. The entire building, INCLUDING THE ATTACHED GARAGE, to be sprinklered to NFPA 13R. NOTE: To achieve the required FSR a floor space exclusion of 3% has been applied to this application as per section 11.17.24(d) of the district schedule, to accommodate improved building performance. 1. No Strata Titling permitted 2. No A/C unit proposed 3. Schedule B: Jason Hui P.Eng (778-319-3403) Structural & Geotechnical 4. BC Housing: Rishi Holdings Note: This is a 1 1/2 storey building pursuant to the Zoning & Development By-law ******THIS PERMIT HAS BEEN ISSUED UNDER THE REQUIREMENTS OF VBBL 2019****** Building 2 #3-2388 W 34th Av - Laneway House Address and suite number assigned as per approved plans for Fire and Emergency response. The address number is to be posted to the building to be visible from the street and the suite number is to be posted at the suite entry in accordance with the Building By-law prior to final inspection. | Blueline Plumbing & Heating Ltd
GP-2022-03142 | 2022-10-14 | 2388 W 34TH AVENUE #3, Vancouver, BC V6M 1G7 | Gas Permit | Residential | New | Issued | Residential - to install 1 water heater >BP: To construct a 2 storey laneway house building ($247,397.50) with an attached garage. Rev#1: The entire ancillary residential building, INCLUDING THE ATTACHED GARAGE, to be sprinklered to NFPA 13-D as per VBBL 3.2.5.12.(3)(d) requirement NOTE: To achieve the required FSR a floor space exclusion of 3% has been applied to this application as per section 11.17.24(d) of the district schedule, to accommodate improved building performance. 1. No Strata Titling permitted 2. No A/C unit proposed 3. Schedule B: Jason Hui P.Eng (778-319-3403) Structural & Geotechnical 4. BC Housing: Rishi Holdings Note: This is a 1 1/2 storey building pursuant to the Zoning & Development By-law ******THIS PERMIT HAS BEEN ISSUED UNDER THE REQUIREMENTS OF VBBL 2019****** | Symbolistic Heating Ltd
SP-2022-01825 | 2022-11-03 | 2388 W 34TH AVENUE #3, Vancouver, BC V6M 1G7 | Sprinkler Permit | Residential | New | Issued | Residential - Install sprinklers in LWH >>BP: To construct a 2 storey laneway house building ($247,397.50) with an attached garage. Rev#1: The entire ancillary residential building, INCLUDING THE ATTACHED GARAGE, to be sprinklered to NFPA 13-D as per VBBL 3.2.5.12.(3)(d) requirement NOTE: To achieve the required FSR a floor space exclusion of 3% has been applied to this application as per section 11.17.24(d) of the district schedule, to accommodate improved building performance. 1. No Strata Titling permitted 2. No A/C unit proposed 3. Schedule B: Jason Hui P.Eng (778-319-3403) Structural & Geotechnical 4. BC Housing: Rishi Holdings Note: This is a 1 1/2 storey building pursuant to the Zoning & Development By-law ******THIS PERMIT HAS BEEN ISSUED UNDER THE REQUIREMENTS OF VBBL 2019***** | Gold Key Fire Protection Ltd
EP-2022-05944 | 2022-07-18 | 2388 W 34TH AVENUE #3, Vancouver, BC V6M 1G7 | Electrical Permit | Residential | New | Issued | Installation / Repair - Residential - LWH - #3 - new electrical wiring will be install To construct a 2 storey laneway house building with an attached garage. Rev#1: The entire ancillary residential building, INCLUDING THE ATTACHED GARAGE, to be sprinklered to NFPA 13-D as per VBBL 3.2.5.12.(3)(d) requirement 1. No Strata Titling permitted 2. No A/C unit proposed AMEND: JULY 25/2022 MAIN SERVICE WILL BE 400 AMPS 120/240 SINGLE PHASE 3 WIRE REVISED LOAD CALCS UPLOADED | AMJ ELECTRIC SERVICES INC
GP-2022-03859 | NULL | 1477 E 55TH AVENUE, Vancouver, BC V5P 1Z1 | Gas Permit | Residential | Addition | Cancelled | Residential - 1 dryer and 1 stove addition to basement | GRIZZLY PLUMBING & HEATING LTD
PP-2023-01866 | 2023-08-02 | 2073 E 1ST AVENUE, Vancouver, BC | Plumbing Permit | Commercial | New | Issued | Commercial - Building 1 (South) To construct three 4-storey multi-family townhouse blocks on top of an underground parkade. Block 1 - 7 strata units (2073 E 1st Av) - BP-2021-00911 Block 2 - 9 strata units (2075 E 1st Av) - BP-2021-00912 Block 3 - 8 strata units & one retail unit (2085 E 1st Av) - BP-2021-00913 Related to BP-2020-01550 (Site permit) Stage I - Excavation & Shoring - Issued March 22, 2022. Stage 2 (Str to grade & underground plumbing works) issued 14-Sep-2022 Stage 3 ( Full permit) issued Apr 24, 2023 | PR Mechanical LTD.
EP-2023-09110 | 2023-11-20 | 2073 E 1ST AVENUE, Vancouver, BC | Electrical Permit | Commercial | New | Issued | Installation / Repair - Commercial - Electrical work scope: Rough wiring for all units in the building including the fire alarm rough wiring, Finishing for all units including installation of electrical switches, devices, lights, covers, fire alarm devices. Extra low voltage work NOT INCLUDED. Voltage: 120/208V & Amps: 1600A -Heating Circuits Distribution/Panelboards Installation of Fire alarm system >BP: To construct Building 1 (South) (4-storey residential building), containing 7 townhomes. Building 1 is part of a larger development consisting of 3 multi-family 4-storey residential buildings on top of an underground parkade. Block 1 - 7 units (2073 E 1st Av) - BP-2021-00911 Block 2 - 9 units (2075 E 1st Av) - BP-2021-00912 Block 3 - 8 units & one retail unit (2085 E 1st Av) - BP-2021-00913 Related to BP-2020-01550 (Site permit) Stage I - Excavation & Shoring - Issued March 22, 2022. Stage 2 (Str to grade & underground plumbing works) issued 14-Sep-2022 Stage 3 ( Full permit) issued Apr 24, 2023 | Adept Electrical Services Ltd
EP-2023-09770 | 2023-11-08 | 2073 E 1ST AVENUE, Vancouver, BC | Electrical Permit | Commercial | New | Issued | Installation / Repair - Commercial - CO/NO2 Gas Detector timers & Controllers for ERV's Remote water meter read out Controls for domestic hot water heat pumps rough in suites for VRF FC's >BP: To construct Building 1 (South) (4-storey residential building), containing 7 townhomes. Building 1 is part of a larger development consisting of 3 multi-family 4-storey residential buildings on top of an underground parkade. Block 1 - 7 units (2073 E 1st Av) - BP-2021-00911 Block 2 - 9 units (2075 E 1st Av) - BP-2021-00912 Block 3 - 8 units & one retail unit (2085 E 1st Av) - BP-2021-00913 Related to BP-2020-01550 (Site permit) Stage I - Excavation & Shoring - Issued March 22, 2022. Stage 2 (Str to grade & underground plumbing works) issued 14-Sep-2022 Stage 3 ( Full permit) issued Apr 24, 2023 | Modern Systems Management Ltd
EP-2023-09766 | 2023-11-08 | 2085 E 1ST AVENUE, Vancouver, BC | Electrical Permit | Commercial | New | Issued | Installation / Repair - Commercial - Control work for CO/NO2 Gas Detector Thermostats for AC-1. Interlock with Cu-1 (CRU) Controllers for ERV's Remote water meter read out controls for domestic hot water heat pumps rough in suites for VRF FC >BP: To construct Building 3 (East ) (4-storey residential building), containing 8 townhomes and one retail unit. Building 3 is part of a larger development consisting of 3 multi-family, 4-storey residential buildings on top of an underground parkade. Block 1 - 7 units (2073 E 1st Av) - BP-2021-00911 Block 2 - 9 units (2075 E 1st Av) - BP-2021-00912 Block 3 - 8 units & one retail unit (2085 E 1st Av) - BP-2021-00913 Related to BP-2020-01550 (Site permit) Stage I (Excavation & Shoring) Issued 22-Mar-2022 Stage II (Str to grade&underground plumbing works) issued 14- Sep-2022 Stage II ( Full permit) issued 24-Apr- 2023 | Modern Systems Management Ltd
EP-2023-09112 | 2023-11-20 | 2085 E 1ST AVENUE, Vancouver, BC | Electrical Permit | Commercial | New | Issued | Installation / Repair - Commercial - Rough wiring, finishing, lighting install. Electrical work scope: Rough wiring for all units in the building including the fire alarm rough wiring, Finishing for all units including installation of electrical switches, devices, lights, covers, fire alarm devices. Extra low voltage work NOT INCLUDED. Voltage: 120/208V & Amps: 1600A >BP: To construct Building 3 (East ) (4-storey residential building), containing 8 townhomes and one retail unit. Building 3 is part of a larger development consisting of 3 multi-family, 4-storey residential buildings on top of an underground parkade. Block 1 - 7 units (2073 E 1st Av) - BP-2021-00911 Block 2 - 9 units (2075 E 1st Av) - BP-2021-00912 Block 3 - 8 units & one retail unit (2085 E 1st Av) - BP-2021-00913 Related to BP-2020-01550 (Site permit) Stage I (Excavation & Shoring) Issued 22-Mar-2022 Stage II (Str to grade&underground plumbing works) issued 14- Sep-2022 Stage II ( Full permit) issued 24-Apr- 2023 | Adept Electrical Services Ltd
PP-2023-01867 | 2023-08-04 | 2085 E 1ST AVENUE, Vancouver, BC | Plumbing Permit | Commercial | New | Issued | Commercial - Building 3 (East) To construct three 4-storey multi-family townhouse blocks on top of an underground parkade. Block 1 - 7 strata units (2073 E 1st Av) - BP-2021-00911 Block 2 - 9 strata units (2075 E 1st Av) - BP-2021-00912 Block 3 - 8 strata units & one retail unit (2085 E 1st Av) - BP-2021-00913 >BP: To construct Building 3 (East ) (4-storey residential building), containing 8 townhomes and one retail unit. Building 3 is part of a larger development consisting of 3 multi-family, 4-storey residential buildings on top of an underground parkade. Block 1 - 7 units (2073 E 1st Av) - BP-2021-00911 Block 2 - 9 units (2075 E 1st Av) - BP-2021-00912 Block 3 - 8 units & one retail unit (2085 E 1st Av) - BP-2021-00913 Related to BP-2020-01550 (Site permit) Stage I (Excavation & Shoring) Issued 22-Mar-2022 Stage II (Str to grade&underground plumbing works) issued 14- Sep-2022 Stage II ( Full permit) issued 24-Apr- 2023 | PR Mechanical LTD.
EP-2023-04050 | 2023-05-10 | 6485 MANITOBA STREET, Vancouver, BC | Electrical Permit | Commercial | New | Issued | Temporary Power - Commercial - To provide temporary power. -SECURITY CAMERA INSTALLATION FOR SITE MONITORING >BP: To construct a 6-storey mixed-use building consisting of: 1st Storey - 6 CRU's + 5 Dwelling Units 2nd to 5th Storey - 30 Dwelling Units 6th Storey - Roof Amenity all over 2 levels of underground parking accessed from lane. Mechanical Review Note: 2-h grease duct shaft proposed within CRU #6 through L2 - L6 to the roof. *This permit has been reviewed under the provisions of VBBL 2019.* **CRU#1 thru CRU#5 shall not be tenanted as restaurants with Class 1 cooking in the future.** ***This permit has been issued on condition that the owner will enter into a Latecomer Agreement before September 1, 2023.*** | AIGO TECHNOLOGY INC
EP-2023-06808 | 2023-07-27 | 6485 MANITOBA STREET, Vancouver, BC | Electrical Permit | Commercial | New | Issued | Temporary Power - Commercial - To provide temporary power. | AIGO TECHNOLOGY INC
EP-2023-06850 | 2023-10-03 | 6485 MANITOBA STREET, Vancouver, BC | Electrical Permit | Commercial | New | Issued | Installation / Repair - Commercial - Complete wiring installation for a 6-storey mixed-use building; prewiring Eletrical Cable and EMT Conduit, also communication cable. >BP: To construct a 6-storey mixed-use building consisting of: 1st Storey - 6 CRU's + 5 Dwelling Units 2nd to 5th Storey - 30 Dwelling Units 6th Storey - Roof Amenity all over 2 levels of underground parking accessed from lane. Mechanical Review Note: 2-h grease duct shaft proposed within CRU #6 through L2 - L6 to the roof. *This permit has been reviewed under the provisions of VBBL 2019.* **CRU#1 thru CRU#5 shall not be tenanted as restaurants with Class 1 cooking in the future.** ***This permit has been issued on condition that the owner will enter into a Latecomer Agreement before September 1, 2023.*** REVISION #1 (S.Yoo, Jun. 6, 2023): Revised Shoring Drawings S7 & S11 - Excavation onto west neighboring property revised to slope cut. | AIGO TECHNOLOGY INC
PP-2023-02733 | 2023-08-14 | 6485 MANITOBA STREET, Vancouver, BC | Plumbing Permit | Commercial | New | Issued | Commercial - **** UNDERGROUND ONLY **** >BP: To construct a 6-storey mixed-use building consisting of: 1st Storey - 6 CRU's + 5 Dwelling Units 2nd to 5th Storey - 30 Dwelling Units 6th Storey - Roof Amenity all over 2 levels of underground parking accessed from lane. Mechanical Review Note: 2-h grease duct shaft proposed within CRU #6 through L2 - L6 to the roof. *This permit has been reviewed under the provisions of VBBL 2019.* **CRU#1 thru CRU#5 shall not be tenanted as restaurants with Class 1 cooking in the future.** | AAA PLUMBING & HEATING LTD
EP-2023-07264 | 2023-08-24 | 6485 MANITOBA STREET, Vancouver, BC | Electrical Permit | Commercial | New | Completed | Interim - Commercial - Scope of work: slab, underground, raceways, grounding, branch circuits. Service connection to BC Hydro is not permitted under this permit. >BP: To construct a 6-storey mixed-use building consisting of: 1st Storey - 6 CRU's + 5 Dwelling Units 2nd to 5th Storey - 30 Dwelling Units 6th Storey - Roof Amenity all over 2 levels of underground parking accessed from lane. Mechanical Review Note: 2-h grease duct shaft proposed within CRU #6 through L2 - L6 to the roof. *This permit has been reviewed under the provisions of VBBL 2019.* **CRU#1 thru CRU#5 shall not be tenanted as restaurants with Class 1 cooking in the future.** ***This permit has been issued on condition that the owner will enter into a Latecomer Agreement before September 1, 2023.*** REVISION #1 (S.Yoo, Jun. 6, 2023): Revised Shoring Drawings S7 & S11 - Excavation onto west neighboring property revised to slope cut. | AIGO TECHNOLOGY INC
EP-2023-00131 | 2023-01-06 | 125 W 49TH AVENUE, Vancouver, BC | Electrical Permit | Commercial | New | Expired | Temporary Power - Commercial - To provide temporary power. | Aidea Solutions Ltd
EP-2022-09474 | 2022-11-08 | 21 E 51ST AVENUE #3, Vancouver, BC V5X 1C1 | Electrical Permit | Residential | New | Completed | Installation / Repair - Residential - Low Voltage (Cable, Telephone, Data & Doorbell) Rough In & Finishing >BP: To construct a 1 storey laneway house building ($159,075.00) with an attached parking garage, providing 1 parking space, having vehicular access from the lane. 1. Covenant registered at the Land Title Office under CA9795177 2. No Strata Titling permitted 3. No A/C unit proposed 4. Schedule B: Tsung-Hua Yang, P. Eng. (604-729-0585) Structural & Geotechnical 5. HPO: Residential Builder - T.A.R.F. Holdings 6. The entire building, INCLUDING THE ATTACHED GARAGE (if applicable), to be sprinklered to NFPA 13D. ******THIS PERMIT HAS BEEN ISSUED UNDER THE REQUIREMENTS OF VBBL #12511 (2019)****** | Cititech Security & Sound Inc.
EP-2022-09151 | 2022-11-01 | 21 E 51ST AVENUE #3, Vancouver, BC V5X 1C1 | Electrical Permit | Residential | New | Completed | Installation / Repair - Residential - LWH - #3 - rough wiring, finishing and service of new LWH LOAD CALC INDICATES AC UNIT Main house 150 amps LWH 100 amps Main service 200 amps >DB: To construct a 1 storey laneway house building with an attached parking garage, providing 1 parking space, having vehicular access from the lane. 1. Covenant registered at the Land Title Office under CA9795177 2. No Strata Titling permitted 3. No A/C unit proposed 4. Schedule B: Tsung-Hua Yang, P. Eng. (604-729-0585) Structural & Geotechnical 5. HPO: Residential Builder - T.A.R.F. Holdings 6. The entire building, INCLUDING THE ATTACHED GARAGE (if applicable), to be sprinklered to NFPA 13D. | OPTIMUM ELECTRICAL LTD
SP-2022-01795 | 2022-10-31 | 21 E 51ST AVENUE #3, Vancouver, BC V5X 1C1 | Sprinkler Permit | Residential | New | Completed | Residential - LWH - #3 - new sprinkler installation >DB: To construct a 1 storey laneway house building with an attached parking garage, providing 1 parking space, having vehicular access from the lane. 1. Covenant registered at the Land Title Office under CA9795177 2. No Strata Titling permitted 3. No A/C unit proposed 6. The entire building, INCLUDING THE ATTACHED GARAGE (if applicable), to be sprinklered to NFPA 13D. | Real Tech Fire Protection Ltd
PP-2022-03125 | 2022-09-08 | 21 E 51ST AVENUE #3, Vancouver, BC V5X 1C1 | Plumbing Permit | Residential | New | Completed | Residential - Plumbing for: >BP: To construct a 1 storey laneway house building ($159,075.00) with an attached parking garage, providing 1 parking space, having vehicular access from the lane. | RISER PLUMBING & HEATING LTD
PP-2022-01811 | 2022-05-30 | 21 E 51ST AVENUE #3, Vancouver, BC V5X 1C1 | Plumbing Permit | Residential | New | Completed | Residential - Sump >BP: To construct a 2 storey + basement one-family dwelling with a secondary suite ($728,250.00) located in the basement with 1 laneway house parking space, having vehicular access from the lane. Note: This is a 2 storey building pursuant to the Zoning and Development By-Law 1- Covenant registered at the Land Title Office under CA9795177 2- No strata titling permitted 3- Bar sink proposed in the basement 4- No A/C unit proposed 5- Schedule B: Tsung-Hua Yang, P. Eng. (604-729-0585) Structural & Geotechnical 6- HPO: Residential Builder – T.A.R.F. Holdings 7- The entire building, INCLUDING THE ATTACHED GARAGE (if applicable), to be sprinklered to NFPA 13D. Address Note: Building 1 #1-21 E 51st Av - One Family Dwelling (1st & 2nd floor, west side or basement) #2-21 E 51st Av - Secondary Suite (east side of basement) Address and suite numbers assigned as per approved plans for Fire and Emergency response. The address numbers are to be posted to the building to be visible from the street and the suite numbers are to be posted at the suite entries in accordance with the Building By-law prior to final inspection. ******THIS PERMIT HAS BEEN ISSUED UNDER THE REQUIREMENTS OF VBBL #12511 (2019)****** | AKAL DEMOLITION & EXCAVATING LTD
PP-2022-02827 | 2022-08-15 | 2676 W 31ST AVENUE #3, Vancouver, BC V6L 1Z8 | Plumbing Permit | Residential | New | Issued | Residential - New plumbing rough in >To construct a 2 storey laneway house building ($223,100) with an attached garage and 1 open parking pad, providing a total of 2 parking spaces, having vehicular access from the lane. Note: This is a 1 ½ storey building pursuant to the Zoning & Development By-law 1. Covenant registered at the Land Title Office under CA9294518 2. No Strata Titling permitted 3. No A/C unit proposed 4. Schedule B: Dr. N Liu P Eng (778 323-2555) Structural & Geotechnical 5. HPO: Residential Builder – Le Zhong Construction Services Ltd #42677. 6. Entire Building to have NFPA 13-R Building 2 #3-2676 W 31st Av - Laneway House Address and suite number assigned as per approved plans for Fire and Emergency response. The address number is to be posted to the building to be visible from the street and the suite number is to be posted at the suite entry in accordance with the Building By-law prior to final inspection. ****ALL PROJECT COORINATOR NOTES HAS BEEN ACCEPTED BY THE APPLICANT**** ******THIS PERMIT HAS BEEN ISSUED UNDER THE REQUIREMENTS OF VBBL #12511 (2019)****** | Sheri Ann Scharfe
MP-2023-01946 | 2023-10-31 | 2676 W 31ST AVENUE #3, Vancouver, BC V6L 1Z8 | Mechanical Permit | NULL | NULL | Issued | NULL | Microwind Contracting Ltd
EP-2023-09832 | 2023-11-09 | 2676 W 31ST AVENUE #3, Vancouver, BC V6L 1Z8 | Electrical Permit | Residential | New | Issued | Installation / Repair - Residential - Electrical wiring for laneway house and with 400amp underground service with 2x200amp duplex meter base. 1st meter -200amp for main house. 2nd meter-200amp for laneway house. Main house permit issued already EP-2022-04855 >BP: To construct a 2 storey laneway house building ($223,100) with an attached garage and 1 open parking pad, providing a total of 2 parking spaces, having vehicular access from the lane. Note: This is a 1 ½ storey building pursuant to the Zoning & Development By-law 1. Covenant registered at the Land Title Office under CA9294518 2. No Strata Titling permitted 3. No A/C unit proposed 4. Schedule B: Dr. N Liu P Eng (778 323-2555) Structural & Geotechnical 5. HPO: Residential Builder – Le Zhong Construction Services Ltd #42677. 6. Entire Building to have NFPA 13-R ****ALL PROJECT COORINATOR NOTES HAS BEEN ACCEPTED BY THE APPLICANT**** ******THIS PERMIT HAS BEEN ISSUED UNDER THE REQUIREMENTS OF VBBL #12511 (2019)****** | Altech Electric Ltd
EP-2023-10392 | 2023-11-21 | 2676 W 31ST AVENUE #3, Vancouver, BC V6L 1Z8 | Electrical Permit | Residential | New | Issued | Installation / Repair - Residential - extra low voltage: alarm/voice/data/cable -"rough wire and completion" of voice/cable/data and security system >BP: To construct a 2 storey laneway house building ($223,100) with an attached garage and 1 open parking pad, providing a total of 2 parking spaces, having vehicular access from the lane. Note: This is a 1 ½ storey building pursuant to the Zoning & Development By-law 1. Covenant registered at the Land Title Office under CA9294518 2. No Strata Titling permitted 3. Rev#1: Exterior mechanical unit (Heat Pump) proposed in rear yard 4. Schedule B: Dr. N Liu P Eng (778 323-2555) Structural & Geotechnical 5. HPO: Residential Builder – Le Zhong Construction Services Ltd #42677. 6. Entire Building to have NFPA 13-R ****ALL PROJECT COORINATOR NOTES HAS BEEN ACCEPTED BY THE APPLICANT**** ******THIS PERMIT HAS BEEN ISSUED UNDER THE REQUIREMENTS OF VBBL #12511 (2019)****** | Digimax Solutions Ltd
SP-2024-00041 | 2024-01-16 | 2676 W 31ST AVENUE #3, Vancouver, BC V6L 1Z8 | Sprinkler Permit | Residential | New | Issued | Residential - LWH - #3 - new laneway house >DB: To construct a 2 storey laneway house building with an attached garage and 1 open parking pad, providing a total of 2 parking spaces, having vehicular access from the lane. Note: This is a 1 ½ storey building pursuant to the Zoning & Development By-law 1. Covenant registered at the Land Title Office under CA9294518 2. No Strata Titling permitted 3. Rev#1: Exterior mechanical unit (Heat Pump) proposed in rear yard 6. Entire Building to have NFPA 13-R ****ALL PROJECT COORINATOR NOTES HAS BEEN ACCEPTED BY THE APPLICANT**** ******THIS PERMIT HAS BEEN ISSUED UNDER THE REQUIREMENTS OF VBBL #12511 (2019)****** | Yu Fire Protection Inc.
GP-2022-02111 | NULL | 3638 TRINITY STREET, Vancouver, BC | Gas Permit | Residential | New | Withdrawn | Residential - back unit south side | PERFECT PLUMBING & HEATING LTD.
PP-2022-04312 | 2022-12-01 | 3420 E 47TH AVENUE #3, Vancouver, BC V5S 1C9 | Plumbing Permit | Residential | New | Completed | Residential - Plumbing RI installation of all fixtures provided by owner >BP: To construct a one storey laneway house building ($169,875) with an open parking pad, providing 1 parking space, having vehicular access from the lane. 1- Covenant registered at the Land Title Office under CB22789 2- No strata titling permitted 3- Schedule B: Md. Shahidul Alam P.Eng (604.653.) Structural & Geotechnical 4- HPO: Residential Builder - DSG Homes Ltd. | Superstar Plumbing Heating & Sprinkler Supplies Ltd
GP-2023-01454 | 2023-05-04 | 3420 E 47TH AVENUE #3, Vancouver, BC V5S 1C9 | Gas Permit | Residential | New | Completed | Residential - INSTALLING GAS LINE. | Superstar Plumbing Heating & Sprinkler Supplies Ltd
SP-2023-00789 | 2023-05-05 | 3420 E 47TH AVENUE #3, Vancouver, BC V5S 1C9 | Sprinkler Permit | Residential | New | Completed | Residential - INSTALLING SPRINKLER HEADS >BP: To construct a one storey laneway house building ($169,875) with an open parking pad, providing 1 parking space, having vehicular access from the lane. 1- Covenant registered at the Land Title Office under CB22789 2- No strata titling permitted 3- Schedule B: Md. Shahidul Alam P.Eng (604.653.) Structural & Geotechnical 4- HPO: Residential Builder - DSG Homes Ltd. | Superstar Plumbing Heating & Sprinkler Supplies Ltd
EP-2023-01540 | 2023-02-28 | 3420 E 47TH AVENUE #3, Vancouver, BC V5S 1C9 | Electrical Permit | Residential | New | Completed | Installation / Repair - Residential - ELECTRICAL ROUGH WIRING , SERVICE AND FINISHING *An approved mechanical permit is required for the installation of air conditioning/ heat Pump before an electrical inspection will be performed *Building permit DB-2021-03932 to be amended to include "Installation of air conditioning/ heat Pump" >BP: To construct a one storey laneway house building ($169,875) with an open parking pad, providing 1 parking space, having vehicular access from the lane. 1- Covenant registered at the Land Title Office under CB22789 2- No strata titling permitted 3- Schedule B: Md. Shahidul Alam P.Eng (604.653.) Structural & Geotechnical 4- HPO: Residential Builder - DSG Homes Ltd. ******THIS PERMIT HAS BEEN ISSUED UNDER THE REQUIREMENTS OF VBBL #12511 (2019)****** | G G S ELECTRICAL LTD
MP-2023-00105 | 2023-01-26 | 3420 E 47TH AVENUE #3, Vancouver, BC V5S 1C9 | Mechanical Permit | NULL | NULL | Completed | NULL | Superstar Plumbing Heating & Sprinkler Supplies Ltd
EP-2023-03112 | 2023-04-13 | 3420 E 47TH AVENUE #3, Vancouver, BC V5S 1C9 | Electrical Permit | Residential | New | Completed | Installation / Repair - Residential - extra low voltage >BP: To construct a one storey laneway house building ($169,875) with an open parking pad, providing 1 parking space, having vehicular access from the lane. 1- Covenant registered at the Land Title Office under CB22789 2- No strata titling permitted 3- Schedule B: Md. Shahidul Alam P.Eng (604.653.) Structural & Geotechnical 4- HPO: Residential Builder - DSG Homes Ltd. ******THIS PERMIT HAS BEEN ISSUED UNDER THE REQUIREMENTS OF VBBL #12511 (2019)****** | AJ INTEGRATED SERVICES LTD
PP-2023-03180 | 2023-09-08 | 3420 E 47TH AVENUE #3, Vancouver, BC V5S 1C9 | Plumbing Permit | Residential | New | Completed | Residential - Install new 3/4" backflow prevention device AMEND: SEPT 18/2023 Please update address to 3420 E 47th Ave (entered incorrectly) | M&M Industries Ltd
EP-2023-09426 | 2023-11-23 | 458 E 17TH AVENUE, Vancouver, BC V5V 1B1 | Electrical Permit | Residential | Renovation | Issued | Temporary Power - Residential - To provide temporary power. -renewal of EP-2022-08357 -valid Oct 6, 2023 - Oct. 5, 2024 | Pacific Star Electric Inc
SP-2023-01194 | 2023-11-17 | 458 E 17TH AVENUE, Vancouver, BC V5V 1B1 | Sprinkler Permit | Residential | New | Issued | Residential - For all sprinkler work to the 2019 VBBL; NFPA 13R, 2013; for work to alter, add to and convert the existing One-Family Character Dwelling to a Multiple Conversion Dwelling (Building 1) containing 3 Dwelling Units and install a new sprinkler system. Engineer of Record: David Killey 604-599-4499 projects@firebusters.com Related Permits: SP-2023-01195 - Infill | Fire Busters Inc
EP-2022-08357 | 2022-10-05 | 458 E 17TH AVENUE, Vancouver, BC V5V 1B1 | Electrical Permit | Residential | Renovation | Expired | Temporary Power - Residential - To provide temporary power. NOTE: Work authorized by this permit is for placement of a temporary power pole only and does not authorize any site construction and/or excavation. A separate Building Permit will be required prior to commencement of any other work on this site. >>>>Amend: January 5, 2023 - Location of Temp Power to be moved, as per request from owner. Will need to have BC Hydro disconnect service and reconnect once approved by city. Please call Shayne with any questions 604-837-1607 | Pacific Star Electric Inc
PP-2022-03040 | NULL | 1673 W 63RD AVENUE, Vancouver, BC | Plumbing Permit | Residential | New | Withdrawn | Residential - New plumbing installation | 20-20 Solutions Mechanical Ltd
EP-2023-10311 | 2023-11-16 | 1365 DAVIE STREET #1704, Vancouver, BC V6E 1N5 | Electrical Permit | Commercial | Renovation - Dwelling Unit(s) only | Issued | Installation / Repair - Commercial - Class II Circuits Low Voltage to include. Audio and Video -Adding a TV and speakers to the Family room and 2 speakers in the Living room. | Pure Image Technology Solutions Ltd
EP-2023-09810 | 2023-11-23 | 1180 BROUGHTON STREET #1803, Vancouver, BC V6G 2B1 | Electrical Permit | Commercial | Addition | Issued | Installation / Repair - Commercial - Installation of (1) EV Charger. SIEMENS 8EM1312-5CF18-0FA3. Wall Mount. Plug in. All electrical infrastructure is in place. Including 40A breaker in panel MEV A. Panels MEV "A" and MEV "B" are 600A - 208V Panels. Installed at time of construction specifically for EV Chargers in residential parking lot. MEV-A feeds (24) stalls and MEV-B feeds (23) stalls. Breakers, wires and receptacles are already in place. Charger simply needs to be mounted and plugged in. | Mott Electric General Partnership
GP-2023-01811 | 2023-06-13 | 1180 BROUGHTON STREET #1803, Vancouver, BC V6G 2B1 | Gas Permit | Residential | Renovation | Completed | Residential - CAPPING A GAS LINE FOR A RANGE | Hillcrest Plumbing & Heating (1967) Ltd
EP-2023-01238 | 2023-02-23 | 4448 W 4TH AVENUE #3, Vancouver, BC V6R 1R1 | Electrical Permit | Residential | Addition | Issued | Installation / Repair - Residential - Installation of a 5.135 kW solar array on the house and 5.53 kW solar array on the laneway >BP: To construct a 2 storey laneway house building ($163,505.00) with 1 open parking pad, providing a total of 1 parking space, having vehicular access from the 20' Lane. Note: This is a 1 ½ storey building pursuant to the Zoning & Development By-law. 1. Covenant registered at the Land Title Office under CA9177429 2. No Strata Titling permitted 3. Schedule B: (Ke Jian) P.Eng (604.599.8890) Structural 4. Schedule B: (Jian Zhong Jin) P.Eng (604.362.7021) Geotechnical 5. HPO: Residential Builder- Leone Construction Inc. | Terratek Energy Solutions Inc
SP-2022-01835 | 2022-11-04 | 4448 W 4TH AVENUE #3, Vancouver, BC V6R 1R1 | Sprinkler Permit | Residential | New | Completed | Residential - NEW HOME To construct a 2 storey laneway house building with 1 open parking pad, providing a total of 1 parking space, having vehicular access from the 20' Lane. Note: This is a 1 ½ storey building pursuant to the Zoning & Development By-law. 1. Covenant registered at the Land Title Office under CA9177429 2. No Strata Titling permitted 3. Schedule B: (Ke Jian) P.Eng (604.599.8890) Structural 4. Schedule B: (Jian Zhong Jin) P.Eng (604.362.7021) Geotechnical 5. HPO: Residential Builder- Leone Construction Inc. >>>>> Amend: January 3rd -Revisions REMOVE DRY HEAD | SBMS Construction Ltd
EP-2022-09503 | 2022-11-09 | 4448 W 4TH AVENUE #3, Vancouver, BC V6R 1R1 | Electrical Permit | Residential | New | Completed | Installation / Repair - Residential - Alarm, tel, tv, net, entry >BP: To construct a 2 storey laneway house building ($163,505.00) with 1 open parking pad, providing a total of 1 parking space, having vehicular access from the 20' Lane. Note: This is a 1 ½ storey building pursuant to the Zoning & Development By-law. 1. Covenant registered at the Land Title Office under CA9177429 2. No Strata Titling permitted 3. Schedule B: (Ke Jian) P.Eng (604.599.8890) Structural 4. Schedule B: (Jian Zhong Jin) P.Eng (604.362.7021) Geotechnical 5. HPO: Residential Builder- Leone Construction Inc. NOTE: To achieve the required FSR. A floor space exclusion of 3% has been applied to this application as per section 11.24.18 of the district schedule, to accommodate improved building performance. NOTE: Information regarding the principal building on the survey and site plan is for reference only. Any discrepancy between information regarding the principal building on the survey and/or site plan and approved permit drawings for the principal building are neither approved nor authorized under this laneway house permit. *NEW HOUSE* Note: See DB-2021-4302 for Bldg 1 on site (principal bldg) addressed #1-4448 W 4 Ave. **THIS PERMIT HAS BEEN ISSUED UNDER THE REQUIREMENTS OF VBBL #12511 (2019) ** ****ALL PROJECT COORINDATOR NOTES HAS BEEN ACCEPTED BY THE APPLICANT**** | Best Built-In Centre Ltd
PP-2023-00259 | 2023-01-24 | 4448 W 4TH AVENUE #3, Vancouver, BC V6R 1R1 | Plumbing Permit | Residential | New | Completed | Residential - Plumbing work for: >BP: To construct a 2 storey laneway house building ($163,505.00) with 1 open parking pad, providing a total of 1 parking space, having vehicular access from the 20' Lane. Note: This is a 1 ½ storey building pursuant to the Zoning & Development By-law. 1. Covenant registered at the Land Title Office under CA9177429 2. No Strata Titling permitted 3. Schedule B: (Ke Jian) P.Eng (604.599.8890) Structural 4. Schedule B: (Jian Zhong Jin) P.Eng (604.362.7021) Geotechnical 5. HPO: Residential Builder- Leone Construction Inc. | West Point Plumbing & Heating Ltd
PP-2022-01810 | 2022-05-30 | 4448 W 4TH AVENUE #3, Vancouver, BC V6R 1R1 | Plumbing Permit | Residential | New | Issued | Residential - sump >BP: 1FD Net Zero Home To construct a 2 storey one-family dwelling with a secondary suite located in the Basement/Cellar ($771,970.00) with an open parking pad, providing 1 parking space, having vehicular access from the 20' Lane. Note: This is a 1 ½ storey building pursuant to the Zoning & Development By-law. 1. Covenant registered at the Land Title Office under CA9177429 2. No Strata Titling permitted 4. Schedule B: (Ke Jian) P.Eng (604.599.8890) Structural 5. Schedule B: (Jian Zhong Jin) P.Eng (604.362.7021) Geotechnical 6. HPO: Residential Builder- Leone Construction Inc. Note: This is a 2 storey building pursuant to the Zoning and Development By-Law Address Information: Principle Dwelling: #1-4448 W 8 Ave Laneway home: #3-4448 W 8 Ave Addresses have been assigned per the approved plans. This access must be provided & maintained at all times and the building addresses posted to be visible from the street in accordance with the Building By-law. **THIS PERMIT HAS BEEN ISSUED UNDER THE REQUIREMENTS OF VBBL #12511 (2019) ** ****ALL PROJECT COORINDATOR NOTES HAS BEEN ACCEPTED BY THE APPLICANT**** | AKAL DEMOLITION & EXCAVATING LTD
EP-2022-02304 | 2022-03-24 | 4448 W 4TH AVENUE #3, Vancouver, BC V6R 1R1 | Electrical Permit | Residential | New | Completed | Installation / Repair - Residential - laneway wiring -125 amps main house 125 amps laneway house >BP: To construct a 2 storey laneway house building ($163,505.00) with 1 open parking pad, providing a total of 1 parking space, having vehicular access from the 20' Lane. Note: This is a 1 ½ storey building pursuant to the Zoning & Development By-law. 1. Covenant registered at the Land Title Office under CA9177429 2. No Strata Titling permitted 3. Schedule B: (Ke Jian) P.Eng (604.599.8890) Structural 4. Schedule B: (Jian Zhong Jin) P.Eng (604.362.7021) Geotechnical 5. HPO: Residential Builder- Leone Construction Inc. NOTE: To achieve the required FSR. A floor space exclusion of 3% has been applied to this application as per section 11.24.18 of the district schedule, to accommodate improved building performance. Address Information: Principle Dwelling: #1-4448 W 4 Ave Laneway home: #3-4448 W 4 Ave Address has been assigned per the approved plans as the fire/emergency access to the laneway house is from the East side. This access must be provided & maintained at 20' Lane at all times in accordance with the Building By-law. NOTE: Information regarding the principal building on the survey and site plan is for reference only. Any discrepancy between information regarding the principal building on the survey and/or site plan and approved permit drawings for the principal building are neither approved nor authorized under this laneway house permit. *NEW HOUSE* Note: See DB-2021-4302 for Bldg 1 on site (principal bldg) addressed #1-4448 W 4 Ave. **THIS PERMIT HAS BEEN ISSUED UNDER THE REQUIREMENTS OF VBBL #12511 (2019) ** ****ALL PROJECT COORINDATOR NOTES HAS BEEN ACCEPTED BY THE APPLICANT**** | Hi Mark Electric Ltd
GP-2022-02706 | 2022-09-09 | 1191 E 33RD AVENUE, Vancouver, BC | Gas Permit | Residential | New | Completed | Residential - 2FD - WEST 1189 E 33RD AV EAST - 1191 E 33RD AV Gas piping of a house >DB: To construct a 2-storey two-family dwelling with a detached accessory building (garage) at the rear providing 2 parking spaces, having vehicular access from the lane. The entire building to be sprinklered to 2 X NFPA 13D. NOTE: To achieve the required FSR a floor space exclusion of 2% has been applied to this application as per section 10.11.1 of the district schedule, to accommodate improved building performance. 1. No A/C units proposed 2. Bar sink located in basement | Karan Plumbing & Heating Ltd
EP-2022-08343 | 2022-10-05 | 961 SLOCAN STREET, Vancouver, BC | Electrical Permit | Residential | New | Completed | Installation / Repair - Residential - Rough wire and finishing of laneway house >BP: To construct a 2 storey laneway house building ($151,375.00) with an open parking pad, providing 1 parking space, having vehicular access from the lane. Note: This is a 1 ½ storey building pursuant to the Zoning & Development By-law 1- Covenant registered at the Land Title Office under CA9297925 2- No strata titling permitted 3- A/C unit proposed in rear yard 4- Schedule B: Sharat Chande P.Eng (604.723.7534) Structural & Geotechnical 5- HPO: Residential Builder - Silvercrest Custom Homes and Renovations ******THIS PERMIT HAS BEEN ISSUED UNDER THE REQUIREMENTS OF VBBL #12511 (2019)****** | Hayat Electrical Ltd
PP-2022-02262 | 2022-06-28 | 961 SLOCAN STREET, Vancouver, BC | Plumbing Permit | Residential | New | Completed | Residential - plumbing To construct a 2 storey laneway house building with an open parking pad, providing 1 parking space, having vehicular access from the lane. Note: This is a 1 ½ storey building pursuant to the Zoning & Development By-law 1- Covenant registered at the Land Title Office under CA9297925 2- No strata titling permitted 3- A/C unit proposed in rear yard 4- Schedule B: Sharat Chande P.Eng (604.723.7534) Structural & Geotechnical 5- HPO: Residential Builder - Silvercrest Custom Homes and Renovations | Ajit's Plumbing Heating & Electrical Contracting Ltd
EP-2022-08466 | 2022-10-07 | 961 SLOCAN STREET, Vancouver, BC | Electrical Permit | Residential | New | Completed | Installation / Repair - Residential - Low voltage prewire and finish - Complete Security Alarm System >BP: To construct a 2 storey laneway house building ($151,375.00) with an open parking pad, providing 1 parking space, having vehicular access from the lane. Note: This is a 1 ½ storey building pursuant to the Zoning & Development By-law 1- Covenant registered at the Land Title Office under CA9297925 2- No strata titling permitted 3- A/C unit proposed in rear yard 4- Schedule B: Sharat Chande P.Eng (604.723.7534) Structural & Geotechnical 5- HPO: Residential Builder - Silvercrest Custom Homes and Renovations | Aslan Security Systems Ltd
GP-2022-03143 | 2022-10-17 | 961 SLOCAN STREET, Vancouver, BC | Gas Permit | Residential | New | Completed | Residential - Complete boiler and range only. >BP: To construct a 2 storey laneway house building ($151,375.00) with an open parking pad, providing 1 parking space, having vehicular access from the lane. Note: This is a 1 ½ storey building pursuant to the Zoning & Development By-law 1- Covenant registered at the Land Title Office under CA9297925 2- No strata titling permitted 3- A/C unit proposed in rear yard 4- Schedule B: Sharat Chande P.Eng (604.723.7534) Structural & Geotechnical 5- HPO: Residential Builder - Silvercrest Custom Homes and Renovations | Deep Gas Fitting Ltd.
SP-2022-01789 | 2023-07-28 | 961 SLOCAN STREET, Vancouver, BC | Sprinkler Permit | Residential | New | Completed | Residential - LWH - Piping in fixture installation >DB: To construct a 2 storey laneway house building with an open parking pad, providing 1 parking space, having vehicular access from the lane. Note: This is a 1 ½ storey building pursuant to the Zoning & Development By-law 1- Covenant registered at the Land Title Office under CA9297925 2- No strata titling permitted 3- A/C unit proposed in rear yard | RG Plumbing Ltd
EP-2023-00707 | 2023-01-27 | 2161 WILLIAM STREET, Vancouver, BC | Electrical Permit | Residential | New | Expired | Temporary Power - Residential - To provide temporary power. | STAT ELECTRICS LIMITED
MP-2023-01016 | 2023-06-06 | 2161 WILLIAM STREET, Vancouver, BC | Mechanical Permit | NULL | NULL | Issued | NULL | Power Frost AC & Heating Ltd
EP-2022-00564 | 2022-01-27 | 6823 BUTLER STREET #3, Vancouver, BC V5S 3L1 | Electrical Permit | Residential | New | Completed | Installation / Repair - Residential - New construction laneway Upgrade existing service to 200A duplex meter base 125A - Laneway main switch 100A - Main house switch Electrical rough-wire and finishing Underground tek Electrical low voltage rough-wire only EVC ** Amend 10/28/2022** Permit to show A/C Unit To construct a 2 storey laneway house building with an open parking pad, providing 1 parking space, having vehicular access from the lane. Note: This is a 1 ½ storey building pursuant to the Zoning & Development By-law 1. No Strata Titling permitted 2. No A/C unit proposed 3. Schedule B: SHAMBHU N. BISWAS 604-250-8666 Structural & Geotechnical 4. HPO: Residential Builder - Py Chue Construction Ltd. | AMTEK Electric Ltd
PP-2022-00353 | 2022-02-03 | 6823 BUTLER STREET #3, Vancouver, BC V5S 3L1 | Plumbing Permit | Residential | New | Completed | Residential - LWH - #3 - Sanitary To construct a 2 storey laneway house building with an open parking pad, providing 1 parking space, having vehicular access from the lane. Note: This is a 1 ½ storey building pursuant to the Zoning & Development By-law 1. No Strata Titling permitted 2. No A/C unit proposed | BESTWAY EXCAVATING & DEMOLITION 2008 LTD
NULL | NULL | 6823 BUTLER STREET #3, Vancouver, BC V5S 3L1 | Plumbing Permit | Residential | New | Draft | Residential - Sanitary sewer | BESTWAY EXCAVATING & DEMOLITION 2008 LTD
GP-2022-00534 | 2022-02-18 | 6823 BUTLER STREET #3, Vancouver, BC V5S 3L1 | Gas Permit | Residential | New | Completed | Residential - to istall 1 boiler To construct a 2 storey laneway house building with an open parking pad, providing 1 parking space, having vehicular access from the lane. Note: This is a 1 ½ storey building pursuant to the Zoning & Development By-law 1. No Strata Titling permitted 2. No A/C unit proposed 3. Schedule B: SHAMBHU N. BISWAS 604-250-8666 Structural & Geotechnical 4. HPO: Residential Builder - Py Chue Construction Ltd. | Symbolistic Heating Ltd
SP-2022-00209 | 2022-02-15 | 6823 BUTLER STREET #3, Vancouver, BC V5S 3L1 | Sprinkler Permit | Residential | New | Completed | Residential - Install sprinklers in lwh >BP: To construct a 2 storey laneway house building ($222,427.50) with an open parking pad, providing 1 parking space, having vehicular access from the lane. Note: This is a 1 ½ storey building pursuant to the Zoning & Development By-law 1. No Strata Titling permitted 2. No A/C unit proposed 3. Schedule B: SHAMBHU N. BISWAS 604-250-8666 Structural & Geotechnical 4. HPO: Residential Builder - Py Chue Construction Ltd. Address number assigned as per approved plans for Fire and Emergency response. The address number is to be posted and to the building and to be visible from the street in accordance with the Building By-law prior to final inspection. ******THIS PERMIT HAS BEEN ISSUED UNDER THE REQUIREMENTS OF VBBL #12511 (2019)***** | Gold Key Fire Protection Ltd
EP-2022-00250 | 2022-01-14 | 3155 W 6TH AVENUE, Vancouver, BC V6K 1X5 | Electrical Permit | Residential | Renovation | Completed | Installation / Repair - Residential - Install track lights >BP: Interior alterations and a change of use of this existing one family dwelling to a multiple conversion dwelling building containing two dwelling units one of which is a secondary suite on this inside without lane site. CF-2019-016214 >>>>>>>>>>>> Amend: Feb. 14th -Upgrade grounding and bonding Install interconnected Co/Smoke Upgrade kitchen GFCI plugs Repair existing service: Install new ground plate Install new bonding to to water and gas Existing service is 240V/100A single phase , no changes to service (changed from multi-fam to multi -conversion dwelling) | My Electrician Enterprises Inc
EP-2022-00165 | NULL | 3155 W 6TH AVENUE, Vancouver, BC V6K 1X5 | Electrical Permit | Residential | Renovation | Withdrawn | Installation / Repair - Residential - installation of track lights >BP: Interior alterations and a change of use of this existing one family dwelling to a multiple conversion dwelling building containing two dwelling units one of which is a secondary suite on this inside without lane site. CF-2019-016214 Okay for combined development and building permit per S. Dugaro, Nov 26/20 | NULL
SP-2022-00590 | 2022-04-22 | 3156 W 14TH AVENUE #3, Vancouver, BC V6K 2Y1 | Sprinkler Permit | Residential | New | Completed | Residential - new fire sprinkler system installation >BP: To construct a 2 storey laneway house building ($175,250.00) with an open parking pad, providing 1 parking space, having vehicular access from the lane. Note: This is a 1 ½ storey building pursuant to the Zoning & Development By-law 1. Covenant registered at the Land Title Office under CA9223858 2. No Strata Titling permitted 3. No A/C unit proposed 4. G.I. Crudu, P.Eng. (604-553-4984) Structural and Geotechnical 5. HPO: Residential Builder - Building Space Custom Homes Ltd. Addressing Information: Building 2 #3-3156 W 14th Av - Laneway House Address and suite number assigned as per approved plans for Fire and Emergency response. The address number is to be posted to the building to be visible from the street and the suite number is to be posted at the suite entry in accordance with the Building By-law prior to final inspection. ******THIS PERMIT HAS BEEN ISSUED UNDER THE REQUIREMENTS OF VBBL #12511 (2019)****** | CENTRE LINE FIRE SPRINKLERS LTD
EP-2022-04700 | 2022-06-06 | 3156 W 14TH AVENUE #3, Vancouver, BC V6K 2Y1 | Electrical Permit | Residential | New | Completed | Installation / Repair - Residential - new electrical wiring will be install >BP: To construct a 2 storey laneway house building ($175,250.00) with an open parking pad, providing 1 parking space, having vehicular access from the lane. Note: This is a 1 ½ storey building pursuant to the Zoning & Development By-law 1. Covenant registered at the Land Title Office under CA9223858 2. No Strata Titling permitted 3. No A/C unit proposed 4. G.I. Crudu, P.Eng. (604-553-4984) Structural and Geotechnical 5. HPO: Residential Builder - Building Space Custom Homes Ltd. Addressing Information: Building 2 #3-3156 W 14th Av - Laneway House Address and suite number assigned as per approved plans for Fire and Emergency response. The address number is to be posted to the building to be visible from the street and the suite number is to be posted at the suite entry in accordance with the Building By-law prior to final inspection. ******THIS PERMIT HAS BEEN ISSUED UNDER THE REQUIREMENTS OF VBBL #12511 (2019)****** | AMJ ELECTRIC SERVICES INC
PP-2022-01594 | 2022-05-09 | 3156 W 14TH AVENUE #3, Vancouver, BC V6K 2Y1 | Plumbing Permit | Residential | New | Completed | Residential - Plumbing for: >To construct a 2 storey laneway house building ($175,250.00) with an open parking pad, providing 1 parking space, having vehicular access from the lane. | Aquaman Plumbing And Heating Ltd
GP-2022-01964 | 2022-06-30 | 3156 W 14TH AVENUE #3, Vancouver, BC V6K 2Y1 | Gas Permit | Residential | New | Completed | Residential - Pipe to stove >BP: To construct a 2 storey laneway house building ($175,250.00) with an open parking pad, providing 1 parking space, having vehicular access from the lane. | Aquaman Plumbing And Heating Ltd
EP-2022-05345 | 2022-06-23 | 3760 W 30TH AVENUE #3, Vancouver, BC V6S 1W8 | Electrical Permit | Residential | New | Completed | Installation / Repair - Residential - Complete Security Alarm, telephone, tv, network >BP: To construct a 1 storey laneway house building ($170,725.00) with an attached garage ( OR with an open parking pad) providing 1 parking space having vehicular access from the lane. >>>Amend: June 28th -Alarm finishing Plating Total value $1388.00 (Add $393.00 to value) | Best Built-In Centre Ltd
GP-2022-01726 | 2022-06-08 | 3760 W 30TH AVENUE #3, Vancouver, BC V6S 1W8 | Gas Permit | Residential | New | Completed | Residential - Venting and hook up only | EVERSHINE FIREPLACES LTD
SP-2022-00955 | 2022-06-14 | 3760 W 30TH AVENUE #3, Vancouver, BC V6S 1W8 | Sprinkler Permit | Residential | New | Completed | Residential - NEW HOME >To construct a 1 storey laneway house building ($170,725.00) with an attached garage ( OR with an open parking pad) providing 1 parking space having vehicular access from the lane. The entire building, INCLUDING THE ATTACHED GARAGE (if applicable), to be sprinklered to NFPA 13R. NOTE: To achieve the required FSR a floor space exclusion of 3% has been applied to this application as per section 11.17.24(d) of the district schedule, to accommodate improved building performance. 1. No Strata Titling permitted 2. No A/C unit proposed 3. Schedule B: Shambhu Biswas P.Eng (604-250-8666) Structural & Geotechnical 4. BC Housing: 362815 Note: Parking for the site has been provided under DB (construction of LWH) Note: This is a 1 1/2 storey building pursuant to the Zoning & Development By-law ******THIS PERMIT HAS BEEN ISSUED UNDER THE REQUIREMENTS OF VBBL 2019****** "Combustible projections or roof soffits on an exposing building face shall not project to less than .45m from the property line and shall be in compliance with VBBL 2019 9.10.15.5.(9)" Any alterations or conversions to the attached garage (if applicable) to habitable living space shall not be permitted without first obtaining the approval of the Director of Planning and the Chief Building Official. Thermal protection measures and Laneway house design guidelines shall be required to be met prior to the approval of the conversion. | SBMS Construction Ltd
PP-2022-01132 | 2022-04-04 | 3760 W 30TH AVENUE #3, Vancouver, BC V6S 1W8 | Plumbing Permit | Residential | New | Completed | Residential - LWH - #3 - Plumbing To construct a 1 storey laneway house building with an attached garage ( OR with an open parking pad) providing 1 parking space having vehicular access from the lane. The entire building, INCLUDING THE ATTACHED GARAGE (if applicable), to be sprinklered to NFPA 13R. 1. No Strata Titling permitted 2. No A/C unit proposed | G & D Hayer Plumbing Ltd
EP-2022-03451 | 2022-05-30 | 3760 W 30TH AVENUE #3, Vancouver, BC V6S 1W8 | Electrical Permit | Residential | New | Completed | Installation / Repair - Residential - Rough Wire, Service, and Finishing to be completed for NEW LANEWAY MAIN SERVICE 200A HOUSE Breaker 150A LANEWAY BREAKER 100A >BP: To construct a 1 storey laneway house building ($170,725.00) with an attached garage ( OR with an open parking pad) providing 1 parking space having vehicular access from the lane. The entire building, INCLUDING THE ATTACHED GARAGE (if applicable), to be sprinklered to NFPA 13R. NOTE: To achieve the required FSR a floor space exclusion of 3% has been applied to this application as per section 11.17.24(d) of the district schedule, to accommodate improved building performance. 1. No Strata Titling permitted 2. No A/C unit proposed 3. Schedule B: Shambhu Biswas P.Eng (604-250-8666) Structural & Geotechnical 4. BC Housing: 362815 Note: Parking for the site has been provided under DB (construction of LWH) Note: This is a 1 1/2 storey building pursuant to the Zoning & Development By-law ******THIS PERMIT HAS BEEN ISSUED UNDER THE REQUIREMENTS OF VBBL 2019****** >>>> Amend: June 22nd -MAIN SERVICE 200A HOUSE BREAKER 125A LANEWAY BREAKER 125A and an updated load calculation has also been uploaded | Kooner Electrical Ltd
EP-2022-04438 | 2022-05-27 | 650 E 11TH AVENUE #3, Vancouver, BC V5T 2E3 | Electrical Permit | Residential | New | Completed | Installation / Repair - Residential - Alarm pre-wire only, tel, tv, net, doorbell >BP: To construct a 2 storey laneway house building ($161,000) with an open parking pad, providing 1 parking space, having vehicular access from the lane. Note: This is a 1 ½ storey building pursuant to the Zoning & Development By-law Note: Bldg 1 (principal bldg) addressed #1-650 E 11th Ave. retained on site. 1. No A/C unit proposed 2. Schedule B: O. WEGNER P.Eng. 604-579-0110 Structural 3. Schedule B: P.K.L. FONG P.Eng. 604-837-3205 Geotechnical 4. HPO: Residential Builder - Smallworks Studio and Laneway Housing Inc. Address has been assigned per the approved plans as the fire/emergency access to the laneway house is from the east side. This access must be provided & maintained at all times in accordance with the Building By-law. ******THIS PERMIT HAS BEEN ISSUED UNDER THE REQUIREMENTS OF VBBL #12511 (2019)****** | Best Built-In Centre Ltd
SP-2022-00737 | 2022-05-11 | 650 E 11TH AVENUE #3, Vancouver, BC V5T 2E3 | Sprinkler Permit | Residential | New | Completed | Residential - new sprinkler system laneway To construct a 2 storey laneway house building with an open parking pad, providing 1 parking space, having vehicular access from the lane. Note: This is a 1 ½ storey building pursuant to the Zoning & Development By-law 1. No A/C unit proposed 2. Schedule B: O. WEGNER P.Eng. 604-579-0110 Structural 3. Schedule B: P.K.L. FONG P.Eng. 604-837-3205 Geotechnical 4. HPO: Residential Builder - Smallworks Studio and Laneway Housing Inc. | Alco Fire Protection Ltd
PP-2022-00180 | 2022-01-21 | 650 E 11TH AVENUE #3, Vancouver, BC V5T 2E3 | Plumbing Permit | Residential | New | Completed | Residential - LWH - #3 - Install one outside sump without pump To construct a 2 storey laneway house building ($161,000) with an open parking pad, providing 1 parking space, having vehicular access from the lane. Note: This is a 1 ½ storey building pursuant to the Zoning & Development By-law Note: Bldg 1 (principal bldg) addressed #1-650 E 11th Ave. retained on site. 1. No A/C unit proposed | Octiscapes Site Services Ltd
EP-2022-00817 | 2022-02-07 | 650 E 11TH AVENUE #3, Vancouver, BC V5T 2E3 | Electrical Permit | Residential | New | Completed | Installation / Repair - Residential - new lane way house wiring ,finishing and new service 400 amps main 200 amps main house and suite and 200 lane way house >BP: To construct a 2 storey laneway house building ($161,000) with an open parking pad, providing 1 parking space, having vehicular access from the lane. Note: This is a 1 ½ storey building pursuant to the Zoning & Development By-law Note: Bldg 1 (principal bldg) addressed #1-650 E 11th Ave. retained on site. 1. No A/C unit proposed 2. Schedule B: O. WEGNER P.Eng. 604-579-0110 Structural 3. Schedule B: P.K.L. FONG P.Eng. 604-837-3205 Geotechnical 4. HPO: Residential Builder - Smallworks Studio and Laneway Housing Inc. Address has been assigned per the approved plans as the fire/emergency access to the laneway house is from the east side. This access must be provided & maintained at all times in accordance with the Building By-law. ******THIS PERMIT HAS BEEN ISSUED UNDER THE REQUIREMENTS OF VBBL #12511 (2019)****** | O J ELECTRIC LTD
PP-2022-00466 | 2022-02-10 | 650 E 11TH AVENUE #3, Vancouver, BC V5T 2E3 | Plumbing Permit | Residential | New | Completed | Residential - LWH - #3 - New Laneway house To construct a 2 storey laneway house building with an open parking pad, providing 1 parking space, having vehicular access from the lane. Note: This is a 1 ½ storey building pursuant to the Zoning & Development By-law Note: Bldg 1 (principal bldg) addressed #1-650 E 11th Ave. retained on site. 1. No A/C unit proposed | Next Level Plumbing Ltd
EP-2022-03075 | 2022-04-25 | 3545 E 26TH AVENUE #3, Vancouver, BC V5R 1M5 | Electrical Permit | Residential | New | Completed | Installation / Repair - Residential - Installing fixture, receptacle , and power distribution for the new lane-way house. Total incoming service : 200amp - Main house : 150 Amp -Lane way house :125 Amp To construct a one storey laneway house building with an open parking pad, providing 1 parking space, having vehicular access from the lane. 1. Covenant registered at the Land Title Office under CA9099171 2. No Strata Titling permitted 3. A/C unit proposed in rear yard 5- Schedule B: Peter Yee P.Eng (604.255.3868) Structural & Geotechnical 4- HPO: Residential Builder - Unique-Style Homes Ltd. Amended - Sept 12th.2022 Changed: Laneway house : 125amp Change to Laneway house : 100amp Amend: Oct 7, 2022 Please request for admen on this permit for following section Section : Installation / Repair Change service amp from :100amp Change service amp to : 200amp | Allone Electric Ltd
PP-2022-02303 | 2022-06-30 | 3545 E 26TH AVENUE #3, Vancouver, BC V5R 1M5 | Plumbing Permit | Residential | New | Completed | Residential - plumbing >To construct a one storey laneway house building ($145,510.00) with an open parking pad, providing 1 parking space, having vehicular access from the lane. 1. Covenant registered at the Land Title Office under CA9099171 2. No Strata Titling permitted 3. A/C unit proposed in rear yard 5- Schedule B: Peter Yee P.Eng (604.255.3868) Structural & Geotechnical 4- HPO: Residential Builder - Unique-Style Homes Ltd. Building 2 #3-3545 E 26th Av - Laneway House Address and suite number assigned as per approved plans for Fire and Emergency response. The address number is to be posted to the building to be visible from the street and the suite number is to be posted at the suite entry in accordance with the Building By-law prior to final inspection. ******THIS PERMIT HAS BEEN ISSUED UNDER THE REQUIREMENTS OF VBBL #12511 (2019)****** | WDR CONTRACTING LTD
GP-2022-01968 | 2022-06-30 | 3545 E 26TH AVENUE #3, Vancouver, BC V5R 1M5 | Gas Permit | Residential | New | Completed | Residential - new gas appliance for: >BP: To construct a one storey laneway house building ($145,510.00) with an open parking pad, providing 1 parking space, having vehicular access from the lane. | WDR CONTRACTING LTD
MP-2022-00053 | 2022-07-27 | 3545 E 26TH AVENUE #3, Vancouver, BC V5R 1M5 | Mechanical Permit | NULL | NULL | Completed | NULL | WDR CONTRACTING LTD
EP-2022-10023 | 2022-11-28 | 3545 E 26TH AVENUE #3, Vancouver, BC V5R 1M5 | Electrical Permit | Residential | New | Completed | Installation / Repair - Residential - LWH - #3 - To Pre-wire and install security alarm, and TV/DATA/TEL. COMPLETE SECURITY ALARM SYSTEM. >DB: To construct a one storey laneway house building with an open parking pad, providing 1 parking space, having vehicular access from the lane. 1. Covenant registered at the Land Title Office under CA9099171 2. No Strata Titling permitted 3. A/C unit proposed in rear yard | Yao Rong Xu
SP-2022-02077 | 2022-12-14 | 3545 E 26TH AVENUE #3, Vancouver, BC V5R 1M5 | Sprinkler Permit | Residential | New | Completed | Residential - To Install 10 sprinkler heads To construct a one storey laneway house building with an open parking pad, providing 1 parking space, having vehicular access from the lane. 1. Covenant registered at the Land Title Office under CA9099171 2. No Strata Titling permitted 3. A/C unit proposed in rear yard 5- Schedule B: Peter Yee P.Eng (604.255.3868) Structural & Geotechnical 4- HPO: Residential Builder - Unique-Style Homes Ltd. | General Sprinkler Systems Ltd
PP-2022-04382 | 2022-12-09 | 6921 PRINCE EDWARD STREET #3, Vancouver, BC V5X 3P2 | Plumbing Permit | Residential | New | Completed | Residential - LWH - #3 - Plumbing >DB: To construct a 2 storey laneway house building with 1 open parking pad, providing a total of 1 parking spaces, having vehicular access from the 20' Lane. Note: This is a 1 ½ storey building pursuant to the Zoning & Development By-law. 1. Covenant not required with existing house 2. No Strata Titling permitted 3. No A/C Unit proposed 4. Entire building to be sprinklered 13D | Ghuman Mechanical Ltd
EP-2023-00358 | 2023-01-19 | 6921 PRINCE EDWARD STREET #3, Vancouver, BC V5X 3P2 | Electrical Permit | Residential | New | Completed | Installation / Repair - Residential - Complete wiring and finishing of new Laneway house. Main service-200 amp House meter-100 amp Laneway meter-100 amp >BP: To construct a 2 storey laneway house building ($158,082.5) with 1 open parking pad, providing a total of 1 parking spaces, having vehicular access from the 20' Lane. Note: This is a 1 ½ storey building pursuant to the Zoning & Development By-law. 1. Covenant not required with existing house 2. No Strata Titling permitted 3. No A/C Unit proposed 4. Entire building to be sprinklered 13D 5. Schedule B: (ALAN PRAHALAD) P.Eng (604.831.1431) Structural 6. Schedule B: (ALAN PRAHALAD) P.Eng (604.831.1431) Geotechnical 7. HPO: Residential Builder- Norfield Development Ltd NOTE: To achieve the required FSR. A floor space exclusion of 3% has been applied to this application as per section 11.24.18 of the district schedule, to accommodate improved building performance. Address Information: Note: As a result of the addition of a laneway house, the main house / principal dwelling will be assigned suite numbers and the site will be as follows: Principle Dwelling: #1-6921 Prince Edward St Secondary Suite: #2-6921 Prince Edward St Laneway home: #3-6921 Prince Edward St NOTE: Information regarding the principal building on the survey and site plan is for reference only. Any discrepancy between information regarding the principal building on the survey and/or site plan and approved permit drawings for the principal building are neither approved nor authorized under this laneway house permit. *EXISTING HOUSE* Note: Bldg 1 (principal bldg) addressed #1-6921 Prince Edward St retained on site. **THIS PERMIT HAS BEEN ISSUED UNDER THE REQUIREMENTS OF VBBL #12511 (2019) ** | SUNSTONE ELECTRIC LTD
SP-2023-00057 | 2023-01-13 | 6921 PRINCE EDWARD STREET #3, Vancouver, BC V5X 3P2 | Sprinkler Permit | Residential | New | Completed | Residential - New Sprinkler system for: >BP: To construct a 2 storey laneway house building ($158,082.5) with 1 open parking pad, providing a total of 1 parking spaces, having vehicular access from the 20' Lane. Note: This is a 1 ½ storey building pursuant to the Zoning & Development By-law. 1. Covenant not required with existing house 2. No Strata Titling permitted 3. No A/C Unit proposed 4. Entire building to be sprinklered 13D 5. Schedule B: (ALAN PRAHALAD) P.Eng (604.831.1431) Structural 6. Schedule B: (ALAN PRAHALAD) P.Eng (604.831.1431) Geotechnical 7. HPO: Residential Builder- Norfield Development Ltd NOTE: To achieve the required FSR. A floor space exclusion of 3% has been applied to this application as per section 11.24.18 of the district schedule, to accommodate improved building performance. NOTE: Information regarding the principal building on the survey and site plan is for reference only. Any discrepancy between information regarding the principal building on the survey and/or site plan and approved permit drawings for the principal building are neither approved nor authorized under this laneway house permit. *EXISTING HOUSE* Note: Bldg 1 (principal bldg) addressed #1-6921 Prince Edward St retained on site. **THIS PERMIT HAS BEEN ISSUED UNDER THE REQUIREMENTS OF VBBL #12511 (2019) ** | Ghuman Mechanical Ltd
PP-2022-03239 | 2022-09-15 | 6921 PRINCE EDWARD STREET #3, Vancouver, BC V5X 3P2 | Plumbing Permit | Residential | New | Completed | Residential - SUMP | Jewel Mini Excavating Ltd
EP-2023-00620 | 2023-01-25 | 6921 PRINCE EDWARD STREET #3, Vancouver, BC V5X 3P2 | Electrical Permit | Residential | New | Completed | Installation / Repair - Residential - LWH - #3 - Pre wire and completion of alarm,Telus,tv,internet and doorbell >DB: To construct a 2 storey laneway house building with 1 open parking pad, providing a total of 1 parking spaces, having vehicular access from the 20' Lane. Note: This is a 1 ½ storey building pursuant to the Zoning & Development By-law. 1. Covenant not required with existing house 2. No Strata Titling permitted 3. No A/C Unit proposed 4. Entire building to be sprinklered 13D | Pioneer Security and Communications Ltd
EP-2023-04673 | NULL | 5537 FLEMING STREET, Vancouver, BC | Electrical Permit | Residential | New | Application Incomplete | Installation / Repair - Residential - Low voltage,Security | Secure Pro Systems Ltd
EP-2023-05757 | 2023-06-27 | 180 E 2ND AVENUE, Vancouver, BC V5R 1B5 | Electrical Permit | Commercial | NULL | Issued | Annual / Operating - **ANNUAL OPERATING PERMIT** Minor electrical installation, repairs and maintenance. -renewal: EP-2022-05216 -valid: June 21, 2023 - June 20, 2024 | Berts Electric (2001) Ltd
EP-2022-05216 | 2022-06-20 | 180 E 2ND AVENUE, Vancouver, BC V5R 1B5 | Electrical Permit | Commercial | NULL | Expired | Annual / Operating - Minor electrical installation, repairs and maintenance. | Berts Electric (2001) Ltd
EP-2023-04899 | 2023-08-25 | 1720 TEMPLETON DRIVE, Vancouver, BC | Electrical Permit | Commercial | New | Issued | Installation / Repair - Commercial - Building #2 (Electrical Branch, Services, Low Tension, Fire Alarm) Multi Unit Residential - 6 Dwelling Units >BP: To construct a new multifamily residential building ( Building 2) containing 6 dwelling units. Related to BP-2020-01736. This permit was reviewed under the VBBL 2019. This is Passive House project. 14-June-2022 - Stage 1 (Excavation and Shoring) issued. 13-Mar-2023 - Stage 2 ( Foundation to grade, Str. only) issued. 21-Jul-2023 - Stage 3 ( Full permit) issued. | Hall Electrical Ltd
EP-2023-04902 | 2023-08-25 | 2230 E 1ST AVENUE, Vancouver, BC | Electrical Permit | Commercial | New | Issued | Installation / Repair - Commercial - Building #3 (Electrical Branch, Fire Alarm, Low Tension, Lighting) Multi Unit Residential - 5 Units >BP: To construct a new multifamily residential building ( Building 3) containing 5 dwelling units. Related to BP-2020-01736. This permit was reviewed under the VBBL 2019. This is Passive House project. 14-June-2022 - Stage 1 (Excavation and Shoring) issued. 13-Mar-2023 - Stage 2 (Foundation to grade, Str. only) issued. 21-Jul-2023 - Stage 3 (Full permit) issued. | Hall Electrical Ltd
EP-2023-04903 | 2023-08-25 | 2232 E 1ST AVENUE, Vancouver, BC | Electrical Permit | Commercial | New | Issued | Installation / Repair - Commercial - Building #4 (Electrical Branch, Lighting, Fire Alarm, Low Tension) Multi Unit Residential - 9 >BP: To construct a new multifamily residential building ( Building 4) containing 9 dwelling units. Related to BP-2020-01736. This permit was reviewed under the VBBL 2019. This is Passive House project. 14-June-2022 - Stage 1 (Excavation and Shoring) issued. 13-Mar-2023 - Stage 2 ( Foundation to grade, Str. only) issued. 21-Jul-2023 - Stage 3 ( Full permit) issued. | Hall Electrical Ltd
EP-2022-04105 | NULL | 656 E 13TH AVENUE, Vancouver, BC V5T 2L1 | Electrical Permit | Residential | Tenant Improvement | Cancelled | Installation / Repair - Residential - Provide power from a main panel in the garage underground to the desired location for a new hot tub | NULL
EP-2022-01542 | 2022-06-14 | 4675 CAMBIE STREET, Vancouver, BC V5Z 2Z1 | Electrical Permit | Commercial | Addition | Completed | Installation / Repair - Commercial - Add 400amp panel, CT cabinet, meter base for 10 EV chargers. **Amend 06/20/2022** please add sub service to this permit | Lilly Electric (1973) Ltd
EP-2023-09676 | 2023-11-06 | 4675 CAMBIE STREET, Vancouver, BC V5Z 2Z1 | Electrical Permit | Commercial | NULL | Issued | Annual / Operating - Operation permit to be monitored by CSK Electric Inc. 2 Semi-Annual on site walk throughs and a creation of a log book to be held on site. CF-2023-002921 | CSK Electric Inc
NULL | NULL | 4675 CAMBIE STREET, Vancouver, BC V5Z 2Z1 | Electrical Permit | Commercial | NULL | Draft | Annual / Operating - Minor electrical repairs, installations and maintenance. | Berts Electric (2001) Ltd
EP-2022-04472 | 2022-05-30 | 39 W 19TH AVENUE #3, Vancouver, BC V5Y 2B3 | Electrical Permit | Residential | New | Completed | Installation / Repair - Residential - Rough in and plating of security, TV, Telephone >BP: To construct a 2 storey laneway house building ($175,915.00) with an open parking pad, providing 1 parking space, having vehicular access from the lane. Note: This is a 1 ½ storey building pursuant to the Zoning & Development By-law Note: Bldg 1 (principal bldg) addressed #1-39 W 19th Ave. retained on site. 1. No A/C unit proposed 2. Schedule B: BEERINDER SIDHU 604-339-0034 Structural & Geotechnical 3. HPO: Residential Builder - PD Moore Homes Inc. 4. EP-2022-01958 for main house to move meter out of the required Fire Fighter Access Address number assigned as per approved plans for Fire and Emergency response. The address number is to be posted and to the building and to be visible from the street in accordance with the Building By-law prior to final inspection. ******THIS PERMIT HAS BEEN ISSUED UNDER THE REQUIREMENTS OF VBBL #12511 (2019)****** | Tuong Su
SP-2022-00870 | 2022-06-02 | 39 W 19TH AVENUE #3, Vancouver, BC V5Y 2B3 | Sprinkler Permit | Residential | New | Completed | Residential - New sprinkler system To construct a 2 storey laneway house building with an open parking pad, providing 1 parking space, having vehicular access from the lane. 1. No A/C unit proposed 2. Schedule B: BEERINDER SIDHU 604-339-0034 Structural & Geotechnical 3. HPO: Residential Builder - PD Moore Homes Inc. 4. EP-2022-01958 for main house to move meter out of the required Fire Fighter Access | Haven Fire Protection Ltd
GP-2022-00969 | 2022-03-29 | 39 W 19TH AVENUE #3, Vancouver, BC V5Y 2B3 | Gas Permit | Residential | New | Completed | Residential - Installation of gas appliances (LANEWAY HOUSE) >To construct a 2 storey laneway house building ($175,915.00) with an open parking pad, providing 1 parking space, having vehicular access from the lane. Note: This is a 1 ½ storey building pursuant to the Zoning & Development By-law Note: Bldg 1 (principal bldg) addressed #1-39 W 19th Ave. retained on site. 1. No A/C unit proposed 2. Schedule B: BEERINDER SIDHU 604-339-0034 Structural & Geotechnical 3. HPO: Residential Builder - PD Moore Homes Inc. Address number assigned as per approved plans for Fire and Emergency response. The address number is to be posted and to the building and to be visible from the street in accordance with the Building By-law prior to final inspection. ******THIS PERMIT HAS BEEN ISSUED UNDER THE REQUIREMENTS OF VBBL #12511 (2019)****** AMEND: MAR 30,2022 Please add one BBQ - 40000 BTU AMEND: Mar 30, 2022 change the address to 39 West 19th Avenue #3 (LANEWAY) Amend: Oct 24, 2022 change Range & BBQ to Piping only | Century Twenty One Gas & Heating Co. Ltd
PP-2022-00883 | 2022-03-17 | 39 W 19TH AVENUE #3, Vancouver, BC V5Y 2B3 | Plumbing Permit | Residential | New | Completed | Residential - Installation of plumbing fixtures in laneway house | Century Twenty One Gas & Heating Co. Ltd
PP-2022-00715 | 2022-03-17 | 39 W 19TH AVENUE #3, Vancouver, BC V5Y 2B3 | Plumbing Permit | Residential | New | Completed | Residential - Sump | Jewel Mini Excavating Ltd
EP-2022-01956 | 2022-03-10 | 39 W 19TH AVENUE #3, Vancouver, BC V5Y 2B3 | Electrical Permit | Residential | New | Completed | Installation / Repair - Residential - New Laneway House Wiring Main Service 200A House 100A Laneway 100A >BP: To construct a 2 storey laneway house building ($175,915.00) with an open parking pad, providing 1 parking space, having vehicular access from the lane. Note: This is a 1 ½ storey building pursuant to the Zoning & Development By-law Note: Bldg 1 (principal bldg) addressed #1-39 W 19th Ave. retained on site. 1. No A/C unit proposed 2. Schedule B: BEERINDER SIDHU 604-339-0034 Structural & Geotechnical 3. HPO: Residential Builder - PD Moore Homes Inc. Address number assigned as per approved plans for Fire and Emergency response. The address number is to be posted and to the building and to be visible from the street in accordance with the Building By-law prior to final inspection. ******THIS PERMIT HAS BEEN ISSUED UNDER THE REQUIREMENTS OF VBBL #12511 (2019)****** >>>Amend: Oct. 24th -The AC has been added to the building permit. Can you please amend the permit and add the AC to the electrical permit -revised load calculations uploaded -cost of installation increased by $400 | Prabhjot Singh Battu
EP-2022-04264 | 2022-05-26 | 2450 OLIVER CRESCENT #3, Vancouver, BC V6L 1S7 | Electrical Permit | Residential | New | Completed | Installation / Repair - Residential - Prewire and finish on tv, tel, data, and security -Security is Prewire only >BP: To construct a 2 storey laneway house building ($265,250.00) with an attached garage and 1 open parking pad providing a total of 2 parking spaces, having vehicular access from the lane. | Corey S Doherty
SP-2022-00002 | 2022-01-05 | 2450 OLIVER CRESCENT #3, Vancouver, BC V6L 1S7 | Sprinkler Permit | Residential | New | Completed | Residential - new sprinkler system To construct a 2 storey laneway house building with an attached garage and 1 open parking pad providing a total of 2 parking spaces, having vehicular access from the lane. 1. Covenant registered at the Land Title Office under CA8029684 2. No Strata Titling permitted 3. No A/C Unit proposed 4. Schedule B: (Antony Wang) P.Eng (604.618.6236) Structural 5. Schedule B: (Edward C. Yip) P.Eng (604.231.8929) Geotechnical 6. HPO (Onyx Projects Ltd) | Haven Fire Protection Ltd
PP-2022-00005 | 2022-01-13 | 2450 OLIVER CRESCENT #3, Vancouver, BC V6L 1S7 | Plumbing Permit | Residential | New | Completed | Residential - Rough in and installation of fixtures To construct a 2 storey laneway house building with an attached garage and 1 open parking pad providing a total of 2 parking spaces, having vehicular access from the lane. 1. Covenant registered at the Land Title Office under CA8029684 2. No Strata Titling permitted 3. No A/C Unit proposed 4. Schedule B: (Antony Wang) P.Eng (604.618.6236) Structural 5. Schedule B: (Edward C. Yip) P.Eng (604.231.8929) Geotechnical 6. HPO (Onyx Projects Ltd) | Parm Plumbing & heating Ltd
EP-2023-00890 | 2023-02-02 | 60 E 59TH AVENUE #3, Vancouver, BC V5X 1X6 | Electrical Permit | Residential | New | Issued | Installation / Repair - Residential - Low voltage & security alarm completion >BP: To construct a 2 storey laneway house building ($192,300) with an attached garage and 1 open parking pad, providing a total of 2 parking spaces, having vehicular access from the 20' Lane. Note: This is a 1 ½ storey building pursuant to the Zoning & Development By-law. 1. Building to be sprinklered NFPA 13R 2. Covenant not required with existing house 3. No Strata Titling permitted 4. No A/C Unit proposed 5. Schedule B: (Maninder Hundal) P.Eng (604.825.4378) Structural 6. Schedule B: (Tegbir Bajwa) P.Eng (778.995.2404) Geotechnical 7. HPO: Residential Builder- Best Unique Homes Ltd. NOTE: To achieve the required FSR. A floor space exclusion of 3% has been applied to this application as per section 11.24.18 of the district schedule, to accommodate improved building performance. NOTE: Information regarding the principal building on the survey and site plan is for reference only. Any discrepancy between information regarding the principal building on the survey and/or site plan and approved permit drawings for the principal building are neither approved nor authorized under this laneway house permit. *EXISTING HOUSE* Note: Bldg 1 (principal bldg) addressed #1-60 E 59th Av retained on site. **THIS PERMIT HAS BEEN ISSUED UNDER THE REQUIREMENTS OF VBBL #12511 (2019) ** | Xon Automation Ltd
EP-2023-02829 | 2023-03-31 | 60 E 59TH AVENUE #3, Vancouver, BC V5X 1X6 | Electrical Permit | Residential | New | Issued | Temporary Power - Residential - To provide temporary power. | AMTEK Electric Ltd
SP-2022-01417 | 2022-09-02 | 60 E 59TH AVENUE #3, Vancouver, BC V5X 1X6 | Sprinkler Permit | Residential | New | Issued | Residential - Install sprinklers in lwh >BP: To construct a 2 storey laneway house building ($192,300) with an attached garage and 1 open parking pad, providing a total of 2 parking spaces, having vehicular access from the 20' Lane. Note: This is a 1 ½ storey building pursuant to the Zoning & Development By-law. 1. Building to be sprinklered NFPA 13R 2. Covenant not required with existing house 3. No Strata Titling permitted 4. No A/C Unit proposed 5. Schedule B: (Maninder Hundal) P.Eng (604.825.4378) Structural 6. Schedule B: (Tegbir Bajwa) P.Eng (778.995.2404) Geotechnical 7. HPO: Residential Builder- Best Unique Homes Ltd. NOTE: To achieve the required FSR. A floor space exclusion of 3% has been applied to this application as per section 11.24.18 of the district schedule, to accommodate improved building performance. Address Information: Principle Dwelling: #1-60 E 59th Av Laneway home: #3-60 E 59th Av Address and suite number assigned as per approved plans for Fire and Emergency response. The address number is to be posted to the building to be visible from the street and the suite number is to be posted at the suite entry in accordance with the Building By-law prior to final inspection. NOTE: Information regarding the principal building on the survey and site plan is for reference only. Any discrepancy between information regarding the principal building on the survey and/or site plan and approved permit drawings for the principal building are neither approved nor authorized under this laneway house permit. *EXISTING HOUSE* Note: Bldg 1 (principal bldg) addressed #1-60 E 59th Av retained on site. **THIS PERMIT HAS BEEN ISSUED UNDER THE REQUIREMENTS OF VBBL #12511 (2019) ** | Gold Key Fire Protection Ltd
PP-2022-02322 | 2022-07-04 | 60 E 59TH AVENUE #3, Vancouver, BC V5X 1X6 | Plumbing Permit | Residential | New | Completed | Residential - Laneway House with 6 Fixtures >To construct a 2 storey laneway house building ($192,300) with an attached garage and 1 open parking pad, providing a total of 2 parking spaces, having vehicular access from the 20' Lane. Note: This is a 1 ½ storey building pursuant to the Zoning & Development By-law. 1. Building to be sprinklered NFPA 13R 2. Covenant not required with existing house 3. No Strata Titling permitted 4. No A/C Unit proposed 5. Schedule B: (Maninder Hundal) P.Eng (604.825.4378) Structural 6. Schedule B: (Tegbir Bajwa) P.Eng (778.995.2404) Geotechnical 7. HPO: Residential Builder- Best Unique Homes Ltd. NOTE: To achieve the required FSR. A floor space exclusion of 3% has been applied to this application as per section 11.24.18 of the district schedule, to accommodate improved building performance. Address Information: Principle Dwelling: #1-60 E 59th Av Laneway home: #3-60 E 59th Av Address and suite number assigned as per approved plans for Fire and Emergency response. The address number is to be posted to the building to be visible from the street and the suite number is to be posted at the suite entry in accordance with the Building By-law prior to final inspection. NOTE: Information regarding the principal building on the survey and site plan is for reference only. Any discrepancy between information regarding the principal building on the survey and/or site plan and approved permit drawings for the principal building are neither approved nor authorized under this laneway house permit. *EXISTING HOUSE* Note: Bldg 1 (principal bldg) addressed #1-60 E 59th Av retained on site. **THIS PERMIT HAS BEEN ISSUED UNDER THE REQUIREMENTS OF VBBL #12511 (2019) ** | AKAL Plumbing & Heating Ltd
PP-2022-02260 | 2022-06-28 | 60 E 59TH AVENUE #3, Vancouver, BC V5X 1X6 | Plumbing Permit | Residential | New | Issued | Residential - Outside | Power Excavating Ltd
EP-2022-09829 | 2022-11-21 | 60 E 59TH AVENUE #3, Vancouver, BC V5X 1X6 | Electrical Permit | Residential | New | Issued | Installation / Repair - Residential - New construction laneway Upgrade existing service to 200A duplex meter base 125A - Laneway main switch 150A - Main house switch Electrical rough-wire and finishing Underground tek Electrical low voltage rough-wire only Electric space heating EVC >BP: To construct a 2 storey laneway house building ($192,300) with an attached garage and 1 open parking pad, providing a total of 2 parking spaces, having vehicular access from the 20' Lane. Note: This is a 1 ½ storey building pursuant to the Zoning & Development By-law. 1. Building to be sprinklered NFPA 13R 2. Covenant not required with existing house 3. No Strata Titling permitted 4. No A/C Unit proposed 5. Schedule B: (Maninder Hundal) P.Eng (604.825.4378) Structural 6. Schedule B: (Tegbir Bajwa) P.Eng (778.995.2404) Geotechnical 7. HPO: Residential Builder- Best Unique Homes Ltd. NOTE: To achieve the required FSR. A floor space exclusion of 3% has been applied to this application as per section 11.24.18 of the district schedule, to accommodate improved building performance. NOTE: Information regarding the principal building on the survey and site plan is for reference only. Any discrepancy between information regarding the principal building on the survey and/or site plan and approved permit drawings for the principal building are neither approved nor authorized under this laneway house permit. *EXISTING HOUSE* Note: Bldg 1 (principal bldg) addressed #1-60 E 59th Av retained on site. **THIS PERMIT HAS BEEN ISSUED UNDER THE REQUIREMENTS OF VBBL #12511 (2019) ** | AMTEK Electric Ltd
EP-2022-05905 | 2022-07-14 | 1768 COOK STREET, Vancouver, BC | Electrical Permit | Commercial | NULL | Expired | Annual / Operating - Annual Operating permit for 18-story multiple dwelling containing 250 dwelling units and three levels of underground parking accessed from Cook street. Related Electrical Permit: EP-2018-04901 Renewal of EP-2021-04452 Valid: Jun 14, 2022 to Jun 13, 2023 | Ozz Electric BC Inc
EP-2022-04459 | 2022-06-02 | 1768 COOK STREET, Vancouver, BC | Electrical Permit | Commercial | Addition | Completed | Installation / Repair - Commercial - Bike Charging Station: Mobi/ Shaw bike share station outside building Supply and install bike share panel with mini breakers and main breaker. Connect to 120/208V 20 amp cct provided by city or property manager. Run 16/2 cable tire from panel board to each charging dock, terminate connections. Run no.10 AWG bond from panel board to each charging doc. Verification and testing. >Location: 1768 Cook St | MJR Electric Ltd
EP-2022-04192 | 2022-05-26 | 706 W 66TH AVENUE #3, Vancouver, BC V6P 2R5 | Electrical Permit | Residential | New | Completed | Installation / Repair - Residential - This is the laneway house of 706 W 66th Ave. New House wiring: single-phase service, all outlets, roughing and connection, lighting system, and all electrical equipment connection. MAIN concumer's SERVICE :200A MAIN HOUSE service: 150A. LWH service: 100A Three Meter System. >BP: To construct a 2 storey laneway house building ($222,355) with an attached garage and 1 open parking pad, providing a total of 2 parking spaces, having vehicular access from the 20' Lane. Note: The entire building, INCLUDING THE ATTACHED GARAGE (if applicable), to be sprinklered to NFPA 13R Note: This is a 1 ½ storey building pursuant to the Zoning & Development By-law. 1. Covenant registered at the Land Title Office under CA9406405 2. No Strata Titling permitted 3. No A/C proposed 4. Schedule B: (K.J. Ma) P.Eng (604.599.8890) Structural 5. Schedule B: (J.Z. Jin) P.Eng (604.362.7021) Geotechnical 6. HPO: Residential Builder- Woodhead Construction Ltd. NOTE: To achieve the required FSR. A floor space exclusion of 3% has been applied to this application as per section 11.24.18 of the district schedule, to accommodate improved building performance. NOTE: Information regarding the principal building on the survey and site plan is for reference only. Any discrepancy between information regarding the principal building on the survey and/or site plan and approved permit drawings for the principal building are neither approved nor authorized under this laneway house permit. *NEW HOUSE* Note: See DB-2021-04408 for Bldg 1 on site (principal bldg) #1-706 W 66th Av **THIS PERMIT HAS BEEN ISSUED UNDER THE REQUIREMENTS OF VBBL #12511 (2019) ** | Aidea Solutions Ltd
PP-2022-02676 | NULL | 706 W 66TH AVENUE #3, Vancouver, BC V6P 2R5 | Plumbing Permit | Residential | New | Withdrawn | Residential - I just need permit for the laneway house sanitary run | Apolla Demolition & Excavating Ltd.
SP-2022-01431 | 2022-09-06 | 706 W 66TH AVENUE #3, Vancouver, BC V6P 2R5 | Sprinkler Permit | Residential | New | Completed | Residential - LWH - #3 - New sprinkler system for laneway house >DB: To construct a 2 storey laneway house building with an attached garage and 1 open parking pad, providing a total of 2 parking spaces, having vehicular access from the 20' Lane. Note: The entire building, INCLUDING THE ATTACHED GARAGE (if applicable), to be sprinklered to NFPA 13R Note: This is a 1 ½ storey building pursuant to the Zoning & Development By-law. 1. Covenant registered at the Land Title Office under CA9406405 2. No Strata Titling permitted 3. No A/C proposed | Spectrum Fire Protection Ltd
PP-2022-02882 | 2022-08-18 | 706 W 66TH AVENUE #3, Vancouver, BC V6P 2R5 | Plumbing Permit | Residential | New | Completed | Residential - plumbing for: > BP: To construct a 2 storey laneway house building ($222,355) with an attached garage and 1 open parking pad, providing a total of 2 parking spaces, having vehicular access from the 20' Lane. Note: The entire building, INCLUDING THE ATTACHED GARAGE (if applicable), to be sprinklered to NFPA 13R Note: This is a 1 ½ storey building pursuant to the Zoning & Development By-law. 1. Covenant registered at the Land Title Office under CA9406405 2. No Strata Titling permitted 3. No A/C proposed 4. Schedule B: (K.J. Ma) P.Eng (604.599.8890) Structural 5. Schedule B: (J.Z. Jin) P.Eng (604.362.7021) Geotechnical 6. HPO: Residential Builder- Woodhead Construction Ltd. | Forbes Mechanical Ltd
EP-2023-04837 | 2023-06-01 | 706 W 66TH AVENUE #3, Vancouver, BC V6P 2R5 | Electrical Permit | Residential | New | Completed | Installation / Repair - Residential - Alarm Finishing. >BP: To construct a 2 storey laneway house building ($222,355) with an attached garage and 1 open parking pad, providing a total of 2 parking spaces, having vehicular access from the 20' Lane. Note: The entire building, INCLUDING THE ATTACHED GARAGE (if applicable), to be sprinklered to NFPA 13R Note: This is a 1 ½ storey building pursuant to the Zoning & Development By-law. 1. Covenant registered at the Land Title Office under CA9406405 2. No Strata Titling permitted 3. No A/C proposed 4. Schedule B: (K.J. Ma) P.Eng (604.599.8890) Structural 5. Schedule B: (J.Z. Jin) P.Eng (604.362.7021) Geotechnical 6. HPO: Residential Builder- Woodhead Construction Ltd. NOTE: To achieve the required FSR. A floor space exclusion of 3% has been applied to this application as per section 11.24.18 of the district schedule, to accommodate improved building performance. NOTE: Information regarding the principal building on the survey and site plan is for reference only. Any discrepancy between information regarding the principal building on the survey and/or site plan and approved permit drawings for the principal building are neither approved nor authorized under this laneway house permit. *NEW HOUSE* Note: See DB-2021-04408 for Bldg 1 on site (principal bldg) #1-706 W 66th Av **THIS PERMIT HAS BEEN ISSUED UNDER THE REQUIREMENTS OF VBBL #12511 (2019) ** | AIGO TECHNOLOGY INC
PP-2022-01119 | 2022-04-01 | 6880 LANARK STREET, Vancouver, BC V5P 2Z4 | Plumbing Permit | Residential | New | Completed | Residential - 2FD - FRONT UNIT - 6878 LANARK ST BACK UNIT - 6880 LANARK ST Rough In and Install fixtures To construct a 2 storey + basement two-family dwelling ($1,015,000) with a detached accessory building (garage) and 1 open parking at the rear providing 2 parking spaces, having vehicular access from the lane. 8. No A/C Unit proposed 9. A/C proposed – Exterior component located in East(Rear), Interior component located in 2nd floor | Parm Plumbing & heating Ltd
SP-2022-00303 | 2022-03-08 | 3985 W 30TH AVENUE #3, Vancouver, BC V6S 1X2 | Sprinkler Permit | Residential | New | Completed | Residential - new laneway house To construct a 2 storey laneway house building with an open parking pad, providing 1 parking space, having vehicular access from the lane. Note: This is a 1 ½ storey building pursuant to the Zoning & Development By-law 1. No Strata Titling permitted 2. Schedule B: Yongkang Deng, P.Eng (604-505-6816) Structural & Geotechnical 3. HPO: Residential Builder - Palas Homes Ltd. 4. Conditionally permitted based on the acceptance of Main House Garage Conversion to Habitable Space permit BP-2021-00522. | Yu Fire Protection Inc.
PP-2022-01127 | 2022-04-04 | 1239 E 63RD AVENUE #3, Vancouver, BC V5X 2L3 | Plumbing Permit | Residential | New | Completed | Residential - LWH - #3- ONE OUTSIDE SUMP FOR LANEWAY To construct a 2 storey laneway house building with 1 open parking pad, providing a total of 1 parking spaces, having vehicular access from the 20' Lane. Note: This is a 1 ½ storey building pursuant to the Zoning & Development By-law. 1. Covenant not required with existing house 2. No Strata Titling permitted 3. No A/C Unit proposed | East West Excavating Ltd
PP-2022-01363 | 2022-04-25 | 1239 E 63RD AVENUE #3, Vancouver, BC V5X 2L3 | Plumbing Permit | Residential | New | Completed | Residential - LWH - #3 - Plumbing for new Lanway house To construct a 2 storey laneway house building with 1 open parking pad, providing a total of 1 parking spaces, having vehicular access from the 20' Lane. Note: This is a 1 ½ storey building pursuant to the Zoning & Development By-law. 1. Covenant not required with existing house 2. No Strata Titling permitted 3. No A/C Unit proposed | Rain Coast Plumbing & Heating Ltd
SP-2022-00811 | 2022-05-24 | 1239 E 63RD AVENUE #3, Vancouver, BC V5X 2L3 | Sprinkler Permit | Residential | New | Completed | Residential - NEW SPRINKLER INSTALLATION To construct a 2 storey laneway house building with 1 open parking pad, providing a total of 1 parking spaces, having vehicular access from the 20' Lane. Note: This is a 1 ½ storey building pursuant to the Zoning & Development By-law. 1. Covenant not required with existing house 2. No Strata Titling permitted 3. No A/C Unit proposed 4. Schedule B: (YATENDRA KUMAR SHARMA) P.Eng (778.863.7076) Structural 5. Schedule B: (ZHAO GUAN) P.Eng (778.868.5635) Geotechnical 6. HPO: Residential Builder- Golden Extra Development Ltd | Real Tech Fire Protection Ltd
EP-2022-04623 | 2022-06-02 | 1239 E 63RD AVENUE #3, Vancouver, BC V5X 2L3 | Electrical Permit | Residential | New | Completed | Installation / Repair - Residential - Extra low voltage roughing and finishing For security Alarm and tv cables >BP: To construct a 2 storey laneway house building ($225,00) with 1 open parking pad, providing a total of 1 parking spaces, having vehicular access from the 20' Lane. Note: This is a 1 ½ storey building pursuant to the Zoning & Development By-law. 1. Covenant not required with existing house 2. No Strata Titling permitted 3. No A/C Unit proposed 4. Schedule B: (YATENDRA KUMAR SHARMA) P.Eng (778.863.7076) Structural 5. Schedule B: (ZHAO GUAN) P.Eng (778.868.5635) Geotechnical 6. HPO: Residential Builder- Golden Extra Development Ltd NOTE: To achieve the required FSR. A floor space exclusion of 3% has been applied to this application as per section 11.24.18 of the district schedule, to accommodate improved building performance. NOTE: Information regarding the principal building on the survey and site plan is for reference only. Any discrepancy between information regarding the principal building on the survey and/or site plan and approved permit drawings for the principal building are neither approved nor authorized under this laneway house permit. *EXISTING HOUSE* Note: Bldg 1 (principal bldg) addressed#1-1239 E 63rd Av retained on site. **THIS PERMIT HAS BEEN ISSUED UNDER THE REQUIREMENTS OF VBBL #12511 (2019) ** Amend: Oct 4, 2022 only rough wire is completed for this permit . no alarm is finished please close the permit | Smarthomes Security Ltd.
EP-2022-03438 | 2022-05-09 | 1239 E 63RD AVENUE #3, Vancouver, BC V5X 2L3 | Electrical Permit | Residential | New | Completed | Installation / Repair - Residential - laneway house wiring. 200A Main Consumer's Service, 100A LWH Service, 100A Service Main House. >BP: To construct a 2 storey laneway house building with 1 open parking pad, providing a total of 1 parking spaces, having vehicular access from the 20' Lane. Note: This is a 1 ½ storey building pursuant to the Zoning & Development By-law. 1. Covenant not required with existing house 2. No Strata Titling permitted 3. No A/C Unit proposed 4. Schedule B: (YATENDRA KUMAR SHARMA) P.Eng (778.863.7076) Structural 5. Schedule B: (ZHAO GUAN) P.Eng (778.868.5635) Geotechnical 6. HPO: Residential Builder- Golden Extra Development Ltd NOTE: To achieve the required FSR. A floor space exclusion of 3% has been applied to this application as per section 11.24.18 of the district schedule, to accommodate improved building performance. Address Information: Principle Dwelling: #1-1239 E 63rd Av Laneway home: #3-1239 E 63rd Av Address and suite number assigned as per approved plans for Fire and Emergency response. The address number is to be posted to the building to be visible from the street and the suite number is to be posted at the suite entry in accordance with the Building By-law prior to final inspection. NOTE: Information regarding the principal building on the survey and site plan is for reference only. Any discrepancy between information regarding the principal building on the survey and/or site plan and approved permit drawings for the principal building are neither approved nor authorized under this laneway house permit. *EXISTING HOUSE* Note: Bldg 1 (principal bldg) addressed#1-1239 E 63rd Av retained on site. **THIS PERMIT HAS BEEN ISSUED UNDER THE REQUIREMENTS OF VBBL #12511 (2019) ** | J M P Electrical Contractors Ltd
NULL | NULL | 1239 E 63RD AVENUE #3, Vancouver, BC V5X 2L3 | Electrical Permit | Residential | New | Draft | Installation / Repair - Residential - New wiring for laneway house | J M P Electrical Contractors Ltd
EP-2022-02012 | 2022-03-14 | 177 E 3RD AVENUE, Vancouver, BC V5T 1C7 | Electrical Permit | Commercial | Tenant Improvement | Completed | Installation / Repair - Commercial - Installation of receptacles, AV conduit installation and HMDI cord supply and installation. | Kybe Electrical Contracting Ltd
SP-2023-01037 | 2023-09-01 | 4781 MAIN STREET, Vancouver, BC V5V 3R6 | Sprinkler Permit | Commercial | Tenant Improvement | Completed | Commercial - For sprinkler system alterations to the 2019 VBBL and NFPA 13, 2013 for the tenant improvements to provide interior alterations and Change of Major Occupancy from shell retail space (group E) to Health Care Office (group D) for a new physiotherapy clinic. Scope of work includes new partitions, lighting, plumbing and finishes, HVAC and sprinkler to be modified to suit new layout. Engineer of Record: Tian Cai 604-475-7733 tcsprinkler@gmail.com | Titan Fire Protection Ltd
EP-2023-07466 | 2023-08-16 | 4781 MAIN STREET, Vancouver, BC V5V 3R6 | Electrical Permit | Commercial | Tenant Improvement | Completed | Installation / Repair - Commercial - Tenant Improvement: New Lights, Existing Panel /service, New receptacles and data cables. DB: Interior alterations to provide tenant improvement and Change of Major Occupancy from shell retail space (group E) to Health Care Office (group D) for a new physiotherapy clinic. Scope of work includes new partitions, lighting, plumbing and finishes and HVAC and installation of a condensing unit at the parkade below. | Ampac Electric Ltd
PP-2023-02942 | 2023-08-21 | 4781 MAIN STREET, Vancouver, BC V5V 3R6 | Plumbing Permit | Commercial | Renovation | Completed | Commercial - Complete install of DWV with domestic hot and cold water lines connecting to base building services to serve new fixture locations with hot water tank suspended in ceiling of staff room kitchen. >BP: Interior alterations to provide tenant improvement and Change of Major Occupancy from shell retail space (group E) to Health Care Office (group D) for a new physiotherapy clinic. Scope of work includes new partitions, lighting, plumbing and finishes and HVAC and installation of a condensing unit at the parkade below. This is a CP Process Permit and the applicant is John Buscemi, P.Eng, CP. Cleared for DB per Michelle Au on May 11, 2023. All work shall be of Noncombustible Construction. Tenant: Do Well Therapy ***REVIEWED UNDER VBBL 2019 WITH AMENTMENTS EFFECTIVE ON MAR 07, 2023*** STAGED CONSTRUCTION Stage 1: Full Construction (Aug 02, 2023) | Mainland Plumbing & Heating
EP-2023-07720 | 2023-08-25 | 4781 MAIN STREET, Vancouver, BC V5V 3R6 | Electrical Permit | Commercial | Tenant Improvement | Completed | Installation / Repair - Commercial - Tenant Improvement for Fire Alarm devices and verification only. >BP: Interior alterations to provide tenant improvement and Change of Major Occupancy from shell retail space (group E) to Health Care Office (group D) for a new physiotherapy clinic. Scope of work includes new partitions, lighting, plumbing and finishes and HVAC and installation of a condensing unit at the parkade below. This is a CP Process Permit and the applicant is John Buscemi, P.Eng, CP. Cleared for DB per Michelle Au on May 11, 2023. All work shall be of Noncombustible Construction. Tenant: Do Well Therapy | Seylers Electrical Ltd
PP-2023-03827 | 2023-11-09 | 4785 MAIN STREET, Vancouver, BC V5V 3R6 | Plumbing Permit | Commercial | Renovation | Issued | Commercial - Complete install of Domestic cold water through out to fixtures, Complete DWV for all fixtures connecting to base building tie in locations for both DWV and domestic water. >BP: Interior alterations and change of use of approximately 1763.0 square feet from Retail to a Fitness Centre Class-1 use, in the mixed-use building on this site. | Mainland Plumbing & Heating
SP-2023-01989 | 2023-10-30 | 4785 MAIN STREET, Vancouver, BC V5V 3R6 | Sprinkler Permit | Commercial | Tenant Improvement | Issued | Commercial - For sprinkler system alterations to the 2019 VBBL and NFPA 13, 2013 for the tenant improvements to provide interior alterations and change of use of approximately 1763.0 square feet from Retail to a Fitness Centre Class-1 use, in the mixed-use building on this site. This application does not include any of the following: • Warehouse storage arrangements, or mobile compact storage arrangements. • Changes to the sprinkler system supply piping (e.g. valves, mains, cross-mains, etc.). • Flexible sprinkler pipe. • Information Technology Equipment Rooms (e.g. IT Rooms, LAN Rooms, etc.). • New alternative solutions and/or modifications to existing alternative solutions. • Increase in hazard classification. Related permits. - AL-2021-00113 - Increased Building Area Notes: - *** Building is of combustible construction. Combustible concealed spaces to be protected per 11.2.3.1.4.(4) of NFPA 13, 2013. *** - All work to the satisfaction of the District Plumbing Inspector. - One set of approved drawings and permit to be available for viewing at the jobsite. | Titan Fire Protection Ltd
EP-2023-09958 | 2023-11-20 | 4785 MAIN STREET, Vancouver, BC V5V 3R6 | Electrical Permit | Commercial | Tenant Improvement | Issued | Installation / Repair - Commercial - tenant improvement new lighting and controls new receptacles existing fa and em and exit lights - relocate and add **Amend 01/09/2024** Add wiring for sound speakers >BP: Interior alterations and change of use of approximately 1763.0 square feet from Retail to a Fitness Centre Class-1 use, in the mixed-use building on this site. Low occupancy A2 - Group D occupancy Ok for Field review as per Jamie Z. Sep 7, 2023 TENANT: Core Community Related to DP-2023-00417, BP-2021-01832 Notes: - This building is sprinklered. A separate permit is required for all sprinkler work. - Schedule A, Architectural, ANNI TERRETT 604-736-3730 - Schedule B, Electrical, Steven Nemetz, P.Eng. (604) 736-6562 - Schedule B, Mechanical, Ronald Wong, P.Eng. (604) 284-5580 - Lighting , ASHRAE 90.1-2016 completed by Jenn Lifton 6047366562 - HVAC Compliance worksheet completed by Ron Wong 604-284-5580 Energy checklist is currently no longer required with your Building Permit application. Some supporting documents are still required at BP stage, specifically Envelope and HVAC, if applicable. Service Water Heating and Lighting supporting documents, if applicable, must be submitted with your related trades permits (e.g. electrical and plumbing). No translucent or opaque film, artwork, posters, shelving, display cases or similar elements are to be installed on or directly outside or inside of the approved glazing frontages and windows. A separate sign permit is required. | Ampac Electric Ltd
EP-2023-10166 | 2023-11-24 | 4785 MAIN STREET, Vancouver, BC V5V 3R6 | Electrical Permit | Commercial | Tenant Improvement | Issued | Installation / Repair - Commercial - Relocate Fire Alarm Devices and Re-Verify the Fire Alarm System.Our scope is removing 1 pullstation and adding 2 horns to the base fire alarm system and preforming a re-verification with an appendix C >BP: Interior alterations and change of use of approximately 1763.0 square feet from Retail to a Fitness Centre Class-1 use, in the mixed-use building on this site. Low occupancy A2 - Group D occupancy Ok for Field review as per Jamie Z. Sep 7, 2023 TENANT: Core Community Related to DP-2023-00417, BP-2021-01832 Notes: - This building is sprinklered. A separate permit is required for all sprinkler work. | Seylers Electrical Ltd
EP-2023-09929 | 2023-11-17 | 4789 MAIN STREET, Vancouver, BC V5V 3R6 | Electrical Permit | Commercial | Tenant Improvement | Completed | Installation / Repair - Commercial - Tenant Improvment - Service upgrade for 400A to 600A 120V/208V 3PH 4W and install additional fire alarm devices with a verification. >Permit Amendment Dec 21, 2023 -"Service upgrade for 400A to 600A 120V/208V 3PH 4W" *Document(s) uploaded to "Application Documents" tab for Electrical Inspector review. Documents are at pending status at time of permit amendment approval >BP: Interior alterations to combine 4787 and 4789 Main Street from Retail-Shell (Group E) to Retail Food Facility (Group E) in this mixed used 6 storey building on this site. This is considered to be the First TI addressed at 4789 Main Street. Occupant Load= Maximum 16 Seats Separate permit required for exterior patio seating. This is a CP Process Permit and the applicant is John Buscemi, P.Eng, CP. Cleared for BP only by M.So. Tenant: Sweet Thea Bakery ***REVIEWED UNDER VBBL 2019, WITH UPDATED ENERGY REQUIREMENTS AS PER BYLAW #12997 EFFECTIVE JAN 01, 2023*** STAGED CONSTRUCTION Stage 1: Full Construction - Issued 2023-06-23 >>>>Amend: Dec. 21st Service upgrade for 400A to 600A 120V/208V 3PH 4W | Seylers Electrical Ltd
GP-2023-03316 | 2024-01-29 | 4789 MAIN STREET, Vancouver, BC V5V 3R6 | Gas Permit | Commercial | Tenant Improvement | Completed | Commercial - Adding one new range & one oven >BP: Interior alterations to combine, change the use, and the major occupancy of 4787 and 4789 Main Street from Retail-Shell (Group E) to Restaurant- Class 1 (Group A2) in this mixed used 6 storey building on this site. | BC 2000 Plumbing & Heating Ltd
PP-2023-03195 | 2023-09-12 | 4789 MAIN STREET, Vancouver, BC V5V 3R6 | Plumbing Permit | Commercial | Tenant Improvement | Completed | Commercial - Plumbing work above and below slab >BP: Interior alterations to combine 4787 and 4789 Main Street from Retail-Shell (Group E) to Retail Food Facility (Group E) in this mixed used 6 storey building on this site. This is considered to be the First TI addressed at 4789 Main Street. Occupant Load= Maximum 16 Seats Separate permit required for exterior patio seating. This is a CP Process Permit and the applicant is John Buscemi, P.Eng, CP. Cleared for BP only by M.So. Tenant: Sweet Thea Bakery ***REVIEWED UNDER VBBL 2019, WITH UPDATED ENERGY REQUIREMENTS AS PER BYLAW #12997 EFFECTIVE JAN 01, 2023*** STAGED CONSTRUCTION Stage 1: Full Construction - Issued 2023-06-23 | JN Mechanical Ltd
SP-2023-01176 | 2023-06-29 | 4789 MAIN STREET, Vancouver, BC V5V 3R6 | Sprinkler Permit | Commercial | Tenant Improvement | Completed | Commercial - adjusting sprinklers to suit new layout >BP: Interior alterations to combine 4787 and 4789 Main Street from Retail-Shell (Group E) to Retail Food Facility (Group E) in this mixed used 6 storey building on this site. This is considered to be the First TI addressed at 4789 Main Street. Occupant Load= Maximum 16 Seats Separate permit required for exterior patio seating. This is a CP Process Permit and the applicant is John Buscemi, P.Eng, CP. Cleared for BP only by M.So. Tenant: Sweet Thea Bakery ***REVIEWED UNDER VBBL 2019, WITH UPDATED ENERGY REQUIREMENTS AS PER BYLAW #12997 EFFECTIVE JAN 01, 2023*** STAGED CONSTRUCTION Stage 1: Full Construction - Issued 2023-06-23 *****This application does not include any of the following: 1. Not more than 20 sprinklers (add, relocate, or remove), 2. hydraulic calculations, 3. change in occupancy and /or hazard classification, 4. warehouse storage arrangements, 5. mobile compact storage arrangements, 6. alternative solutions, 7. changes to the sprinkler system supply piping (e.g. valves, mains, cross-mains, branch-lines, etc.), or 8. flexible sprinkler pipe. | Titan Fire Protection Ltd
EP-2023-06591 | 2023-07-21 | 4789 MAIN STREET, Vancouver, BC V5V 3R6 | Electrical Permit | Commercial | Tenant Improvement | Completed | Installation / Repair - Commercial - Tenant Improvement - Installation of Lighting, Receptacles, Data, Tel. >BP: Interior alterations to combine 4787 and 4789 Main Street from Retail-Shell (Group E) to Retail Food Facility (Group E) in this mixed used 6 storey building on this site. This is considered to be the First TI addressed at 4789 Main Street. Occupant Load= Maximum 16 Seats Separate permit required for exterior patio seating. This is a CP Process Permit and the applicant is John Buscemi, P.Eng, CP. Cleared for BP only by M.So. Tenant: Sweet Thea Bakery ***REVIEWED UNDER VBBL 2019, WITH UPDATED ENERGY REQUIREMENTS AS PER BYLAW #12997 EFFECTIVE JAN 01, 2023*** STAGED CONSTRUCTION Stage 1: Full Construction - Issued 2023-06-23 | Brodan Industries Ltd.
EP-2023-08202 | 2023-09-12 | 4791 MAIN STREET, Vancouver, BC V5V 3R6 | Electrical Permit | Commercial | Tenant Improvement | Completed | Installation / Repair - Commercial - New Dental Clinic: Installation of Grounding and Bonding within the patient care area as required by CE Code. Relocate Panel - 200amps, 3 ph 4 wire 120/208 Volts. Sub-service feeder is just being moved to a new location, same size. It is a sub service. >BP: Tenant improvement to this existing commercial space to change the use from retail to health care office. Scope of work includes: 1) New drywall 2) Mechanical work 3) Electrical work 4) New interior finishes Letter of assurance submitted: - Sch A/B (Arch): Mohammed Saeed Jhatam, AIBC, 778.688.1966 - Sch B (Elec): Rocky Multani, P.Eng., 604.593.1446 - Sch B (Mech, Plumb): Avi Singh, P.Eng., 604.593.1446 | Neidig Electric Limited
SP-2023-01575 | 2023-08-29 | 4791 MAIN STREET, Vancouver, BC V5V 3R6 | Sprinkler Permit | Commercial | Tenant Improvement | Completed | Commercial - Adjusting fire sprinklers to suit new wall and ceiling layout >BP: Tenant improvement to this existing commercial space to change the use from retail to health care office. Scope of work includes: 1) New drywall 2) Mechanical work 3) Electrical work 4) New interior finishes | Titan Fire Protection Ltd
NULL | NULL | 4791 MAIN STREET, Vancouver, BC V5V 3R6 | Electrical Permit | Commercial | Tenant Improvement | Draft | Installation / Repair - Commercial - New Dental Clinic | Neidig Electric Limited
PP-2023-03029 | 2023-08-28 | 4791 MAIN STREET, Vancouver, BC V5V 3R6 | Plumbing Permit | Commercial | New | Completed | Commercial - Commercial Dental Office/Plumbing >BP: Tenant improvement to this existing commercial space to change the use from retail to health care office. Scope of work includes: 1) New drywall 2) Mechanical work 3) Electrical work 4) New interior finishes Letter of assurance submitted: - Sch A/B (Arch): Mohammed Saeed Jhatam, AIBC, 778.688.1966 - Sch B (Elec): Rocky Multani, P.Eng., 604.593.1446 - Sch B (Mech, Plumb): Avi Singh, P.Eng., 604.593.1446 | Sync Group Ltd
EP-2023-09930 | 2023-11-22 | 4791 MAIN STREET, Vancouver, BC V5V 3R6 | Electrical Permit | Commercial | Tenant Improvement | Completed | Installation / Repair - Commercial - Re-Re fire alarm devices and verification.to complete the relocation of 1 - Fire Alarm smoke detector and complete a re-verification. >BP: Tenant improvement to this existing commercial space to change the use from retail to health care office. Scope of work includes: 1) New drywall 2) Mechanical work 3) Electrical work 4) New interior finishes Letter of assurance submitted: - Sch A/B (Arch): Mohammed Saeed Jhatam, AIBC, 778.688.1966 - Sch B (Elec): Rocky Multani, P.Eng., 604.593.1446 - Sch B (Mech, Plumb): Avi Singh, P.Eng., 604.593.1446 | Seylers Electrical Ltd
EP-2022-08097 | 2022-10-21 | 4054 W 14TH AVENUE #3, Vancouver, BC V6R 2X4 | Electrical Permit | Residential | New | Issued | Installation / Repair - Residential - New LW house electrical installation DB: To construct a one storey laneway house building with an attached garage, providing 1 parking space, having vehicular access from the lane. 1. Covenant registered at the Land Title Office under CB23550 2. No Strata Titling permitted 3. No A/C unit proposed 4. Schedule B: Tsung-Hua, Yang P.Eng (604.729.0585) Structural & Geotechnical 5. HPO: Residential Builder- Canada Wing-Form Development Ltd. | ACS INDUSTRY LTD
SP-2022-01155 | 2022-07-20 | 1541 W 60TH AVENUE #3, Vancouver, BC V6P 2A4 | Sprinkler Permit | Residential | New | Completed | Residential - LWH - #3 - NEW HOME To construct a 2 storey laneway house building with an attached garage and 1 open parking pad, providing a total of 2 parking spaces, having vehicular access from the 20' Lane. Rev #1: Note: The entire building, INCLUDING THE ATTACHED GARAGE (if applicable), to be sprinklered to NFPA 13D as per VBBL 3.2.5.12(3)(d). Note: This is a 1 ½ storey building pursuant to the Zoning & Development By-law. 1. Covenant registered at the Land Title Office under CA9427743 3. No Strata Titling permitted 4. No A/C Unit proposed | SBMS Construction Ltd
EP-2022-05825 | 2022-07-22 | 1541 W 60TH AVENUE #3, Vancouver, BC V6P 2A4 | Electrical Permit | Residential | New | Completed | Installation / Repair - Residential - New Construction of Laneway house >BP: To construct a 2 storey laneway house building ($197,500) with an attached garage and 1 open parking pad, providing a total of 2 parking spaces, having vehicular access from the 20' Lane. Rev #1: Note: The entire building, INCLUDING THE ATTACHED GARAGE (if applicable), to be sprinklered to NFPA 13D as per VBBL 3.2.5.12(3)(d). 1. Covenant registered at the Land Title Office under CA9427743 3. No Strata Titling permitted 4. No A/C Unit proposed 6. Schedule B: (Y. Deng) P.Eng (604.505.6816) Structural & Geotechnicall 8. HPO: Residential Builder- DB Devlopments & Designing Ltd. | Apaar Electrical Ltd
EP-2022-05454 | 2022-06-27 | 1541 W 60TH AVENUE #3, Vancouver, BC V6P 2A4 | Electrical Permit | Residential | New | Completed | Installation / Repair - Residential - Rough-in and Finishing of tv, data, phone, cctv and alarm >BP: To construct a 2 storey laneway house building ($197,500) with an attached garage and 1 open parking pad, providing a total of 2 parking spaces, having vehicular access from the 20' Lane. Rev #1: Note: The entire building, INCLUDING THE ATTACHED GARAGE (if applicable), to be sprinklered to NFPA 13D as per VBBL 3.2.5.12(3)(d). Note: This is a 1 ½ storey building pursuant to the Zoning & Development By-law. 1. Covenant registered at the Land Title Office under CA9427743 3. No Strata Titling permitted 4. No A/C Unit proposed 6. Schedule B: (Y. Deng) P.Eng (604.505.6816) Structural & Geotechnicall 8. HPO: Residential Builder- DB Devlopments & Designing Ltd. NOTE: To achieve the required FSR. A floor space exclusion of 3% has been applied to this application as per section 11.24.18 of the district schedule, to accommodate improved building performance. NOTE: Information regarding the principal building on the survey and site plan is for reference only. Any discrepancy between information regarding the principal building on the survey and/or site plan and approved permit drawings for the principal building are neither approved nor authorized under this laneway house permit. *NEW HOUSE* Note: See DB-2021-03181 for Bldg 1 on site (principal bldg) addressed #1-1541 W 60th Av **THIS PERMIT HAS BEEN ISSUED UNDER THE REQUIREMENTS OF VBBL #12511 (2019) ** | Simplypro Enterprise Ltd
PP-2022-01533 | 2022-05-05 | 1541 W 60TH AVENUE #3, Vancouver, BC V6P 2A4 | Plumbing Permit | Residential | New | Completed | Residential - Plumbing for: >BP: To construct a 2 storey laneway house building ($197,500) with an attached garage and 1 open parking pad, providing a total of 2 parking spaces, having vehicular access from the 20' Lane. Rev #1: Note: The entire building, INCLUDING THE ATTACHED GARAGE (if applicable), to be sprinklered to NFPA 13D as per VBBL 3.2.5.12(3)(d). Note: This is a 1 ½ storey building pursuant to the Zoning & Development By-law. 1. Covenant registered at the Land Title Office under CA9427743 3. No Strata Titling permitted 4. No A/C Unit proposed 6. Schedule B: (Y. Deng) P.Eng (604.505.6816) Structural & Geotechnicall 8. HPO: Residential Builder- DB Devlopments & Designing Ltd. NOTE: To achieve the required FSR. A floor space exclusion of 3% has been applied to this application as per section 11.24.18 of the district schedule, to accommodate improved building performance. Address Information: Principle Dwelling: #1-1541 W 60th Av Secondary Suite: #2-1541 W 60th Av Laneway home: #3-1541 W 60th Av Address and suite number assigned as per approved plans for Fire and Emergency response. The address number is to be posted to the building to be visible from the street and the suite number is to be posted at the suite entry in accordance with the Building By-law prior to final inspection. NOTE: Information regarding the principal building on the survey and site plan is for reference only. Any discrepancy between information regarding the principal building on the survey and/or site plan and approved permit drawings for the principal building are neither approved nor authorized under this laneway house permit. *NEW HOUSE* Note: See DB-2021-03181 for Bldg 1 on site (principal bldg) addressed #1-1541 W 60th Av **THIS PERMIT HAS BEEN ISSUED UNDER THE REQUIREMENTS OF VBBL #12511 (2019) ** | AKAL Plumbing & Heating Ltd
PP-2023-00199 | 2023-01-19 | 1914 W 43RD AVENUE #3, Vancouver, BC V6M 2C6 | Plumbing Permit | Residential | New | Issued | Residential - new laneway >BP: To construct a 2 storey laneway house building ($224,452.50) with an attached garage and 1 open parking pad, providing a total of 2 parking spaces, having vehicular access from the 20' Lane. Note: This is a 1 ½ storey building pursuant to the Zoning & Development By-law. 1. Covenant registered at the Land Title Office under CA9341431 2. No Strata Titling permitted 3. No A/C Unit proposed 4. Schedule B: (ANTONY WANG) P.Eng (604-618-6236) Structural & Geotechnical 5. HPO: Residential Builder- (Yik Sun Enterprises Ltd.) 6. The entire building, INCLUDING THE ATTACHED GARAGE, to be sprinklered to NFPA 13R. | ALI & ALI PLUMBING & HEATING LTD
EP-2023-07307 | 2023-08-21 | 1914 W 43RD AVENUE #3, Vancouver, BC V6M 2C6 | Electrical Permit | Residential | New | Issued | Installation / Repair - Residential - Electrical wiring for laneway house, install 200amp overhead service with two meters. 1st meter-150amp for main house (1914 W43rd Ave) 2nd meter-100amp for laneway house (#3-1914 W43rd Ave) Rev#1: The entire building including garage (if applicable) changed to be sprinklered to NFPA 13D as per VBBL 3.2.5.12.(3)(d). To construct a 2 storey laneway house building with an attached garage and 1 open parking pad, providing a total of 2 parking spaces, having vehicular access from the 20' Lane. Note: This is a 1 ½ storey building pursuant to the Zoning & Development By-law. 1. Covenant registered at the Land Title Office under CA9341431 2. No Strata Titling permitted 3. No A/C Unit proposed 4. Schedule B: (ANTONY WANG) P.Eng (604-618-6236) Structural & Geotechnical 5. HPO: Residential Builder- (Yik Sun Enterprises Ltd.) 6. The entire building, INCLUDING THE ATTACHED GARAGE, to be sprinklered to NFPA 13R. | Altech Electric Ltd
EP-2022-07164 | 2022-08-24 | 2235 W 21ST AVENUE #3, Vancouver, BC V6L 1J4 | Electrical Permit | Residential | Addition | Completed | Installation / Repair - Residential - LWH - #3 - low voltage security alarm, Tel/data/cable, doorbell. >DB: To construct a 2 storey laneway house building with an attached garage and 1 open parking pad, providing a total of 3 parking spaces, having vehicular access from the lane. Note: The entire building, INCLUDING THE ATTACHED GARAGE (if applicable), to be sprinklered to NFPA 13R. Note: This is a 1 ½ storey building pursuant to the Zoning & Development By-law 1. No Strata Titling permitted 2. No A/C unit proposed | Orca Automation Corp
SP-2022-00474 | 2022-04-11 | 2235 W 21ST AVENUE #3, Vancouver, BC V6L 1J4 | Sprinkler Permit | Residential | New | Completed | Residential - To Install 14 sprinkler heads >BP: To construct a 2 storey laneway house building ($181,500.00) with an attached garage and 1 open parking pad, providing a total of 3 parking spaces, having vehicular access from the lane. Note: The entire building, INCLUDING THE ATTACHED GARAGE (if applicable), to be sprinklered to NFPA 13R. Note: This is a 1 ½ storey building pursuant to the Zoning & Development By-law 1. No Strata Titling permitted 2. No A/C unit proposed 3. Schedule B: CLINTON YIU 604-255-7670 Structural 4. HPO: Residential Builder - AREE Developments Ltd. Address has been assigned per the approved plans as the fire/emergency access to the laneway house is from the west side. This access must be provided & maintained at all times in accordance with the Building By-law. ******THIS PERMIT HAS BEEN ISSUED UNDER THE REQUIREMENTS OF VBBL #12511 (2019)****** | General Sprinkler Systems Ltd
GP-2022-01077 | 2022-04-11 | 2235 W 21ST AVENUE #3, Vancouver, BC V6L 1J4 | Gas Permit | Residential | New | Completed | Residential - Gas line to boiler To construct a 2 storey laneway house building with an attached garage and 1 open parking pad, providing a total of 3 parking spaces, having vehicular access from the lane. | Starline Mechanicals Ltd
PP-2022-00082 | 2022-01-13 | 2235 W 21ST AVENUE #3, Vancouver, BC V6L 1J4 | Plumbing Permit | Residential | New | Completed | Residential - Plumbing To construct a 2 storey laneway house building with an attached garage and 1 open parking pad, providing a total of 3 parking spaces, having vehicular access from the lane. Note: This is a 1 ½ storey building pursuant to the Zoning & Development By-law 1. No Strata Titling permitted 2. No A/C unit proposed 3. Schedule B: CLINTON YIU 604-255-7670 Structural 4. HPO: Residential Builder - AREE Developments Ltd. | Lucky Plumbing Heating Ltd
PP-2022-00588 | 2022-02-22 | 61 W 47TH AVENUE #3, Vancouver, BC V5Y 2X7 | Plumbing Permit | Residential | New | Completed | Residential - LWH - #3 - install one outside sump To construct a 2 storey laneway house building with an open parking pad, providing 1 parking space, having vehicular access from the lane. Note: This is a 1 ½ storey building pursuant to the Zoning & Development By-law 1. No Strata Titling permitted 2. No A/C unit proposed | H R DEMOLITION LTD
EP-2022-01300 | 2022-02-28 | 61 W 47TH AVENUE #3, Vancouver, BC V5Y 2X7 | Electrical Permit | Residential | New | Completed | Installation / Repair - Residential - new laneway house installation, wiring, lights and finishing. main service is 200amp lane way house is 100 amp and main house is 100 amp >BP: To construct a 2 storey laneway house building ($160,732.20) with an open parking pad, providing 1 parking space, having vehicular access from the lane. Note: This is a 1 ½ storey building pursuant to the Zoning & Development By-law 1. No Strata Titling permitted 2. No A/C unit proposed 3. Schedule B: MAKHAN S DHILLON - 604-357-6271 Structural & Geotechnical 4. HPO: Residential Builder - Vancouver Lower Mainland Construction Ltd. Address has been assigned per the approved plans as the fire/emergency access to the laneway house is from the xxxx side. This access must be provided & maintained at all times in accordance with the Building By-law. ******THIS PERMIT HAS BEEN ISSUED UNDER THE REQUIREMENTS OF VBBL #12511 (2019)****** | S B ELECTRICAL LTD
GP-2022-01107 | 2022-04-11 | 61 W 47TH AVENUE #3, Vancouver, BC V5Y 2X7 | Gas Permit | Residential | New | Completed | Residential - Gas permit for new Lanway house | Rain Coast Plumbing & Heating Ltd
SP-2022-00455 | 2022-03-31 | 61 W 47TH AVENUE #3, Vancouver, BC V5Y 2X7 | Sprinkler Permit | Residential | New | Completed | Residential - LWH WITH NEW SPRINKLERS >BP: To construct a 2 storey laneway house building ($160,732.20) with an open parking pad, providing 1 parking space, having vehicular access from the lane. Note: This is a 1 ½ storey building pursuant to the Zoning & Development By-law 1. No Strata Titling permitted 2. No A/C unit proposed 3. Schedule B: MAKHAN S DHILLON - 604-357-6271 Structural & Geotechnical 4. HPO: Residential Builder - Vancouver Lower Mainland Construction Ltd. Address has been assigned per the approved plans as the fire/emergency access to the laneway house is from the xxxx side. This access must be provided & maintained at all times in accordance with the Building By-law. ******THIS PERMIT HAS BEEN ISSUED UNDER THE REQUIREMENTS OF VBBL #12511 (2019)****** | BC Fire Sprinklers Ltd
EP-2022-02004 | 2022-03-14 | 61 W 47TH AVENUE #3, Vancouver, BC V5Y 2X7 | Electrical Permit | Residential | New | Completed | Installation / Repair - Residential - Alarm,Telus,tv,internet and doorbell complete >BP: To construct a 2 storey laneway house building ($160,732.20) with an open parking pad, providing 1 parking space, having vehicular access from the lane. Note: This is a 1 ½ storey building pursuant to the Zoning & Development By-law 1. No Strata Titling permitted 2. No A/C unit proposed 3. Schedule B: MAKHAN S DHILLON - 604-357-6271 Structural & Geotechnical 4. HPO: Residential Builder - Vancouver Lower Mainland Construction Ltd. Address has been assigned per the approved plans as the fire/emergency access to the laneway house is from the xxxx side. This access must be provided & maintained at all times in accordance with the Building By-law. ******THIS PERMIT HAS BEEN ISSUED UNDER THE REQUIREMENTS OF VBBL #12511 (2019)****** | Pioneer Security and Communications Ltd
PP-2022-00943 | 2022-03-21 | 61 W 47TH AVENUE #3, Vancouver, BC V5Y 2X7 | Plumbing Permit | Residential | New | Completed | Residential - Plumbing for new Laneway house To construct a 2 storey laneway house building with an open parking pad, providing 1 parking space, having vehicular access from the lane. Note: This is a 1 ½ storey building pursuant to the Zoning & Development By-law 1. No Strata Titling permitted 2. No A/C unit proposed 3. Schedule B: MAKHAN S DHILLON - 604-357-6271 Structural & Geotechnical 4. HPO: Residential Builder - Vancouver Lower Mainland Construction Ltd. | Rain Coast Plumbing & Heating Ltd
EP-2022-02241 | 2022-03-23 | 6577 GLADSTONE STREET #3, Vancouver, BC V5P 4E5 | Electrical Permit | Residential | New | Completed | Installation / Repair - Residential - rough wiring finishing and service of new LWH main service 200 amps main house 100 amps LWH 100 amps >BP: To construct a 2 storey laneway house building with an open parking pad, providing 1 parking space, having vehicular access from the lane. Note: This is a 1 ½ storey building pursuant to the Zoning & Development By-law 1. A/C unit proposed at rear yard 2. Schedule B: Md.Shahidul Alam P.Eng (604-653-7475) Structural & Geotechnical 3. HPO: Residential Builder- Eco Earth Homes Ltd. Note: As a result of the addition of a laneway house, the main house / principal dwelling will be assigned a suite number and the site will be as follows: #1-6577 Gladstone St - Principal Dwelling ******THIS PERMIT HAS BEEN ISSUED UNDER THE REQUIREMENTS OF VBBL #12511 (2019)****** Combustible projections or roof soffits on an exposing building face shall not project to less than .45m from the property line and shall be in compliance with VBBL 2019 9.10.15.5.(9) Information regarding the principal building on the survey and site plan is for reference only. Any discrepancy between information regarding the principal building on the survey and/or site plan and approved permit drawings for the principal building are neither approved nor authorized under this laneway house permit. The entire building, to be sprinklered to NFPA 13D. Amend: May 26, 2022 LWH : 125 amps Main House : 100 amps Main Service : 200 amps | OPTIMUM ELECTRICAL LTD
EP-2022-02320 | 2022-03-23 | 6577 GLADSTONE STREET #3, Vancouver, BC V5P 4E5 | Electrical Permit | Residential | New | Completed | Installation / Repair - Residential - tv,telephone,alarm prewire and complete >BP: To construct a 2 storey laneway house building with an open parking pad, providing 1 parking space, having vehicular access from the lane. Note: This is a 1 ½ storey building pursuant to the Zoning & Development By-law 1. A/C unit proposed at rear yard 2. Schedule B: Md.Shahidul Alam P.Eng (604-653-7475) Structural & Geotechnical 3. HPO: Residential Builder- Eco Earth Homes Ltd. Note: As a result of the addition of a laneway house, the main house / principal dwelling will be assigned a suite number and the site will be as follows: #1-6577 Gladstone St - Principal Dwelling ******THIS PERMIT HAS BEEN ISSUED UNDER THE REQUIREMENTS OF VBBL #12511 (2019)****** Combustible projections or roof soffits on an exposing building face shall not project to less than .45m from the property line and shall be in compliance with VBBL 2019 9.10.15.5.(9) Information regarding the principal building on the survey and site plan is for reference only. Any discrepancy between information regarding the principal building on the survey and/or site plan and approved permit drawings for the principal building are neither approved nor authorized under this laneway house permit. The entire building, to be sprinklered to NFPA 13D. | Tvisha Technologies Ltd
PP-2022-00870 | 2022-03-16 | 6577 GLADSTONE STREET #3, Vancouver, BC V5P 4E5 | Plumbing Permit | Residential | New | Completed | Residential - LWH - #3 - DWV, waterline, finishing To construct a 2 storey laneway house building with an open parking pad, providing 1 parking space, having vehicular access from the lane. Note: This is a 1 ½ storey building pursuant to the Zoning & Development By-law 1. A/C unit proposed at rear yard | Alpine Mechanicals Ltd
SP-2022-00454 | 2022-03-31 | 6577 GLADSTONE STREET #3, Vancouver, BC V5P 4E5 | Sprinkler Permit | Residential | New | Completed | Residential - LWH WITH NEW SPRINKLERS >BP: To construct a 2 storey laneway house building with an open parking pad, providing 1 parking space, having vehicular access from the lane. Note: This is a 1 ½ storey building pursuant to the Zoning & Development By-law 1. A/C unit proposed at rear yard 2. Schedule B: Md.Shahidul Alam P.Eng (604-653-7475) Structural & Geotechnical 3. HPO: Residential Builder- Eco Earth Homes Ltd. BUILDING 2 #3-6577 Gladstone St - Laneway House (1.5 storey) Address and suite number assigned as per approved plans for Fire and Emergency response. The address number is to be posted to the building to be visible from the street and the suite number is to be posted at the suite entry in accordance with the Building By-law prior to final inspection. Note: As a result of the addition of a laneway house, the main house / principal dwelling will be assigned a suite number and the site will be as follows: #1-6577 Gladstone St - Principal Dwelling ******THIS PERMIT HAS BEEN ISSUED UNDER THE REQUIREMENTS OF VBBL #12511 (2019)****** Combustible projections or roof soffits on an exposing building face shall not project to less than .45m from the property line and shall be in compliance with VBBL 2019 9.10.15.5.(9) Information regarding the principal building on the survey and site plan is for reference only. Any discrepancy between information regarding the principal building on the survey and/or site plan and approved permit drawings for the principal building are neither approved nor authorized under this laneway house permit. The entire building, to be sprinklered to NFPA 13D | BC Fire Sprinklers Ltd
GP-2022-01251 | 2022-04-25 | 6577 GLADSTONE STREET #3, Vancouver, BC V5P 4E5 | Gas Permit | Residential | New | Completed | Residential - Boiler 100,000 BTU Gas Stove 60,000 BTU Bar-b-que - 50,000 BTU | DAYLIGHT HEATING AND AIR CONDITIONING LTD
PP-2022-00434 | 2022-02-09 | 6577 GLADSTONE STREET #3, Vancouver, BC V5P 4E5 | Plumbing Permit | Residential | New | Completed | Residential - LWH - #3 - Sump, storm, and sanitary connection To construct a 2 storey laneway house building with an open parking pad, providing 1 parking space, having vehicular access from the lane. Note: This is a 1 ½ storey building pursuant to the Zoning & Development By-law 1. A/C unit proposed at rear yard | GNA Contracting Ltd
PP-2022-01831 | 2022-05-31 | 3457 PRICE STREET #3, Vancouver, BC V5R 5R2 | Plumbing Permit | Residential | New | Completed | Residential - sump >BP: To construct a One storey laneway house building with an open parking pad, providing 1 parking space, having vehicular access from the lane. Note: This is a 1 ½ storey building pursuant to the Zoning & Development By-law 1. No A/C unit proposed 2. Schedule B: O.Wegner P.Eng (604.579.0110) Structural 3. Schedule B: P.K.L. Fong P.Eng (604.837.3205) Geotechnical 4. HPO: Smallworks Studios and Laneway Housing Inc. BUILDING 2 #3-3457 Price St - Laneway House (1 storey) Address and suite number assigned as per approved plans for Fire and Emergency response. The address number is to be posted to the building to be visible from the street and the suite number is to be posted at the suite entry in accordance with the Building By-law prior to final inspection. Note: As a result of the addition of a laneway house, the main house / principal dwelling will be assigned suite numbers and the site will be as follows: #1-3457 Price St - Principal Dwelling #2-3457 Price St - Secondary Suite ******THIS PERMIT HAS BEEN ISSUED UNDER THE REQUIREMENTS OF VBBL #12511 (2019)****** Combustible projections or roof soffits on an exposing building face shall not project to less than .45m from the property line and shall be in compliance with VBBL 2019 9.10.15.5.(9) Information regarding the principal building on the survey and site plan is for reference only. Any discrepancy between information regarding the principal building on the survey and/or site plan and approved permit drawings for the principal building are neither approved nor authorized under this laneway house permit. The entire building, to be sprinklered to NFPA 13D. | Octiscapes Site Services Ltd
PP-2022-02038 | 2022-06-14 | 3457 PRICE STREET #3, Vancouver, BC V5R 5R2 | Plumbing Permit | Residential | New | Completed | Residential - LWH - #3 - New Laneway House To construct a One storey laneway house building with an open parking pad, providing 1 parking space, having vehicular access from the lane. Note: This is a 1 ½ storey building pursuant to the Zoning & Development By-law 1. No A/C unit proposed | Next Level Plumbing Ltd
EP-2022-05339 | 2022-07-13 | 3457 PRICE STREET #3, Vancouver, BC V5R 5R2 | Electrical Permit | Residential | New | Completed | Installation / Repair - Residential - New laneway house wiring and service, 200 amp main, 100 amp main house, 100 amp laneway >BP: To construct a One storey laneway house building with an open parking pad, providing 1 parking space, having vehicular access from the lane. Note: This is a 1 ½ storey building pursuant to the Zoning & Development By-law 1. No A/C unit proposed 2. Schedule B: O.Wegner P.Eng (604.579.0110) Structural 3. Schedule B: P.K.L. Fong P.Eng (604.837.3205) Geotechnical 4. HPO: Smallworks Studios and Laneway Housing Inc. >>>>>>>>>>> Amend: Sept. 20th Please change service from 100 amp to 125 amp for laneway house, main service is 200 amps, triple meter, 100 amp main house, 125 laneway, 100 amp future suite | O J ELECTRIC LTD
MP-2022-00091 | 2022-08-09 | 3457 PRICE STREET #3, Vancouver, BC V5R 5R2 | Mechanical Permit | NULL | NULL | Completed | NULL | Next Level Plumbing Ltd
EP-2022-09320 | 2022-11-02 | 3457 PRICE STREET #3, Vancouver, BC V5R 5R2 | Electrical Permit | Residential | New | Completed | Installation / Repair - Residential - Alarm, telephone, tv, doorbell >BP: To construct a One story laneway house building with an open parking pad, providing 1 parking space, having vehicular access from the lane. Note: This is a 1 ½ story building pursuant to the Zoning & Development By-law 1. No A/C unit proposed 2. Schedule B: O.Wegner P.Eng (604.579.0110) Structural 3. Schedule B: P.K.L. Fong P.Eng (604.837.3205) Geotechnical 4. HPO: Smallworks Studios and Laneway Housing Inc. ******THIS PERMIT HAS BEEN ISSUED UNDER THE REQUIREMENTS OF VBBL #12511 (2019)****** Combustible projections or roof soffits on an exposing building face shall not project to less than .45m from the property line and shall be in compliance with VBBL 2019 9.10.15.5.(9) Information regarding the principal building on the survey and site plan is for reference only. Any discrepancy between information regarding the principal building on the survey and/or site plan and approved permit drawings for the principal building are neither approved nor authorized under this laneway house permit. | Best Built-In Centre Ltd
SP-2022-01694 | 2022-10-14 | 3457 PRICE STREET #3, Vancouver, BC V5R 5R2 | Sprinkler Permit | Residential | New | Completed | Residential - new sprinkler system To construct a One storey laneway house building with an open parking pad, providing 1 parking space, having vehicular access from the lane. Note: This is a 1 ½ storey building pursuant to the Zoning & Development By-law 1. No A/C unit proposed 2. Schedule B: O.Wegner P.Eng (604.579.0110) Structural 3. Schedule B: P.K.L. Fong P.Eng (604.837.3205) Geotechnical 4. HPO: Smallworks Studios and Laneway Housing Inc. | Alco Fire Protection Ltd
EP-2023-02367 | 2023-03-30 | 3457 PRICE STREET #3, Vancouver, BC V5R 5R2 | Electrical Permit | Residential | New | Completed | Installation / Repair - Residential - Install a solar PV system - AC: Single phase, 240V 3830W 15.96A Solar Distribution System. >BP: To construct a One storey laneway house building with an open parking pad, providing 1 parking space, having vehicular access from the lane. Note: This is a 1 ½ storey building pursuant to the Zoning & Development By-law 1. No A/C unit proposed 2. Schedule B: O.Wegner P.Eng (604.579.0110) Structural 3. Schedule B: P.K.L. Fong P.Eng (604.837.3205) Geotechnical 4. HPO: Smallworks Studios and Laneway Housing Inc. ******THIS PERMIT HAS BEEN ISSUED UNDER THE REQUIREMENTS OF VBBL #12511 (2019)****** Combustible projections or roof soffits on an exposing building face shall not project to less than .45m from the property line and shall be in compliance with VBBL 2019 9.10.15.5.(9) Rev. #1 1) Patio door changed to sliding style 2) Re-route FFA path to main entry door 3) Undersize parking 9'-6" x 17'-0" (small car) to accommodate FFA path 4) Re-moval of solid concrete from main house, reduce size of patio for impermeability 5) Solar panels added to roof structural a) Schedule B: provided for solar panels by Structural Engineer b) solar panels manufacture specifications c) comfort letter for solar retrofits on 1 & 2 FD signed and sealed by Structural Engineer d) solar panel clamp specifications e) structural plan for solar panels added 6) exterior cladding and roof changed: asphalt to PVDF metal roof, Hardie board and batten to PVDF's 7) Electric boiler maintained in attic and re-located to ridge for space 8) Skylight sizes remain the same but locations slightly adjusted 9) Windows are triple glazed (to match original PPC) | Neidig Electric Limited
NULL | NULL | 3457 PRICE STREET #3, Vancouver, BC V5R 5R2 | Mechanical Permit | NULL | NULL | Draft | NULL | Quick Cool Heating and Air Conditioning Ltd
EP-2023-00962 | 2023-02-14 | 41 E 40TH AVENUE #3, Vancouver, BC V5W 1L3 | Electrical Permit | Residential | New | Completed | Installation / Repair - Residential - Laneway house wiring and new service with existing house hooked up to new service >BP: To construct a 2 storey laneway house building with an open parking pad, providing 1 parking space, having vehicular access from the lane. Note: This is a 1 ½ storey building pursuant to the Zoning & Development By-law 1. No A/C unit proposed 2. Schedule B: Jason Hui, P.Eng (778.319.3403) Structural & Geotechnical 3. HPO: Classic European Construction Inc Combustible projections or roof soffits on an exposing building face shall not project to less than .45m from the property line and shall be in compliance with VBBL 2019 9.10.15.5.(9) Information regarding the principal building on the survey and site plan is for reference only. Any discrepancy between information regarding the principal building on the survey and/or site plan and approved permit drawings for the principal building are neither approved nor authorized under this laneway house permit. The entire building, to be sprinklered to NFPA 13D. ******THIS PERMIT HAS BEEN ISSUED UNDER THE REQUIREMENTS OF VBBL #12511 (2019)****** | Nick's Electric Ltd
PP-2023-00380 | 2023-02-03 | 41 E 40TH AVENUE #3, Vancouver, BC V5W 1L3 | Plumbing Permit | Residential | New | Completed | Residential - LWH - #3 - New waste drainage and water distribution >DB: To construct a 2 storey laneway house building with an open parking pad, providing 1 parking space, having vehicular access from the lane. Note: This is a 1 ½ storey building pursuant to the Zoning & Development By-law 1. No A/C unit proposed The entire building, to be sprinklered to NFPA 13D. | Sun Light Plumbing And Heating Ltd
NULL | NULL | 41 E 40TH AVENUE #3, Vancouver, BC V5W 1L3 | Electrical Permit | Residential | New | Draft | Installation / Repair - Residential - Laneway house wiring with 200a service with dual meterbase. 2x100a meterbase to be installed on laneway house.100a for laneway with 100a going to existing house. | Nick's Electric Ltd
NULL | NULL | 41 E 40TH AVENUE #3, Vancouver, BC V5W 1L3 | Electrical Permit | Residential | New | Draft | Installation / Repair - Residential - For service work. 200A service with 2 meters to be installed on laneway home with mast and underground wire to run to existing home. Eisting home 100A and laneway to be 100A | Nick's Electric Ltd
PP-2023-00797 | 2023-03-09 | 41 E 40TH AVENUE #3, Vancouver, BC V5W 1L3 | Plumbing Permit | Residential | New | Completed | Residential - one sump without pump March 22/23-AMEND Please ad one more sump for house (inspector required) Sump no pump | Bhullar Excavating and Demolition
SP-2023-00408 | 2023-03-10 | 41 E 40TH AVENUE #3, Vancouver, BC V5W 1L3 | Sprinkler Permit | Residential | New | Completed | Residential - Install sprinklers in lwh >BP: To construct a 2 storey laneway house building with an open parking pad, providing 1 parking space, having vehicular access from the lane. Note: This is a 1 ½ storey building pursuant to the Zoning & Development By-law 1. No A/C unit proposed 2. Schedule B: Jason Hui, P.Eng (778.319.3403) Structural & Geotechnical 3. HPO: Classic European Construction Inc | Gold Key Fire Protection Ltd
SP-2021-01519 | 2022-04-25 | 333 TERMINAL AVENUE #700, Vancouver, BC V6A 4C1 | Sprinkler Permit | Commercial | Tenant Improvement | Completed | Commercial - Unit #700; Building Permit for DP-2021-00444 Sprinkler alterations to combine units on the 7th floor in to one unit #700, to change the use of the entire floor, and change major occupancy of 1,463 SF on the 7th floor from Office (group D; previously Unit #708) to Vocational School (Group A2), in this existing mixed use building. Only exterior work is replacing a window panel on east and west side with a new louvre. See letter for F4 upgrade to be completed under separate permit | Troy Life & Fire Safety Limited Protection Incendia Troyu Ltee
PP-2021-04159 | 2022-01-19 | 333 TERMINAL AVENUE #700, Vancouver, BC V6A 4C1 | Plumbing Permit | Commercial | Addition | Completed | Commercial - add 2 sinks Unit #700; Building Permit for DP-2021-00444 (Phase 1) Interior and exterior alterations to combine units on the 7th floor in to one unit #700, to change the use of the entire floor except unit #708 in this existing mixed use building. Only exterior work is replacing a window panel on east and west side with a new louvre. F4, A3, & E4 upgrades are to be included in this Phase. (Refer to drawing page A001 for hardship and proposal.) | New West Plumbing & Heating & Building Ltd
EP-2022-04866 | 2022-06-09 | 1347 E 59TH AVENUE, Vancouver, BC | Electrical Permit | Residential | New | Completed | Installation / Repair - Residential - Extra Low Voltage Roughin and Finishing for TV, TeL, Data and Security Alarm System. >BP: To construct a 2 storey laneway house building with an attached garage and 1 open parking pad, providing a total of 2 parking spaces, having vehicular access from the lane Note: This is a 1 ½ storey building pursuant to the Zoning & Development By-law 1. No A/C unit proposed 2. Schedule B: Shambhu N. Biswas P.Eng (604.250.8666) Structural & Geotechnical 3. HPO: Custom Royal Development Ltd. ******THIS PERMIT HAS BEEN ISSUED UNDER THE REQUIREMENTS OF VBBL #12511 (2019)****** Information regarding the principal building on the survey and site plan is for reference only. Any discrepancy between information regarding the principal building on the survey and/or site plan and approved permit drawings for the principal building are neither approved nor authorized under this laneway house permit. The entire building, INCLUDING THE ATTACHED GARAGE, to be sprinklered to NFPA 13D. Any alterations or conversions to the attached garage to habitable living space shall not be permitted without first obtaining the approval of the Director of Planning and the Chief Building Official. Thermal protection measures and Laneway house design guidelines shall be required to be met prior to the approval of the conversion. | Secure Worx AV & Automation Inc
EP-2022-04625 | 2022-06-02 | 1347 E 59TH AVENUE, Vancouver, BC | Electrical Permit | Residential | New | Completed | Installation / Repair - Residential - Wiring and service for new laneway house. >BP: To construct a 2 storey laneway house building with an attached garage and 1 open parking pad, providing a total of 2 parking spaces, having vehicular access from the lane Note: This is a 1 ½ storey building pursuant to the Zoning & Development By-law 1. No A/C unit proposed 2. Schedule B: Shambhu N. Biswas P.Eng (604.250.8666) Structural & Geotechnical 3. HPO: Custom Royal Development Ltd. ******THIS PERMIT HAS BEEN ISSUED UNDER THE REQUIREMENTS OF VBBL #12511 (2019)****** Information regarding the principal building on the survey and site plan is for reference only. Any discrepancy between information regarding the principal building on the survey and/or site plan and approved permit drawings for the principal building are neither approved nor authorized under this laneway house permit. The entire building, INCLUDING THE ATTACHED GARAGE, to be sprinklered to NFPA 13D. Any alterations or conversions to the attached garage to habitable living space shall not be permitted without first obtaining the approval of the Director of Planning and the Chief Building Official. Thermal protection measures and Laneway house design guidelines shall be required to be met prior to the approval of the conversion. | G.S.G. Electric Ltd.
SP-2022-00807 | 2022-05-24 | 1347 E 59TH AVENUE, Vancouver, BC | Sprinkler Permit | Residential | New | Completed | Residential - Install sprinklers in lwh To construct a 2 storey laneway house building with an attached garage and 1 open parking pad, providing a total of 2 parking spaces, having vehicular access from the lane Note: This is a 1 ½ storey building pursuant to the Zoning & Development By-law 1. No A/C unit proposed 2. Schedule B: Shambhu N. Biswas P.Eng (604.250.8666) Structural & Geotechnical 3. HPO: Custom Royal Development Ltd. | Gold Key Fire Protection Ltd
PP-2022-01342 | NULL | 1347 E 59TH AVENUE, Vancouver, BC | Plumbing Permit | Residential | New | Withdrawn | Residential - Laneway House with 11 Fixtures | AKAL Plumbing & Heating Ltd
PP-2022-01199 | 2022-04-08 | 1347 E 59TH AVENUE, Vancouver, BC | Plumbing Permit | Residential | New | Completed | Residential - LWH - This is a new laneway house with 11 fixtures. To construct a 2 storey laneway house building with an attached garage and 1 open parking pad, providing a total of 2 parking spaces, having vehicular access from the lane Note: This is a 1 ½ storey building pursuant to the Zoning & Development By-law 1. No A/C unit proposed >>>>>> Amend: May 27th -Add 2 deck drains | AKAL Plumbing & Heating Ltd
PP-2022-01168 | 2022-04-06 | 1347 E 59TH AVENUE, Vancouver, BC | Plumbing Permit | Residential | New | Completed | Residential - LWH - Sump to be added for laneway To construct a 2 storey laneway house building with an attached garage and 1 open parking pad, providing a total of 2 parking spaces, having vehicular access from the lane Note: This is a 1 ½ storey building pursuant to the Zoning & Development By-law 1. No A/C unit proposed | Custom Royal Development Ltd
MP-2022-00062 | NULL | 2560 E 8TH AVENUE #1, Vancouver, BC V5M 1W2 | Mechanical Permit | NULL | NULL | Withdrawn | NULL | PANNU GAS & HEATING SERVICES
MP-2022-00078 | 2022-08-04 | 2560 E 8TH AVENUE #1, Vancouver, BC V5M 1W2 | Mechanical Permit | NULL | NULL | Cancelled | NULL | PANNU GAS & HEATING SERVICES
MP-2022-00063 | 2022-08-04 | 2562 E 8TH AVENUE #1, Vancouver, BC V5M 1W2 | Mechanical Permit | NULL | NULL | Cancelled | NULL | PANNU GAS & HEATING SERVICES
PP-2022-01243 | 2022-04-12 | 948 E 64TH AVENUE #3, Vancouver, BC V5X 2N4 | Plumbing Permit | Residential | New | Completed | Residential - LWH - #3 - One outside Sump laneway To construct a 2 storey laneway house building with an open parking pad, providing 1 parking space, having vehicular access from the lane. Note: This is a 1 ½ storey building pursuant to the Zoning & Development By-law Note: Bldg 1 (principal bldg) addressed #1 & #2-948 E 64th Ave. retained on site. 1. No A/C unit proposed | East West Excavating Ltd
EP-2022-04415 | 2022-06-01 | 948 E 64TH AVENUE #3, Vancouver, BC V5X 2N4 | Electrical Permit | Residential | New | Completed | Installation / Repair - Residential - rough wiring finishing and service of new LWH main service 200 amps main house 100 amps LWH 100 amps To construct a 2 storey laneway house building with an open parking pad, providing 1 parking space, having vehicular access from the lane. Note: This is a 1 ½ storey building pursuant to the Zoning & Development By-law Note: Bldg 1 (principal bldg) addressed #1 & #2-948 E 64th Ave. retained on site. 1. No A/C unit proposed 2. Schedule B: MD. Shahidul Alam, P.Eng (604-653-7475) Structural & Geotechnical 3. BC Housing Residential Builder - ABC Drywall Ltd. | OPTIMUM ELECTRICAL LTD
SP-2022-00866 | 2022-06-02 | 948 E 64TH AVENUE #3, Vancouver, BC V5X 2N4 | Sprinkler Permit | Residential | New | Completed | Residential - Install sprinkler in LWH To construct a 2 storey laneway house building with an open parking pad, providing 1 parking space, having vehicular access from the lane. Note: This is a 1 ½ storey building pursuant to the Zoning & Development By-law Note: Bldg 1 (principal bldg) addressed #1 & #2-948 E 64th Ave. retained on site. 1. No A/C unit proposed 2. Schedule B: MD. Shahidul Alam, P.Eng (604-653-7475) Structural & Geotechnical 3. BC Housing Residential Builder - ABC Drywall Ltd. | Gold Key Fire Protection Ltd
EP-2022-04465 | 2022-05-30 | 948 E 64TH AVENUE #3, Vancouver, BC V5X 2N4 | Electrical Permit | Residential | New | Completed | Installation / Repair - Residential - lane way house >BP: To construct a 2 storey laneway house building ($225,000) with an open parking pad, providing 1 parking space, having vehicular access from the lane. Note: This is a 1 ½ storey building pursuant to the Zoning & Development By-law Note: Bldg 1 (principal bldg) addressed #1 & #2-948 E 64th Ave. retained on site. 1. No A/C unit proposed 2. Schedule B: MD. Shahidul Alam, P.Eng (604-653-7475) Structural & Geotechnical 3. BC Housing Residential Builder - ABC Drywall Ltd. Address number assigned as per approved plans for Fire and Emergency response. The address number is to be posted and to the building and to be visible from the street in accordance with the Building By-law prior to final inspection. ******THIS PERMIT HAS BEEN ISSUED UNDER THE REQUIREMENTS OF VBBL #12511 (2019)****** | Tutronic Security Sytem Co Ltd
PP-2022-01409 | 2022-04-26 | 948 E 64TH AVENUE #3, Vancouver, BC V5X 2N4 | Plumbing Permit | Residential | New | Completed | Residential - LWH - #3 - plumbing To construct a 2 storey laneway house building with an open parking pad, providing 1 parking space, having vehicular access from the lane. Note: This is a 1 ½ storey building pursuant to the Zoning & Development By-law Note: Bldg 1 (principal bldg) addressed #1 & #2-948 E 64th Ave. retained on site. 1. No A/C unit proposed | Sukhvinder Singh
EP-2022-04712 | 2022-06-08 | 2935 W 27TH AVENUE #3, Vancouver, BC V6L 1W4 | Electrical Permit | Residential | New | Issued | Installation / Repair - Residential - laneway house electric and low voltage(alarm,network) installation. Main consumer's service: 200A. Main house service: 125A. LWH service: 100A. >BP: To construct a 1 storey laneway house building ($198,675) with an attached garage and 1 open parking pad, providing a total of 2 parking spaces, having vehicular access from the 20' Lane. 1. Covenant registered at the Land Title Office under CA9105343 2. No Strata Titling permitted 3. No A/C Unit proposed 4. Schedule B: (K.J. Ma) P.Eng (604.599.8890) Structural & Geotechnical 5. HPO: Residential Builder- Citrine Homes Ltd NOTE: To achieve the required FSR. A floor space exclusion of 3% has been applied to this application as per section 11.24.18 of the district schedule, to accommodate improved building performance. Address Information: Principle Dwelling: #1-2935 W 27th Av Laneway home: #3-2935 W 27th Av Address has been assigned per the approved plans as the fire/emergency access to the laneway house is from the XXXX side. This access must be provided & maintained at 20' Lane at all times in accordance with the Building By-law. NOTE: Information regarding the principal building on the survey and site plan is for reference only. Any discrepancy between information regarding the principal building on the survey and/or site plan and approved permit drawings for the principal building are neither approved nor authorized under this laneway house permit. *NEW HOUSE* Note: See DB-2021-03825 for Bldg 1 on site (principal bldg) addressed #1-2935 w 27th Av. **THIS PERMIT HAS BEEN ISSUED UNDER THE REQUIREMENTS OF VBBL #12511 (2019) ** | Higo Electric Ltd
EP-2022-00494 | 2022-01-24 | 2935 W 27TH AVENUE #3, Vancouver, BC V6L 1W4 | Electrical Permit | Residential | New | Expired | Temporary Power - Residential - To provide temporary power. NOTE: Work authorized by this permit is for placement of a temporary power pole only and does not authorize any site construction and/or excavation. A separate Building Permit will be required prior to commencement of any other work on this site. | Higo Electric Ltd
PP-2023-00665 | 2023-02-27 | 2935 W 27TH AVENUE #3, Vancouver, BC V6L 1W4 | Plumbing Permit | Residential | New | Issued | Residential - LWH - #3 - Plumbing for one bathroom laneway house >DB: To construct a 1 storey laneway house building with an attached garage and 1 open parking pad, providing a total of 2 parking spaces, having vehicular access from the 20' Lane. 1. Covenant registered at the Land Title Office under CA9105343 2. No Strata Titling permitted 3. No A/C Unit proposed | Apple Mechanical Ltd
SP-2023-01041 | 2023-06-12 | 2935 W 27TH AVENUE #3, Vancouver, BC V6L 1W4 | Sprinkler Permit | Residential | New | Issued | Residential - LWH - #3 - New fire sprinkler for laneway house >DB: To construct a 1 storey laneway house building with an attached garage and 1 open parking pad, providing a total of 2 parking spaces, having vehicular access from the 20' Lane. 1. Covenant registered at the Land Title Office under CA9105343 2. No Strata Titling permitted 3. No A/C Unit proposed | Spectrum Fire Protection Ltd
PP-2023-01786 | 2023-05-24 | 848 W 66TH AVENUE #3, Vancouver, BC V6P 2R6 | Plumbing Permit | Residential | New | Issued | Residential - Plumbing in laneway home >BP: To construct a 2 storey laneway house building with an attached garage providing a total of 2 parking spaces (1 regular space, 1 small car), having vehicular access from the 20' Lane. Note: This is a 1 ½ storey building pursuant to the Zoning & Development By-law. 1. Covenant registered at the Land Title Office under CA9946282 2. No A/C Unit proposed 3. Schedule A: (JULIO REYNEL-GRACIA, P.eng 778-998-0709) 4. Schedule B: (SHAOZHE GUO, P.Eng, 778-926-0525) Structural 5. Schedule B: (ENRICO DE CASTRO, P.Eng, 604-850-0364) Geotechnical 6. HPO: Residential Builder- (JDL HOMES INC.) | HOMEGROWN MECHANICAL LTD
SP-2023-01222 | 2023-07-12 | 848 W 66TH AVENUE #3, Vancouver, BC V6P 2R6 | Sprinkler Permit | Residential | New | Issued | Residential - Fire sprinklers >BP: Note: The entire building, INCLUDING THE ATTACHED GARAGE, is to be sprinklered to NFPA 13 R per 3.2.5.12.(3)(d) To construct a 2 storey laneway house building ($198,145.00) with an attached garage providing a total of 2 parking spaces (1 regular space, 1 small car), having vehicular access from the 20' Lane. Note: This is a 1 ½ storey building pursuant to the Zoning & Development By-law. 1. Covenant registered at the Land Title Office under CA9946282 2. No A/C Unit proposed 3. Schedule A: (JULIO REYNEL-GRACIA, P.eng 778-998-0709) 4. Schedule B: (SHAOZHE GUO, P.Eng, 778-926-0525) Structural 5. Schedule B: (ENRICO DE CASTRO, P.Eng, 604-850-0364) Geotechnical 6. HPO: Residential Builder- (JDL HOMES INC.) **THIS PERMIT HAS BEEN ISSUED UNDER THE REQUIREMENTS OF VBBL #12511 (2019) ** | Titan Fire Protection Ltd
EP-2023-02714 | 2023-04-05 | 848 W 66TH AVENUE #3, Vancouver, BC V6P 2R6 | Electrical Permit | Residential | New | Issued | Installation / Repair - Residential - New laneway house construction, power & low voltage >BP: To construct a 2 storey laneway house building ($198,145.00) with an attached garage providing a total of 2 parking spaces (1 regular space, 1 small car), having vehicular access from the 20' Lane. Note: This is a 1 ½ storey building pursuant to the Zoning & Development By-law. 1. Covenant registered at the Land Title Office under CA9946282 2. No A/C Unit proposed 3. Schedule A: (JULIO REYNEL-GRACIA, P.eng 778-998-0709) 4. Schedule B: (SHAOZHE GUO, P.Eng, 778-926-0525) Structural 5. Schedule B: (ENRICO DE CASTRO, P.Eng, 604-850-0364) Geotechnical 6. HPO: Residential Builder- (JDL HOMES INC.) NOTE: To achieve the required FSR. A floor space exclusion of 3% has been applied to this application as per section 11.24.18 of the district schedule, to accommodate improved building performance. NOTE: Information regarding the principal building on the survey and site plan is for reference only. Any discrepancy between information regarding the principal building on the survey and/or site plan and approved permit drawings for the principal building are neither approved nor authorized under this laneway house permit. *NEW HOUSE* Note: See DB-2021-04414 for Bldg 1 on site (principal bldg) addressed #1-848 W 66th Av. **THIS PERMIT HAS BEEN ISSUED UNDER THE REQUIREMENTS OF VBBL #12511 (2019) ** | JRGreene Electric Ltd
NULL | NULL | 2247 E 6TH AVENUE, Vancouver, BC | Gas Permit | Residential | New | Withdrawn | Residential - 2 Zero Clearance Gas Fireplaces to New Duplex Vents & Gas Hookups Only | Encore Fireplaces Ltd
GP-2022-01413 | 2022-05-10 | 2247 E 6TH AVENUE, Vancouver, BC | Gas Permit | Residential | New | Completed | Residential - Zero Clearance Gas Fireplace to New Duplex Suite | Encore Fireplaces Ltd
SP-2021-01559 | 2022-02-07 | 168 KINGSWAY, Vancouver, BC | Sprinkler Permit | Commercial | Tenant Improvement | Completed | Commercial - For sprinkler system alterations to the 2019 VBBL and NFPA 13, 2013 for the tenant improvements to provide interior alterations and a change of occupancy from retail (E) to fitness studio (A2) in this existing retail shell space in this existing high rise mixed use building. Scope of work includes demising the existing retail shell space (addressed 158 Kingsway) in to two spaces creating a new tenant space (addressed 168 Kingsway). This application does not include any of the following: • Warehouse storage arrangements, or mobile compact storage arrangements. • Changes to the sprinkler system supply piping (e.g. valves, mains, cross-mains, etc.). • Information Technology Equipment Rooms (e.g. IT Rooms, LAN Rooms, etc.). • New alternative solutions and/or modifications to existing alternative solutions. • Change in occupancy and/or hazard classification. Notes: 1. Permit reviewed during COVID-19 pandemic. 2. Sprinkler engineer of record Yadim Amador Castillo, P.Eng. of NWSC. T: 778 707 6797. E: yadim@nwsprinkler.com Flexible Sprinkler Pipe (Tenant Improvement Area) - Automatic sprinkler system has been designed for the use of Victaulic AH2 braided flexible sprinkler drops with 1/2" outlets, up to 48" in length with a maximum of 8 return bends with a 90 degree 2" bend radius for use with standard coverage pendent sprinklers as noted on the sprinkler system shop drawings. | Titan Fire Protection Ltd
EP-2023-04648 | 2023-05-25 | 1388 W 49TH AVENUE #3, Vancouver, BC V6M 2R3 | Electrical Permit | Residential | New | Issued | Temporary Power - Residential - To provide temporary power. | High Watt Electric Ltd
EP-2022-05395 | 2022-06-24 | 1388 W 49TH AVENUE #3, Vancouver, BC V6M 2R3 | Electrical Permit | Residential | New | Issued | Installation / Repair - Residential - ¦ #3LWH- SEPARATE 200A SERVICES ¦ Lane way house >Permit Amendment Oct 25, 2023 *Document(s) uploaded to "Application Documents" tab for Electrical Inspector review. Documents are at pending status at time of permit amendment approval >BP: To construct a 2 storey laneway house building ($207,782.50) with a detached garage and an open parking pad, providing 3 parking spaces, having vehicular access from the lane. Note: This is a 1 ½ storey building pursuant to the Zoning & Development By-law 1. Covenant registered at the Land Title Office under CA9068763 2. No Strata Titling permitted 3. Schedule B: Jason Hui, P.Eng (778-319-3403) Structural & Geotechnical 4. HPO: Residential Builder - Heritage Image Homes Ltd. Addressing Note: Building 2 #3-1388 W 49th Av - Laneway House (1.5 storey) Address and suite number assigned as per approved plans for Fire and Emergency response. The address number is to be posted to the building to be visible from the street and the suite number is to be posted at the suite entry in accordance with the Building By-law prior to final inspection. ******THIS PERMIT HAS BEEN ISSUED UNDER THE REQUIREMENTS OF VBBL #12511 (2019)****** | High Watt Electric Ltd
PP-2023-04410 | 2023-12-20 | 1388 W 49TH AVENUE #3, Vancouver, BC V6M 2R3 | Plumbing Permit | Residential | New | Issued | Residential - Laneway house >BP: To construct a 2 storey laneway house building with a detached garage and an open parking pad, providing 3 parking spaces, having vehicular access from the lane. Note: This is a 1 ½ storey building pursuant to the Zoning & Development By-law 1. Covenant registered at the Land Title Office under CA9068763 2. No Strata Titling permitted 3. Schedule B: Jason Hui, P.Eng (778-319-3403) Structural & Geotechnical 4. HPO: Residential Builder - Heritage Image Homes Ltd. | Avion Mechanical Ltd
EP-2023-10994 | 2023-12-08 | 1388 W 49TH AVENUE #3, Vancouver, BC V6M 2R3 | Electrical Permit | Residential | New | Issued | Installation / Repair - Residential - Tv, Data, and Security Alarm rough in and finishing To construct a 2 storey laneway house building with a detached garage and an open parking pad, providing 3 parking spaces, having vehicular access from the lane. Note: This is a 1 ½ storey building pursuant to the Zoning & Development By-law 1. Covenant registered at the Land Title Office under CA9068763 2. No Strata Titling permitted 3. Schedule B: Jason Hui, P.Eng (778-319-3403) Structural & Geotechnical 4. HPO: Residential Builder - Heritage Image Homes Ltd. | Charanjit Singh
SP-2023-02228 | 2023-12-12 | 1388 W 49TH AVENUE #3, Vancouver, BC V6M 2R3 | Sprinkler Permit | Residential | New | Issued | Residential - LWH - #3 - Install sprinklers in lwh >DB: To construct a 2 storey laneway house building with a detached garage and an open parking pad, providing 3 parking spaces, having vehicular access from the lane. Note: This is a 1 ½ storey building pursuant to the Zoning & Development By-law 1. Covenant registered at the Land Title Office under CA9068763 2. No Strata Titling permitted 3. Schedule B: Jason Hui, P.Eng (778-319-3403) Structural & Geotechnical 4. HPO: Residential Builder - Heritage Image Homes Ltd. ******THIS PERMIT HAS BEEN ISSUED UNDER THE REQUIREMENTS OF VBBL #12511 (2019)****** | Gold Key Fire Protection Ltd
PP-2023-03352 | 2023-09-20 | 1388 W 49TH AVENUE #3, Vancouver, BC V6M 2R3 | Plumbing Permit | Residential | New | Issued | Residential - new laneway >BP: To construct a 2 storey laneway house building with a detached garage and an open parking pad, providing 3 parking spaces, having vehicular access from the lane. Note: This is a 1 ½ storey building pursuant to the Zoning & Development By-law 1. Covenant registered at the Land Title Office under CA9068763 2. No Strata Titling permitted 3. Schedule B: Jason Hui, P.Eng (778-319-3403) Structural & Geotechnical 4. HPO: Residential Builder - Heritage Image Homes Ltd. | Avion Mechanical Ltd
EP-2023-07324 | 2023-08-11 | 3256 VANNESS AVENUE, Vancouver, BC | Electrical Permit | Commercial | New | Issued | Temporary Power - Commercial - To provide temporary power. Renewal of EP-2022-06630 | Villa Electric (1980) Ltd
EP-2023-10468 | 2023-11-20 | 3247 CLIVE AVENUE, Vancouver, BC | Electrical Permit | Commercial | New | Issued | Installation / Repair - Commercial - LOW VOLTAGE WIRING FOR HVAC CONTROLS BP: To construct a 3 storey building ( Building 3) located at South-East corner of this site, containing 3 townhomes. Building 3 is part of larger development. For full descripting of the proposed development on this site, refer to BP-2021-02279. | Modern Systems Management Ltd
SP-2022-01097 | 2022-08-23 | 3247 CLIVE AVENUE, Vancouver, BC | Sprinkler Permit | Commercial | New | Issued | Commercial - To install sprinkler system to NFPA 13, Edition 2013, and standpipe system to NFPA 14, Edition 2013, in this laneway townhouse building containing 3 dwelling units. Related Permits 1. SP-2021-00954 - U/G and building 1 2. SP-2022-01098 | Cove Mechanical Ltd
EP-2022-09257 | 2022-11-02 | 3247 CLIVE AVENUE, Vancouver, BC | Electrical Permit | Commercial | New | Issued | Installation / Repair - Commercial - Wiring of 3 Townhouses Wiring of 2 townhouses. Extra Low Voltage: Access Control, Audio/Video, Fire Alarm, HVAC Control, Lighting Control. Low Voltage: EM lighting, Distribution Equipment, Electric Heat, HVAC Equipment, Lighting, Receptacles. | Villa Electric (1980) Ltd
PP-2023-02187 | 2023-06-27 | 3247 CLIVE AVENUE, Vancouver, BC | Plumbing Permit | Commercial | New | Issued | Commercial - plumbing for 3 townhouse units >BP: To construct a 3 storey building ( Building 3) located at South-East corner of this site, containing 3 townhomes. Building 3 is part of larger development. For full descripting of the proposed development on this site, refer to BP-2021-02279. This is a single stage Building Permit that was reviewed under the VBBL 2019. | Russell Mechanical Systems Ltd
GP-2022-02131 | 2022-07-22 | 3467 SEAFORTH DRIVE, Vancouver, BC | Gas Permit | Residential | New | Issued | Residential - 1 Boiler completed 1 Range completed 1 Fireplace rough in only 1 BBQ rough in only | New Look Mechanical Ltd
EP-2022-05314 | 2022-06-22 | 2121 W 7TH AVENUE, Vancouver, BC V6K 1X9 | Electrical Permit | Commercial | NULL | Expired | Annual / Operating - ANNUAL OPERATING PERMIT Maintenance of electrical equipment and FA system. -renewal of EP-2021-04422 -Valid June 11, 2022 - June 10, 2023 | Villa Electric (1980) Ltd
EP-2023-06129 | 2023-07-10 | 2121 W 7TH AVENUE, Vancouver, BC V6K 1X9 | Electrical Permit | Commercial | NULL | Issued | Annual / Operating - ANNUAL OPERATING PERMIT Maintenance of electrical equipment and FA system. Renewal of EP-2022-05314 Valid: Jun 11, 2023 to Jun 10, 2024 | Villa Electric (1980) Ltd
PP-2023-02153 | 2023-06-20 | 4761 DRUMMOND DRIVE, Vancouver, BC | Plumbing Permit | Residential | Addition | Issued | Residential - Addition to accessory building >BP: addition, alteration and change of major occupancy to convert this existing building (F3) to a two-storey one-family dwelling infill building (C) at the rear of the site. | Curtis Thomas
NULL | NULL | 4761 DRUMMOND DRIVE, Vancouver, BC | Plumbing Permit | Residential | New | Draft | Residential - Storm water sump | NULL
EP-2023-09194 | 2023-12-01 | 4761 DRUMMOND DRIVE, Vancouver, BC | Electrical Permit | Residential | Addition | Issued | Installation / Repair - Residential - Wiring coach house >BP: addition, alteration and change of major occupancy to convert this existing building (F3) to a two-storey one-family dwelling infill building (C) at the rear of the site. Revision #1 (July 5th, 2023) : 1. Building sprinklered to NFPA 13R (previously proposed NFPA 13) Building review branch notes: - Infill building sprinklered to NFPA 13R - Infill to be upgraded as per 11.2.1.4 'reconstruction' and 11.7.1.5 - Stratification not proposed | Jacquet Electric Ltd
PP-2023-03799 | 2023-10-27 | 4761 DRUMMOND DRIVE, Vancouver, BC | Plumbing Permit | Residential | New | Issued | Residential - INFILL - New storm sump added to service private storm water retention tank. Tank is designed and inspected by Creus Engineering (report attached), sewer is ok for re-use | I Hunter Development Ltd
EP-2023-05674 | 2023-06-27 | 7662 FRENCH STREET, Vancouver, BC | Electrical Permit | Residential | Addition | Completed | Installation / Repair - Residential - Solar Photovoltaic Installation of a 6.30 kW PV Array with 14 Panels and 7 inverters. >BP: To Install Solar Panels on the roof of this existing One Family Dwelling with a Secondary Suite. OKAY FOR DTI PROCESSING BY M. MEIER MAY10, 2023. | Shift Energy Group Inc
PP-2023-01488 | 2023-04-27 | 7662 FRENCH STREET, Vancouver, BC | Plumbing Permit | Residential | New | Completed | Residential - 1FD+SS - New Irrigation Install | Bluewater Mechanical Ltd
PP-2022-02700 | 2022-08-04 | 7662 FRENCH STREET, Vancouver, BC | Plumbing Permit | Residential | New | Completed | Residential - Sumps | Hans Demolition and Excavating Ltd.
EP-2022-07001 | 2022-08-25 | 7662 FRENCH STREET, Vancouver, BC | Electrical Permit | Residential | New | Completed | Installation / Repair - Residential - 200 amp main service 150 amp for house and 100 amp for lwh >BP: To construct a 2 storey one-family dwelling with a secondary suite located in the Basement with an open parking pad, providing a total of 3 parking spaces, having vehicular access from the 20' Lane. 1. Covenant registered at the Land Title Office under CA9895378 2. No Strata Titling permitted 3. A/C proposed – Exterior component located in rear yard, Interior component located in second floor closet. 4. Bar sink located in basement. AMEND; AUG 25/2022 LOAD CALCULATIONS & SITE PLAN UPLOADED | H.L. ELECTRICAL LTD
MP-2022-00272 | 2022-09-26 | 7662 FRENCH STREET, Vancouver, BC | Mechanical Permit | NULL | NULL | Completed | NULL | Rain Coast Plumbing & Heating Ltd
PP-2022-03255 | 2022-09-20 | 7662 FRENCH STREET, Vancouver, BC | Plumbing Permit | Residential | New | Completed | Residential - Plumbing for: >BP: To construct a 2 storey one-family dwelling with a secondary suite located in the Basement ($1,027,752.50) with an open parking pad, providing a total of 3 parking spaces, having vehicular access from the 20' Lane. 1. Covenant registered at the Land Title Office under CA9895378 2. No Strata Titling permitted 3. A/C proposed – Exterior component located in rear yard, Interior component located in second floor closet. 4. Bar sink located in basement. 5. Schedule B: (MD SHAHIDUL ALAM, P.Eng. - 604-653-7475.) Structural & Geotechnical 6. HPO: Residential Builder- (Richlea Homes Ltd.) | Rain Coast Plumbing & Heating Ltd
EP-2022-09495 | 2022-11-09 | 7662 FRENCH STREET, Vancouver, BC | Electrical Permit | Residential | New | Completed | Installation / Repair - Residential - cable, internet, tel, security prewire, camera wiring, vacuum, audio, doorbell, intercom >BP: To construct a 2 storey one-family dwelling with a secondary suite located in the Basement ($1,027,752.50) with an open parking pad, providing a total of 3 parking spaces, having vehicular access from the 20' Lane. 1. Covenant registered at the Land Title Office under CA9895378 2. No Strata Titling permitted 3. A/C proposed – Exterior component located in rear yard, Interior component located in second floor closet. 4. Bar sink located in basement. 5. Schedule B: (MD SHAHIDUL ALAM, P.Eng. - 604-653-7475.) Structural & Geotechnical 6. HPO: Residential Builder- (Richlea Homes Ltd.) **THIS PERMIT HAS BEEN ISSUED UNDER THE REQUIREMENTS OF VBBL #12511 (2019) ** | PLANET SMART HOMES LTD.
GP-2022-03297 | 2022-10-27 | 7662 FRENCH STREET, Vancouver, BC | Gas Permit | Residential | New | Completed | Residential - Install boiler and gas range piping for bbq and gas fireplace >>BP: To construct a 2 storey one-family dwelling with a secondary suite located in the Basement ($1,027,752.50) with an open parking pad, providing a total of 3 parking spaces, having vehicular access from the 20' Lane. 1. Covenant registered at the Land Title Office under CA9895378 2. No Strata Titling permitted 3. A/C proposed – Exterior component located in rear yard, Interior component located in second floor closet. 4. Bar sink located in basement. 5. Schedule B: (MD SHAHIDUL ALAM, P.Eng. - 604-653-7475.) Structural & Geotechnical 6. HPO: Residential Builder- (Richlea Homes Ltd.) Note: This is a 2 storey building pursuant to the Zoning and Development By-Law Note: Parking for the site has been provided under DB-2021-04438 (Laneway House) **THIS PERMIT HAS BEEN ISSUED UNDER THE REQUIREMENTS OF VBBL #12511 (2019) ** | JOT MECHANICAL LTD
SP-2022-01740 | 2022-10-20 | 7662 FRENCH STREET, Vancouver, BC | Sprinkler Permit | Residential | New | Completed | Residential - New Sprinkler System: >BP: To construct a 2 storey one-family dwelling with a secondary suite located in the Basement ($1,027,752.50) with an open parking pad, providing a total of 3 parking spaces, having vehicular access from the 20' Lane. 1. Covenant registered at the Land Title Office under CA9895378 2. No Strata Titling permitted 3. A/C proposed – Exterior component located in rear yard, Interior component located in second floor closet. 4. Bar sink located in basement. 5. Schedule B: (MD SHAHIDUL ALAM, P.Eng. - 604-653-7475.) Structural & Geotechnical 6. HPO: Residential Builder- (Richlea Homes Ltd.) **The entire building, INCLUDING THE ATTACHED GARAGE (if applicable), to be sprinklered to NFPA 13D ** | Haven Fire Protection Ltd
SP-2022-01738 | 2022-10-20 | 7662 FRENCH STREET #3, Vancouver, BC | Sprinkler Permit | Residential | New | Completed | Residential - New Sprinkler System for : >BP: To construct a 2 storey laneway house building ($213,750.00) with an attached garage and 1 open parking pad, providing a total of 3 parking spaces, having vehicular access from the 20' Lane. Note: This is a 1 ½ storey building pursuant to the Zoning & Development By-law. 1. Covenant registered at the Land Title Office under CA9895378 2. No Strata Titling permitted 3. No A/C Unit proposed 4. Schedule B: (MD SHAHIDUL ALAM, P.Eng. - 604-653-7475.) Structural & Geotechnical 5. HPO: Residential Builder- (Richlea Homes Ltd.) | Haven Fire Protection Ltd
EP-2022-09522 | 2022-11-09 | 7662 FRENCH STREET #3, Vancouver, BC | Electrical Permit | Residential | New | Completed | Installation / Repair - Residential - cable, internet, tel, security prewire, camera wiring, doorbell >DB: To construct a 2 storey laneway house building with an attached garage and 1 open parking pad, providing a total of 3 parking spaces, having vehicular access from the 20' Lane. Note: This is a 1 ½ storey building pursuant to the Zoning & Development By-law. 1. Covenant registered at the Land Title Office under CA9895378 2. No Strata Titling permitted 3. No A/C Unit proposed | PLANET SMART HOMES LTD.
PP-2022-03256 | 2022-09-20 | 7662 FRENCH STREET #3, Vancouver, BC | Plumbing Permit | Residential | New | Completed | Residential - Plumbing for: >BP: To construct a 2 storey laneway house building ($213,750.00) with an attached garage and 1 open parking pad, providing a total of 3 parking spaces, having vehicular access from the 20' Lane. Note: This is a 1 ½ storey building pursuant to the Zoning & Development By-law. 1. Covenant registered at the Land Title Office under CA9895378 2. No Strata Titling permitted 3. No A/C Unit proposed 4. Schedule B: (MD SHAHIDUL ALAM, P.Eng. - 604-653-7475.) Structural & Geotechnical 5. HPO: Residential Builder- (Richlea Homes Ltd.) >>>>>>>>> Amend: May 29th, 2023 -to add: One water closet and one Basin on main floor in laneway house | Rain Coast Plumbing & Heating Ltd
EP-2022-07037 | 2022-08-24 | 7662 FRENCH STREET #3, Vancouver, BC | Electrical Permit | Residential | New | Completed | Installation / Repair - Residential - 200 amp main service 150 amp for house 100 amp for lwh >BP: To construct a 2 storey laneway house building ($213,750.00) with an attached garage and 1 open parking pad, providing a total of 3 parking spaces, having vehicular access from the 20' Lane. Note: This is a 1 ½ storey building pursuant to the Zoning & Development By-law. 1. Covenant registered at the Land Title Office under CA9895378 2. No Strata Titling permitted 3. No A/C Unit proposed 4. Schedule B: (MD SHAHIDUL ALAM, P.Eng. - 604-653-7475.) Structural & Geotechnical 5. HPO: Residential Builder- (Richlea Homes Ltd.) NOTE: To achieve the required FSR. A floor space exclusion of 3% has been applied to this application as per section 11.24.18 of the district schedule, to accommodate improved building performance. NOTE: Information regarding the principal building on the survey and site plan is for reference only. Any discrepancy between information regarding the principal building on the survey and/or site plan and approved permit drawings for the principal building are neither approved nor authorized under this laneway house permit. *NEW HOUSE* Note: See DB-2021-04435 for Bldg 1 on site (principal bldg). **THIS PERMIT HAS BEEN ISSUED UNDER THE REQUIREMENTS OF VBBL #12511 (2019) ** | H.L. ELECTRICAL LTD
EP-2022-09633 | 2022-12-08 | 4875 HENRY STREET, Vancouver, BC | Electrical Permit | Residential | New | Issued | Installation / Repair - Residential - New house wiring Fixture & fitting With sec-suit NO AC *Amend Jun 22, 2023 Main service change From 400 Amps to 200 Amps 1FD: 100A ¦ SS: 60A ¦ LWH: 100A >>BP: To construct a 2 storey one-family dwelling with a secondary suite located in the Basement ($546,965.00) with an open parking pad, providing 1 parking space, having vehicular access from the 20' Lane. 1. Covenant registered at the Land Title Office under CA9719670 2. No Strata Titling permitted 3. No A/C Unit proposed 4. Schedule B: (ANTONY WANG, P.Eng. 604-618-6236.) Structural + Geotechnical 5. HPO: Residential Builder- (EXLAND CONSTRUCTION MANAGEMENT INC) **THIS PERMIT HAS BEEN ISSUED UNDER THE REQUIREMENTS OF VBBL #12511 (2019) ** | Future Force Systems Ltd
PP-2022-03903 | 2022-10-31 | 4875 HENRY STREET, Vancouver, BC | Plumbing Permit | Residential | New | Issued | Residential - SUMPS | Hans Demolition and Excavating Ltd.
SP-2023-00619 | 2023-04-14 | 4875 HENRY STREET, Vancouver, BC | Sprinkler Permit | Residential | New | Issued | Residential - 1FD+SS - #1 & #2 - installation of a new fire sprinkler system The entire building to be sprinklered to NFPA 13D >DB: To construct a 2 storey one-family dwelling with a secondary suite located in the Basement with an open parking pad, providing 1 parking space, having vehicular access from the 20' Lane. 1. Covenant registered at the Land Title Office under CA9719670 2. No Strata Titling permitted 3. No A/C Unit proposed AMEND: JULY 13/2023 Revised Calcs and Design with Water curtain attached | CENTRE LINE FIRE SPRINKLERS LTD
MP-2023-00547 | 2023-03-30 | 4875 HENRY STREET, Vancouver, BC | Mechanical Permit | NULL | NULL | Expired | NULL | A1 Kam Plumbing Heating & Gas Ltd
PP-2023-00922 | 2023-03-17 | 4875 HENRY STREET, Vancouver, BC | Plumbing Permit | Residential | New | Issued | Residential - DWV entire house >BP: To construct a 2 storey one-family dwelling with a secondary suite located in the Basement with an open parking pad, providing 1 parking space, having vehicular access from the 20' Lane. 1. Covenant registered at the Land Title Office under CA9719670 2. No Strata Titling permitted 3. No A/C Unit proposed 4. Schedule B: (ANTONY WANG, P.Eng. 604-618-6236.) Structural + Geotechnical 5. HPO: Residential Builder- (EXLAND CONSTRUCTION MANAGEMENT INC) | A1 Kam Plumbing Heating & Gas Ltd
GP-2023-01993 | 2023-07-04 | 4875 HENRY STREET, Vancouver, BC | Gas Permit | Residential | New | Issued | Residential - 1 Boiler Gas piping >BP: To construct a 2 storey one-family dwelling with a secondary suite | A1 Kam Plumbing Heating & Gas Ltd
EP-2023-04855 | 2023-06-02 | 4875 HENRY STREET, Vancouver, BC | Electrical Permit | Residential | New | Issued | Installation / Repair - Residential - Low Voltage. Security alarm, Tel, Data, Cable. Complete security alarm installation. >BP: To construct a 2 storey one-family dwelling with a secondary suite located in the Basement ($546,965.00) with an open parking pad, providing 1 parking space, having vehicular access from the 20' Lane. | Torrent Technologies Ltd
EP-2023-04856 | 2023-06-02 | 4875 HENRY STREET #3, Vancouver, BC | Electrical Permit | Residential | New | Issued | Installation / Repair - Residential - Low Voltage. Security alarm, Tel, Data, Cable. Complete security alarm installation. >BP: To construct a 1 storey laneway house building ($126,310.00) with 1 open parking pad, providing a total of 1 parking space, having vehicular access from the 20' Lane. | Torrent Technologies Ltd
PP-2023-00919 | 2023-03-17 | 4875 HENRY STREET #3, Vancouver, BC | Plumbing Permit | Residential | New | Issued | Residential - DWV main floor >BP: To construct a 1 storey laneway house building with 1 open parking pad, providing a total of 1 parking space, having vehicular access from the 20' Lane. 1. Covenant registered at the Land Title Office under CA9719670 2. No Strata Titling permitted 3. No A/C Unit proposed 4. Schedule B: (ANTONY WANG, P.Eng. 604-618-6236.) Structural + Geotechnical 5. HPO: Residential Builder- (EXLAND CONSTRUCTION MANAGEMENT INC) | A1 Kam Plumbing Heating & Gas Ltd
SP-2023-00620 | 2023-04-14 | 4875 HENRY STREET #3, Vancouver, BC | Sprinkler Permit | Residential | New | Issued | Residential - LWH - #3 - installation of a new fire sprinkler system The entire building, INCLUDING THE ATTACHED GARAGE (if applicable), to be sprinklered to NFPA 13D >DB: To construct a 1 storey laneway house building with 1 open parking pad, providing a total of 1 parking space, having vehicular access from the 20' Lane. 1. Covenant registered at the Land Title Office under CA9719670 2. No Strata Titling permitted 3. No A/C Unit proposed | CENTRE LINE FIRE SPRINKLERS LTD
EP-2022-09634 | 2022-12-08 | 4875 HENRY STREET #3, Vancouver, BC | Electrical Permit | Residential | New | Issued | Installation / Repair - Residential - New house wiring fixture & fitting . >>BP: To construct a 1 story laneway house building ($126,310.00) with 1 open parking pad, providing a total of 1 parking space, having vehicular access from the 20' Lane. 1. Covenant registered at the Land Title Office under CA9719670 2. No Strata Titling permitted 3. No A/C Unit proposed 4. Schedule B: (ANTONY WANG, P.Eng. 604-618-6236.) Structural + Geotechnical 5. HPO: Residential Builder- (EXLAND CONSTRUCTION MANAGEMENT INC) *NEW HOUSE* Note: See DB-2021-04460 for Bldg 1 on site (principal bldg) **THIS PERMIT HAS BEEN ISSUED UNDER THE REQUIREMENTS OF VBBL #12511 (2019) ** | Future Force Systems Ltd
EP-2022-09630 | 2022-12-08 | 4869 HENRY STREET, Vancouver, BC | Electrical Permit | Residential | New | Issued | Installation / Repair - Residential - New house wiring fixture & fitting With sec-suit. >>BP: To construct a 2 storey one-family dwelling with a secondary suite located in the Basement ($555,690.00) with an open parking pad, providing 1 parking space, having vehicular access from the 20' Lane. *SU-2021-00364 issued under 4875 Henry ST. 1. Covenant registered at the Land Title Office under CA9719669 2. No Strata Titling permitted 3. No A/C Unit proposed 4. Schedule B: (ANTONY WANG, P.Eng. 604-618-6236) Structural + Geotechnical 5. HPO: Residential Builder- (EXLAND CONSTRUCTION MANAGEMENT INC) **THIS PERMIT HAS BEEN ISSUED UNDER THE REQUIREMENTS OF VBBL #12511 (2019) ** | Future Force Systems Ltd
PP-2022-03902 | 2022-10-31 | 4869 HENRY STREET, Vancouver, BC | Plumbing Permit | Residential | New | Issued | Residential - Installing 1 Sump | Hans Demolition and Excavating Ltd.
EP-2022-08532 | 2022-10-11 | 4869 HENRY STREET, Vancouver, BC | Electrical Permit | Residential | New | Expired | Temporary Power - Residential - TEMPORARY POWER POLE VALID: OCT 7/2022 - OCT 6/2023 To provide temporary power. | Future Force Systems Ltd
SP-2023-00617 | 2023-04-11 | 4869 HENRY STREET, Vancouver, BC | Sprinkler Permit | Residential | New | Issued | Residential - installation of a new fire sprinkler system >BP: To construct a 2 storey one-family dwelling with a secondary suite located in the Basement with an open parking pad, providing 1 parking space, having vehicular access from the 20' Lane. *SU-2021-00364 issued under 4875 Henry ST. 1. Covenant registered at the Land Title Office under CA9719669 2. No Strata Titling permitted 3. No A/C Unit proposed 4. Schedule B: (ANTONY WANG, P.Eng. 604-618-6236) Structural + Geotechnical 5. HPO: Residential Builder- (EXLAND CONSTRUCTION MANAGEMENT INC) April 14/2023-AMEND This was designed as a duplex in error. It is a SFD with suite. Please find revised Drawings, Calcs, and Sched B attached. We will require a refund for 1 DCVA, as it was originally applied for as a duplex. July 17/2023-AMEND Revised Calcs and Design with water curtain head attached | CENTRE LINE FIRE SPRINKLERS LTD
PP-2023-00921 | 2023-03-17 | 4869 HENRY STREET, Vancouver, BC | Plumbing Permit | Residential | New | Issued | Residential - DWV entire house >BP: To construct a 2 storey one-family dwelling with a secondary suite located in the Basement with an open parking pad, providing 1 parking space, having vehicular access from the 20' Lane. *SU-2021-00364 issued under 4875 Henry ST. 1. Covenant registered at the Land Title Office under CA9719669 2. No Strata Titling permitted 3. No A/C Unit proposed 4. Schedule B: (ANTONY WANG, P.Eng. 604-618-6236) Structural + Geotechnical 5. HPO: Residential Builder- (EXLAND CONSTRUCTION MANAGEMENT INC) | A1 Kam Plumbing Heating & Gas Ltd
NULL | NULL | 4869 HENRY STREET, Vancouver, BC | Plumbing Permit | Residential | New | Draft | Residential - DWV entire house | A1 Kam Plumbing Heating & Gas Ltd
MP-2023-00546 | 2023-03-30 | 4869 HENRY STREET, Vancouver, BC | Mechanical Permit | NULL | NULL | Issued | NULL | A1 Kam Plumbing Heating & Gas Ltd
MP-2023-00542 | NULL | 4869 HENRY STREET, Vancouver, BC | Mechanical Permit | NULL | NULL | Draft | NULL | A1 Kam Plumbing Heating & Gas Ltd
EP-2023-04853 | 2023-06-01 | 4869 HENRY STREET, Vancouver, BC | Electrical Permit | Residential | New | Issued | Installation / Repair - Residential - Low Voltage. Security alarm, Tel, Data, Cable. >BP: To construct a 2 storey one-family dwelling with a secondary suite located in the Basement ($555,690.00) with an open parking pad, providing 1 parking space, having vehicular access from the 20' Lane. | Torrent Technologies Ltd
GP-2023-01992 | 2023-07-04 | 4869 HENRY STREET, Vancouver, BC | Gas Permit | Residential | New | Issued | Residential - 1 Boiler Gas piping >BP: To construct a 2 storey one-family dwelling with a secondary suite | A1 Kam Plumbing Heating & Gas Ltd
EP-2023-04854 | 2023-06-01 | 4869 HENRY STREET #3, Vancouver, BC | Electrical Permit | Residential | New | Issued | Installation / Repair - Residential - Low Voltage. Security alarm, Tel, Data, Cable. >DB: To construct a 1 storey laneway house building ($124,455.00) with 1 open parking pad having vehicular access from the 20' Lane. | Torrent Technologies Ltd
PP-2023-00920 | 2023-03-17 | 4869 HENRY STREET #3, Vancouver, BC | Plumbing Permit | Residential | New | Issued | Residential - DWV on main floor >BP: To construct a 1 storey laneway house building with 1 open parking pad having vehicular access from the 20' Lane. 1. Covenant registered at the Land Title Office under CA9719669 2. No Strata Titling permitted 3. No A/C Unit proposed 4. Schedule B: (ANTONY WANG, P.Eng. 604-618-6236) Structural + Geotechnical 5. HPO: Residential Builder- (EXLAND CONSTRUCTION MANAGEMENT INC) | A1 Kam Plumbing Heating & Gas Ltd
SP-2023-00618 | 2023-04-11 | 4869 HENRY STREET #3, Vancouver, BC | Sprinkler Permit | Residential | New | Issued | Residential - installation of a new fire sprinkler system >BP: To construct a 1 storey laneway house building with 1 open parking pad having vehicular access from the 20' Lane. 1. Covenant registered at the Land Title Office under CA9719669 2. No Strata Titling permitted 3. No A/C Unit proposed 4. Schedule B: (ANTONY WANG, P.Eng. 604-618-6236) Structural + Geotechnical 5. HPO: Residential Builder- (EXLAND CONSTRUCTION MANAGEMENT INC) | CENTRE LINE FIRE SPRINKLERS LTD
EP-2022-09631 | 2022-12-08 | 4869 HENRY STREET #3, Vancouver, BC | Electrical Permit | Residential | New | Issued | Installation / Repair - Residential - New house wiring Fixture & fitting - Laneway. >>BP: To construct a 1 storey laneway house building ($124,455.00) with 1 open parking pad having vehicular access from the 20' Lane. 1. Covenant registered at the Land Title Office under CA9719669 2. No Strata Titling permitted 3. No A/C Unit proposed 4. Schedule B: (ANTONY WANG, P.Eng. 604-618-6236) Structural + Geotechnical 5. HPO: Residential Builder- (EXLAND CONSTRUCTION MANAGEMENT INC) *NEW HOUSE* Note: See DB-2021-04463 for Bldg 1 on site (principal bldg) **THIS PERMIT HAS BEEN ISSUED UNDER THE REQUIREMENTS OF VBBL #12511 (2019) ** | Future Force Systems Ltd
EP-2022-00582 | 2022-01-26 | 4569 MOSS STREET #3, Vancouver, BC V5R 3S9 | Electrical Permit | Residential | New | Completed | Installation / Repair - Residential - tv,telephone,alarm prewire and complete | Tvisha Technologies Ltd
SP-2022-00092 | 2022-01-24 | 4569 MOSS STREET #3, Vancouver, BC V5R 3S9 | Sprinkler Permit | Residential | New | Completed | Residential - LWH WITH NEW SPRINKLERS To construct a 2 storey laneway house building with an open parking pad, providing 1 parking space, having vehicular access from the lane. Note: This is a 1 ½ storey building pursuant to the Zoning & Development By-law 1. No Strata Titling permitted 2. No A/C unit proposed 3. Schedule B: XUE LI CHEN - 778-235-5447 Architectural, Structural & Geotechnical 4. HPO: Residential Builder - SGP Holdings Ltd. | BC Fire Sprinklers Ltd
PP-2022-00134 | 2022-01-18 | 4569 MOSS STREET #3, Vancouver, BC V5R 3S9 | Plumbing Permit | Residential | New | Cancelled | Residential - LWH - #3 - Sump with pump To construct a 2 storey laneway house building with an open parking pad, providing 1 parking space, having vehicular access from the lane. Note: This is a 1 ½ storey building pursuant to the Zoning & Development By-law 1. No Strata Titling permitted 2. No A/C unit proposed | Bhullar Excavating and Demolition
PP-2022-00063 | 2022-01-17 | 4569 MOSS STREET #3, Vancouver, BC V5R 3S9 | Plumbing Permit | Residential | New | Completed | Residential - rough plumbing, shower bath, roughing >To construct a 2 storey laneway house building ($215,572.50) with an open parking pad, providing 1 parking space, having vehicular access from the lane. | Dynasty Developments Ltd
PP-2022-00414 | 2022-02-10 | 4569 MOSS STREET #3, Vancouver, BC V5R 3S9 | Plumbing Permit | Residential | New | Completed | Residential - No Sump, Outside Piping Only - DPI is aware To construct a 2 storey laneway house building with an open parking pad, providing 1 parking space, having vehicular access from the lane. Note: This is a 1 ½ storey building pursuant to the Zoning & Development By-law 1. No Strata Titling permitted 2. No A/C unit proposed | Bhullar Excavating and Demolition
EP-2023-05424 | 2023-07-10 | 5769 HUDSON STREET #3, Vancouver, BC V6M 2Z2 | Electrical Permit | Residential | New | Issued | Installation / Repair - Residential - ¦ LWH#3/ 400A ¦ NEW ELECTRICAL WIRING WILL BE INSTALLED >BP: To construct a 2 storey laneway house building ($190,000) with 1 open parking pad, providing a total of 3 parking spaces, having vehicular access from the 20' Lane. Note: This is a 1 ½ storey building pursuant to the Zoning & Development By-law. 1. Covenant registered at the Land Title Office under CA8723240 2. No Strata Titling permitted 3. No A/C Unit proposed 4. Schedule B: (BILLY XU, P.Eng - 604-534-2118) Structural 5. Schedule B: (HEQING JIAN, P.Eng - 778-987-7461.) Geotechnical 6. HPO: Residential Builder- (WHITESTONE MANAGEMENT LTD.) | AMJ ELECTRIC SERVICES INC
SP-2023-01008 | 2023-06-07 | 5769 HUDSON STREET #3, Vancouver, BC V6M 2Z2 | Sprinkler Permit | Residential | New | Issued | Residential - Installation of new fire sprinkler system >BP: To construct a 2 storey laneway house building with 1 open parking pad, providing a total of 3 parking spaces, having vehicular access from the 20' Lane. Note: This is a 1 ½ storey building pursuant to the Zoning & Development By-law. 1. Covenant registered at the Land Title Office under CA8723240 2. No Strata Titling permitted 3. No A/C Unit proposed 4. Schedule B: (BILLY XU, P.Eng - 604-534-2118) Structural 5. Schedule B: (HEQING JIAN, P.Eng - 778-987-7461.) Geotechnical 6. HPO: Residential Builder- (WHITESTONE MANAGEMENT LTD.) | Fire Busters Inc
PP-2023-01629 | 2023-05-09 | 5769 HUDSON STREET #3, Vancouver, BC V6M 2Z2 | Plumbing Permit | Residential | New | Issued | Residential - LWH - #3 - New plumbing installation The entire building, INCLUDING THE ATTACHED GARAGE (if applicable), to be sprinklered to NFPA 13D. >DB: To construct a 2 storey laneway house building with 1 open parking pad, providing a total of 3 parking spaces, having vehicular access from the 20' Lane. Note: This is a 1 ½ storey building pursuant to the Zoning & Development By-law. 1. Covenant registered at the Land Title Office under CA8723240 2. No Strata Titling permitted 3. No A/C Unit proposed | Any Hour Plumbing Heating and Electrical Ltd
EP-2022-06661 | 2022-08-10 | 7571 ST. GEORGE STREET, Vancouver, BC | Electrical Permit | Residential | New | Completed | Installation / Repair - Residential - LWH- Install service panel, wiring for plugs, lights, and appliances. Main consumer's service: 200A. 3 electric meters. Main house service: 125A. Secondary suite service: 60A. LWH service: 125A. DB: To construct a 2 storey laneway house building. Note: The entire building, INCLUDING THE ATTACHED GARAGE (if applicable), to be sprinklered to NFPA 13D Note: This is a 1 ½ storey building pursuant to the Zoning & Development By-law. 1. Covenant registered at the Land Title Office under CA9334241 2. No Strata Titling permitted 3. No A/C Unit proposed AMEND: JAN 19/2023 Additional of low wattage wiring | 523 Construction Ltd
PP-2022-02482 | 2022-07-19 | 7571 ST. GEORGE STREET, Vancouver, BC | Plumbing Permit | Residential | New | Completed | Residential - LWH - Laneway House To construct a 2 storey laneway house building. Note: The entire building, INCLUDING THE ATTACHED GARAGE (if applicable), to be sprinklered to NFPA 13D Note: This is a 1 ½ storey building pursuant to the Zoning & Development By-law. 1. Covenant registered at the Land Title Office under CA9334241 2. No Strata Titling permitted 3. No A/C Unit proposed | PROWORK PLUMBING & HEATING LTD.
EP-2022-09191 | 2022-11-04 | 742 E 57TH AVENUE #3, Vancouver, BC V5X 1T2 | Electrical Permit | Residential | New | Completed | Installation / Repair - Residential - Consumer service conductor sizing MT --- LWH - #3 - Wiring and service for new laneway house. Main House 150Amp Laneway 100Amp Total service 200 Amp >DB: To construct a 2 storey laneway house building with an attached garage and 1 open parking pad, providing a total of 2 parking spaces, having vehicular access from the lane. Note: This is a 1 ½ storey building pursuant to the Zoning & Development By-law 1- Covenant registered at the Land Title Office under CA5133262 2- No strata titling permitted. 3- Bar sink proposed in upper floor. 4- No A/C unit proposed. The entire building, INCLUDING THE ATTACHED GARAGE , to be sprinklered to NFPA 13R. | G.S.G. Electric Ltd.
NULL | NULL | 742 E 57TH AVENUE #3, Vancouver, BC V5X 1T2 | Gas Permit | Residential | New | Draft | Residential - Whole house | NULL
SP-2023-00678 | 2023-04-18 | 742 E 57TH AVENUE #3, Vancouver, BC V5X 1T2 | Sprinkler Permit | Residential | New | Completed | Residential - LWH - #3 - Install sprinklers in lwh The entire building, INCLUDING THE ATTACHED GARAGE , to be sprinklered to NFPA 13R. >DB: To construct a 2 storey laneway house building with an attached garage and 1 open parking pad, providing a total of 2 parking spaces, having vehicular access from the lane. Note: This is a 1 ½ storey building pursuant to the Zoning & Development By-law 1- Covenant registered at the Land Title Office under CA5133262 2- No strata titling permitted. 3- Bar sink proposed in upper floor. | Gold Key Fire Protection Ltd
EP-2023-03207 | 2023-04-13 | 742 E 57TH AVENUE #3, Vancouver, BC V5X 1T2 | Electrical Permit | Residential | New | Completed | Installation / Repair - Residential - Alarm system, door bell, Data/TV ,2 cameras. >BP: To construct a 2 storey laneway house building with an attached garage and 1 open parking pad, providing a total of 2 parking spaces, having vehicular access from the lane. Note: This is a 1 ½ storey building pursuant to the Zoning & Development By-law 1- Covenant registered at the Land Title Office under CA5133262 2- No strata titling permitted. 3- Bar sink proposed in upper floor. 4- No A/C unit proposed. 5- Schedule B: Md. Shahidul Alam P.Eng (604-653-7475) Structural & Geotechnical 6- HPO: Owner Builder Combustible projections or roof soffits on an exposing building face shall not project to less than .45m from the property line and shall be in compliance with VBBL 2019 9.10.15.5.(9) The entire building, INCLUDING THE ATTACHED GARAGE , to be sprinklered to NFPA 13R. Any alterations or conversions to the attached garage (if applicable) to habitable living space shall not be permitted without first obtaining the approval of the Director of Planning and the Chief Building Official. Thermal protection measures and Laneway house design guidelines shall be required to be met prior to the approval of the conversion. ******THIS PERMIT HAS BEEN ISSUED UNDER THE REQUIREMENTS OF VBBL #12511 (2019)****** | T S C Security Services Ltd
PP-2023-01049 | 2023-03-27 | 742 E 57TH AVENUE #3, Vancouver, BC V5X 1T2 | Plumbing Permit | Commercial | New | Completed | Commercial - LWH - #3 - New plumbing for laneway house | Evergreen Plumbing & Heating Ltd
SP-2022-00630 | 2022-04-28 | 180 E 2ND AVENUE #1202, Vancouver, BC V5T 0K4 | Sprinkler Permit | Commercial | Renovation | Completed | Commercial - adding/Relocating 5 heads Unit 1202 - 12th Floor Interior alterations to this dwelling unit (Unit 1202) in this existing mixed use building on this site. Scope of work to include only the removal of 2 non load bearing walls in this unit to expand the living area and remove a bedroom. *****This application does not include any of the following: 1. Not more than 20 sprinklers (add, relocate, or remove), 2. hydraulic calculations, 3. change in occupancy and /or hazard classification, 4. warehouse storage arrangements, 5. mobile compact storage arrangements, 6. alternative solutions, 7. changes to the sprinkler system supply piping (e.g. valves, mains, cross-mains, branch-lines, etc.), or 8. flexible sprinkler pipe. | Gisborne Industrial Construction Ltd
EP-2022-01833 | 2022-03-14 | 180 E 2ND AVENUE #1202, Vancouver, BC V5T 0K4 | Electrical Permit | Residential | Renovation | Completed | Installation / Repair - Residential - Install new pendant and ceiling pot lights, Cooktop and microwave outlet, kitchen island plug, move the electrical panel >BP: Interior alterations to this dwelling unit (Unit 1202) in this existing mixed use building on this site. Scope of work to include only the removal of 2 non load bearing walls in this unit to expand the living area and remove a bedroom. Ok'd For Field Review by Kim. V on December 7th 2021. | Megatech Trades Corp
SP-2023-00454 | 2023-05-04 | 170 E 2ND AVENUE, Vancouver, BC V5T 1B5 | Sprinkler Permit | Commercial | Tenant Improvement | Completed | Commercial - For sprinkler system alterations to the 2019 VBBL and NFPA 13, 2013 for the tenant improvements to provide interior alteration to combine 2 retail units (170 and 176 E. 2nd Av.) into one unit and a change of major occupancy from retail (group E) to restaurant (group A2) for the 1st T.I. of this existing mixed use high rise building on this site. Notes: - Flexible Sprinkler Pipe Mr. Sushi - Automatic sprinkler system has been designed for the use of Vic-Flex AH2 flexible sprinkler drops with 1/2" outlets, up to 48" with a maximum of 8 90° degree bends at a 2" bend radius for use with standard spray pendent sprinklers as noted on the sprinkler system shop drawings in the dropped ceiling area only. - Engineer of Record: Sandy Chen; 604-520-7300; schen@gisborne.com | Gisborne Industrial Construction Ltd
EP-2022-05432 | 2022-07-11 | 170 E 2ND AVENUE, Vancouver, BC V5T 1B5 | Electrical Permit | Commercial | Tenant Improvement | Cancelled | Installation / Repair - Commercial - Reconnect the existing power to the new sign SI-2022-00338-" Mr Sushi Main St" | Bestech Electrical Ltd
EP-2023-08879 | 2023-10-03 | 1877 MAIN STREET #120, Vancouver, BC V5T 3B8 | Electrical Permit | Commercial | Tenant Improvement | Issued | Installation / Repair - Commercial - Installation of new Panel, Lights, receptacles, telephone, data, speakers, relocation of fire alarm devices. We will be following Section 24 of the CE Code and will be installing hospital grade wiring and receptacles and bonding as required. >BP: #120-1877 Main Street Interior alterations to change the use from Retail to Health Care Office on the ground floor of this existing mixed use building on this site. Notes: 1. Sprinkler Contractor: Five Star Fire Protection | ECE Electric Ltd
SP-2023-01620 | 2023-09-07 | 1877 MAIN STREET #120, Vancouver, BC V5T 3B8 | Sprinkler Permit | Commercial | Renovation - Dwelling Unit(s) only | Issued | Commercial - add heads into new ceilings . >DB: #120-1877 Main Street Interior alterations to change the use from Retail to Health Care Office on the ground floor of this existing mixed use building on this site. *****This application does not include any of the following: 1. Not more than 20 sprinklers (add, relocate, or remove), 2. hydraulic calculations, 3. change in occupancy and /or hazard classification, 4. warehouse storage arrangements, 5. mobile compact storage arrangements, 6. alternative solutions, 7. changes to the sprinkler system supply piping (e.g. valves, mains, cross-mains, branch-lines, etc.), or 8. flexible sprinkler pipe. | Five Star Fire Protection Ltd
PP-2023-03150 | 2023-09-07 | 1877 MAIN STREET #120, Vancouver, BC V5T 3B8 | Plumbing Permit | Commercial | Tenant Improvement | Issued | Commercial - Supply and install plumbing fixtures and backflow preventors >BP: #120-1877 Main Street Interior alterations to change the use from Retail to Health Care Office on the ground floor of this existing mixed use building on this site. | Pine Mechanical Ltd.
EP-2023-03969 | 2023-05-10 | 176 E 2ND AVENUE, Vancouver, BC V5T 1B5 | Electrical Permit | Commercial | Addition | Completed | Installation / Repair - Commercial - Restaurant wiring. Light, plug and switches. Power for kitchen equipment. Fire suppression with interlock. Fire alarm devices relocation. Outside sign installation. CCTV, DATA, Audio Pre-Wiring & Installation Finishing. >BP: Interior alteration: Interior alteration to combine 2 retail units (170 and 176 E. 2nd Av.) into one unit and a change of major occupancy from retail (group E) to restaurant (group A2) for the 1st T.I. of this existing mixed use high rise building on this site. Note: Retaining address 176 E. 2nd Av. Building Review Branch Notes: 1) Total proposed Occupant load is 28 seats + 7 staffs = 35 Persons. 2) A permanent sign indicating the above proposed occupant load shall be posted in a conspicuous location near the suite's principal entrance. 3) Separate permit will be required for any changes to the interior seating. 4) Separate permit is required for outdoor patio seating. Additional washroom may be required. Note: Sprinkler commitment letters rcvd. Mechanical Review Notes: 1. Class 1 cooking operations (Grease-Laden Vapours). 2. Commercial kitchen exhaust systems to NFPA 96 (Type 1 hood). Note: "This permit has been reviewed under the provision of Vancouver Building By-law 2019 (#12511)." | JDM ELECTRICAL LTD
PP-2023-01849 | 2023-05-31 | 176 E 2ND AVENUE, Vancouver, BC V5T 1B5 | Plumbing Permit | Commercial | Tenant Improvement | Completed | Commercial - Installing new plumbing fixtures for new sushi restaurant GI 1 - 50 GPM: 2-comp, 2 x FD GI 2 - 35 GPM: 1-comp, DW GI 3 - 20 GPM: MS >BP: Interior alteration to combine 2 retail units (170 and 176 E. 2nd Av.) into one unit and a change of major occupancy from retail (group E) to restaurant (group A2) for the 1st T.I. of this existing mixed use high rise building on this site. | Cube Mechanical Ltd
EP-2023-01555 | 2023-02-24 | 196 E 2ND AVENUE, Vancouver, BC V5T 1B5 | Electrical Permit | Commercial | Tenant Improvement | Completed | Installation / Repair - Commercial - Install 200 amp panel in new CRU unit and feed it from main electrical room -New service for this retail space as the existing got split in half >BP: 196 E 2nd Av & #110-1877 Main St To demise the retail shell unit (196 E 2nd Ave) into two retail shell units in this existing mixed-use building on the site. Note: Separate permit(s) and ASHRAE checklist will be required for future tenant improvements. OK for Field Review as per S.Yu on Sept 6, 2022 Letters of Assurance rec'd: Schedule A & Schedule B - Colin Shrubb - 604-669-7710 - colin.shrubb@dysarchitecture.com Schedule B Electrical - Indpreet Kaur - 778-309-2341 - i.kaur@ndy.com | Zygmunt Pawel Matyga
SP-2023-00459 | 2023-03-16 | 2945 W 14TH AVENUE #3, Vancouver, BC V6K 2X5 | Sprinkler Permit | Residential | New | Completed | Residential - New sprinkler system for laneway >BP: To construct a 2 storey laneway house building ( with an attached garage and 1 open parking pad, providing a total of 2 parking spaces, having vehicular access from the lane. Note: This is a 1 ½ storey building pursuant to the Zoning & Development By-law 1. Covenant registered at the Land Title Office under CA9416416 2. No Strata Titling permitted 3. No A/C unit proposed 4. Schedule B: Jeff Allester, P.Eng (604.228.0518) Structural 4. Schedule B: P.K.L. Fong, P.Eng (604.837.3205) Geotechnical 5. HPO: Residential Builder - Eyco Building Group Ltd | Allright Sprinklers Ltd
EP-2023-02186 | 2023-03-15 | 2945 W 14TH AVENUE #3, Vancouver, BC V6K 2X5 | Electrical Permit | Residential | New | Completed | Installation / Repair - Residential - Cable, data only. >BP: To construct a 2 storey laneway house building ($193,280) with an attached garage and 1 open parking pad, providing a total of 2 parking spaces, having vehicular access from the lane. Note: This is a 1 ½ storey building pursuant to the Zoning & Development By-law 1. Covenant registered at the Land Title Office under CA9416416 2. No Strata Titling permitted 3. No A/C unit proposed 4. Schedule B: Jeff Allester, P.Eng (604.228.0518) Structural 4. Schedule B: P.K.L. Fong, P.Eng (604.837.3205) Geotechnical 5. HPO: Residential Builder - Eyco Building Group Ltd ******THIS PERMIT HAS BEEN ISSUED UNDER THE REQUIREMENTS OF VBBL #12511 (2019)****** | Premier Audio & Home Integration Inc
MP-2023-00544 | 2023-03-30 | 2945 W 14TH AVENUE #3, Vancouver, BC V6K 2X5 | Mechanical Permit | NULL | NULL | Completed | NULL | Nickel Heating & Ventilation
PP-2022-02300 | 2022-06-30 | 2945 W 14TH AVENUE #3, Vancouver, BC V6K 2X5 | Plumbing Permit | Residential | New | Completed | Residential - Sump | Octiscapes Site Services Ltd
PP-2022-03760 | 2022-10-20 | 2945 W 14TH AVENUE #3, Vancouver, BC V6K 2X5 | Plumbing Permit | Residential | New | Completed | Residential - Supply & Install drainage, venting & water piping to the following fixtures >BP: To construct a 2 storey laneway house building ($193,280) with an attached garage and 1 open parking pad, providing a total of 2 parking spaces, having vehicular access from the lane. Note: This is a 1 ½ storey building pursuant to the Zoning & Development By-law 1. Covenant registered at the Land Title Office under CA9416416 2. No Strata Titling permitted 3. No A/C unit proposed 4. Schedule B: Jeff Allester, P.Eng (604.228.0518) Structural 4. Schedule B: P.K.L. Fong, P.Eng (604.837.3205) Geotechnical 5. HPO: Residential Builder - Eyco Building Group Ltd ******THIS PERMIT HAS BEEN ISSUED UNDER THE REQUIREMENTS OF VBBL #12511 (2019)****** | McKellar Plumbing & Heating Ltd
EP-2022-09894 | 2022-11-24 | 2945 W 14TH AVENUE #3, Vancouver, BC V6K 2X5 | Electrical Permit | Residential | New | Completed | Installation / Repair - Residential - New laneway house. 200A new service located on LWH. 125A to house and 125A to LWH. Wiring to appliances, lighting and fixtures. >BP: To construct a 2 storey laneway house building ($193,280) with an attached garage and 1 open parking pad, providing a total of 2 parking spaces, having vehicular access from the lane. Note: This is a 1 ½ storey building pursuant to the Zoning & Development By-law 1. Covenant registered at the Land Title Office under CA9416416 2. No Strata Titling permitted 3. No A/C unit proposed 4. Schedule B: Jeff Allester, P.Eng (604.228.0518) Structural 4. Schedule B: P.K.L. Fong, P.Eng (604.837.3205) Geotechnical 5. HPO: Residential Builder - Eyco Building Group Ltd ******THIS PERMIT HAS BEEN ISSUED UNDER THE REQUIREMENTS OF VBBL #12511 (2019)****** | F & S Electrical Ltd
EP-2022-09124 | 2022-10-27 | 6350 CYPRESS STREET #3, Vancouver, BC V6M 3S5 | Electrical Permit | Residential | New | Issued | Installation / Repair - Residential - LWH - #3 - Lane way house wiring and installation LWH: Radiant gas heat/ gas range/ gas dryer >DB: To construct a 2 storey laneway house building with an attached garage and 1 open parking pad, providing a total of 2 parking spaces, having vehicular access from the lane. Note: This is a 1 ½ storey building pursuant to the Zoning & Development By-law 1. Covenant registered at the Land Title Office under CA9335139 2. No Strata Titling permitted 3. No A/C unit proposed | Fortune Link Electrical Ltd
SP-2023-00726 | 2023-04-26 | 6350 CYPRESS STREET #3, Vancouver, BC V6M 3S5 | Sprinkler Permit | Residential | New | Issued | Residential - New fire sprinkler installation >BP: To construct a 2 storey laneway house building with an attached garage and 1 open parking pad, providing a total of 2 parking spaces, having vehicular access from the lane. Note: This is a 1 ½ storey building pursuant to the Zoning & Development By-law 1. Covenant registered at the Land Title Office under CA9335139 2. No Strata Titling permitted 3. No A/C unit proposed 4. Schedule B: Zhanchao Zhao, P.Eng. (604-526-1305) Structural & Geotechnical 5. HPO: Residential Builder - BML MANAGEMENT 6. The entire building, INCLUDING THE ATTACHED GARAGE (if applicable), to be sprinklered to NFPA 13D. | Spectrum Fire Protection Ltd
PP-2023-00550 | 2023-02-16 | 6350 CYPRESS STREET #3, Vancouver, BC V6M 3S5 | Plumbing Permit | Residential | New | Issued | Residential - Plumbing works >BP: To construct a 2 storey laneway house building with an attached garage and 1 open parking pad, providing a total of 2 parking spaces, having vehicular access from the lane. Note: This is a 1 ½ storey building pursuant to the Zoning & Development By-law 1. Covenant registered at the Land Title Office under CA9335139 2. No Strata Titling permitted 3. No A/C unit proposed 4. Schedule B: Zhanchao Zhao, P.Eng. (604-526-1305) Structural & Geotechnical 5. HPO: Residential Builder - BML MANAGEMENT 6. The entire building, INCLUDING THE ATTACHED GARAGE (if applicable), to be sprinklered to NFPA 13D. | Ang Chen
GP-2023-00553 | 2023-02-16 | 6350 CYPRESS STREET #3, Vancouver, BC V6M 3S5 | Gas Permit | Residential | New | Issued | Residential - 1 Range Gas work >BP: To construct a 2 storey laneway house building ($249,225.00) with an attached garage and 1 open parking pad, providing a total of 2 parking spaces, having vehicular access from the lane. | Ang Chen
PP-2022-03085 | 2022-09-06 | 511 E 26TH AVENUE #3, Vancouver, BC V5V 2H6 | Plumbing Permit | Residential | New | Completed | Residential - LWH - #3 - plumbing >DB: To construct a 2 storey laneway house building with an attached garage and 1 open parking pad, providing a total of 2 parking spaces, having vehicular access from the lane. Note: This is a 1 ½ storey building pursuant to the Zoning & Development By-law 1. Covenant registered at the Land Title Office under CA9354694 2. No Strata Titling permitted 3. No A/C unit proposed | Easyway Plumbing & Heating Ltd
EP-2022-06175 | 2022-07-25 | 511 E 26TH AVENUE #3, Vancouver, BC V5V 2H6 | Electrical Permit | Residential | New | Completed | Installation / Repair - Residential - Laneway electrical work. Main consumer's service: 200A. Principal dwelling unit service: 150A. LWH service:125A. >BP: To construct a 2 storey laneway house building ($189,448) with an attached garage and 1 open parking pad, providing a total of 2 parking spaces, having vehicular access from the lane. | Best Choice Electrical Ltd
EP-2022-08578 | 2022-10-11 | 511 E 26TH AVENUE #3, Vancouver, BC V5V 2H6 | Electrical Permit | Residential | New | Completed | Installation / Repair - Residential - Low voltage rough wire & finish for tel, data, cable, doorbell & alarm. | Paratech Integrated Systems Ltd
SP-2022-01906 | 2022-11-17 | 511 E 26TH AVENUE #3, Vancouver, BC V5V 2H6 | Sprinkler Permit | Residential | New | Completed | Residential - To install fire sprinkler system in LWH To construct a 2 storey laneway house building with an attached garage and 1 open parking pad, providing a total of 2 parking spaces, having vehicular access from the lane. Rev#1: The entire building including the attached garage (if applicable) to be sprinklered to NFPA 13D as per VBBL 3.2.5.12.(3)(d). Note: This is a 1 ½ storey building pursuant to the Zoning & Development By-law 1. Covenant registered at the Land Title Office under CA9354694 2. No Strata Titling permitted 3. No A/C unit proposed 4. Schedule B: Xue Li Chen P.Eng (778.235.5447) Structural & Geotechnical 5. HPO: Residential Builder - C-Best Construction Ltd | Max Fire Pro Ltd
EP-2022-10404 | 2023-01-03 | 660 E 52ND AVENUE, Vancouver, BC V5X 1G9 | Electrical Permit | Residential | New | Completed | Installation / Repair - Residential - complete wiring and finishing. *Main service-200 amp House meter-125 amp Legal suite meter- 60 amp Laneway meter-100 amp *MP-2023-00224 >BP: To construct a 2 storey + basement one-family dwelling with a secondary suite ($725,125) located in the basement. Note: Parking for the site has been provided under DB-2021-06386 (Laneway House) 1- Covenant registered at the Land Title Office under CA9693045 2- No strata titling permitted 3- Bar sink proposed in basement 4- A/C units proposed in rear yard & second storey 5- Schedule B: Md. Shahidul Alam P.Eng (604.653.7475) Structural & Geotechnical 6- HPO: Residential Builder- Hi-Beam Properties Ltd *Mar 09, 2023 Work Description + Service Details Amended: Main service-200 amp House Meter -125 amps Legal suite meter-60 amps Laneway meter-100 amps | SUNSTONE ELECTRIC LTD
PP-2022-04475 | 2022-12-14 | 660 E 52ND AVENUE, Vancouver, BC V5X 1G9 | Plumbing Permit | Residential | New | Completed | Residential - Plumbing for new house To construct a 2 storey + basement one-family dwelling with a secondary suite located in the basement. Note: Parking for the site has been provided under DB-2021-06386 (Laneway House) 1- Covenant registered at the Land Title Office under CA9693045 2- No strata titling permitted 3- Bar sink proposed in basement 4- A/C units proposed in rear yard & second storey 5- Schedule B: Md. Shahidul Alam P.Eng (604.653.7475) Structural & Geotechnical 6- HPO: Residential Builder- Hi-Beam Properties Ltd | Rain Coast Plumbing & Heating Ltd
MP-2023-00009 | 2023-01-03 | 660 E 52ND AVENUE, Vancouver, BC V5X 1G9 | Mechanical Permit | NULL | NULL | Completed | NULL | Rain Coast Plumbing & Heating Ltd
NULL | NULL | 660 E 52ND AVENUE, Vancouver, BC V5X 1G9 | Mechanical Permit | NULL | NULL | Withdrawn | NULL | NULL
NULL | NULL | 660 E 52ND AVENUE, Vancouver, BC V5X 1G9 | Mechanical Permit | NULL | NULL | Draft | NULL | Power Frost AC & Heating Ltd
EP-2023-00817 | 2023-02-01 | 660 E 52ND AVENUE, Vancouver, BC V5X 1G9 | Electrical Permit | Residential | New | Completed | Installation / Repair - Residential - low voltage rough wiring and completion of security alarm >BP: To construct a 2 storey + basement one-family dwelling with a secondary suite ($725,125) located in the basement. Note: Parking for the site has been provided under DB-2021-06386 (Laneway House) 1- Covenant registered at the Land Title Office under CA9693045 2- No strata titling permitted 3- Bar sink proposed in basement 4- A/C units proposed in rear yard & second storey 5- Schedule B: Md. Shahidul Alam P.Eng (604.653.7475) Structural & Geotechnical 6- HPO: Residential Builder- Hi-Beam Properties Ltd ******THIS PERMIT HAS BEEN ISSUED UNDER THE REQUIREMENTS OF VBBL #12511 (2019)****** Amend: Feb 7, 2023 this permit is for Main house ( not for laneway). Can you pls correct the address Amend: June 28, 2023 Amendment of total job value $4000 | Supersonic Security System Inc.
GP-2023-00391 | 2023-02-08 | 660 E 52ND AVENUE, Vancouver, BC V5X 1G9 | Gas Permit | Residential | New | Completed | Residential - Gas for new house 1 BBQ & 1 Range >BP: To construct a 2 storey + basement one-family dwelling with a secondary suite ($725,125) located in the basement. >Amend: June 30th to add 2nd range at 60,000 BTU | Rain Coast Plumbing & Heating Ltd
SP-2023-00167 | 2023-01-27 | 660 E 52ND AVENUE, Vancouver, BC V5X 1G9 | Sprinkler Permit | Residential | New | Completed | Residential - 1FD+SS - #1 & #2 - New installation >DB: To construct a 2 storey + basement one-family dwelling with a secondary suite located in the basement. Note: Parking for the site has been provided under DB-2021-06386 (Laneway House) 1- Covenant registered at the Land Title Office under CA9693045 2- No strata titling permitted 3- Bar sink proposed in basement 4- A/C units proposed in rear yard & second storey | Real Tech Fire Protection Ltd
MP-2023-00224 | 2023-02-24 | 660 E 52ND AVENUE, Vancouver, BC V5X 1G9 | Mechanical Permit | NULL | NULL | Completed | NULL | Power Frost AC & Heating Ltd
EP-2022-02462 | 2022-03-27 | 660 E 52ND AVENUE, Vancouver, BC V5X 1G9 | Electrical Permit | Residential | New | Expired | Temporary Power - Residential - To provide temporary power. | SUNSTONE ELECTRIC LTD
EP-2023-03208 | 2023-04-13 | 748 E 57TH AVENUE #3, Vancouver, BC V5X 1T2 | Electrical Permit | Residential | New | Completed | Installation / Repair - Residential - Alarm system, Data/TV ,door bell,2 cameras rough-in and completion. >BP: To construct a 2 storey laneway house building with an open parking pad and attached 2 car garage to LWH providing 3 parking spaces total, having vehicular access from the lane. This is a 1 ½ storey building pursuant to the Zoning & Development By-law 1- Covenant registered at the Land Title Office under CA5133198 2- No strata titling permitted. 3- Bar sink proposed in upper floor. 4- No A/C unit proposed. 5- Schedule B: Md.Shahidul Alam P.Eng (604.653.7475) Structural & Geotechnical 6- HPO: Owner builder Combustible projections or roof soffits on an exposing building face shall not project to less than .45m from the property line and shall be in compliance with VBBL 2019 9.10.15.5.(9) The entire building, INCLUDING THE ATTACHED GARAGE, to be sprinklered to NFPA 13R requirements. Any alterations or conversions to the attached garage to habitable living space shall not be permitted without first obtaining the approval of the Director of Planning and the Chief Building Official. Thermal protection measures and Laneway house design guidelines shall be required to be met prior to the approval of the conversion. ******THIS PERMIT HAS BEEN ISSUED UNDER THE REQUIREMENTS OF VBBL #12511 (2019)****** | T S C Security Services Ltd
SP-2023-00679 | 2023-04-18 | 748 E 57TH AVENUE #3, Vancouver, BC V5X 1T2 | Sprinkler Permit | Residential | New | Completed | Residential - LWH - #3 - Install sprinklers in lwh The entire building, INCLUDING THE ATTACHED GARAGE, to be sprinklered to NFPA 13R requirements. >DB: To construct a 2 storey laneway house building with an open parking pad and attached 2 car garage to LWH providing 3 parking spaces total, having vehicular access from the lane. This is a 1 ½ storey building pursuant to the Zoning & Development By-law 1- Covenant registered at the Land Title Office under CA5133198 2- No strata titling permitted. 3- Bar sink proposed in upper floor. 4- No A/C unit proposed. | Gold Key Fire Protection Ltd
PP-2023-01047 | 2023-03-27 | 748 E 57TH AVENUE #3, Vancouver, BC V5X 1T2 | Plumbing Permit | Residential | New | Completed | Residential - LWH - #3 - New plumbing for laneway house >DB: To construct a 2 storey laneway house building with an open parking pad and attached 2 car garage to LWH providing 3 parking spaces total, having vehicular access from the lane. This is a 1 ½ storey building pursuant to the Zoning & Development By-law 1- Covenant registered at the Land Title Office under CA5133198 2- No strata titling permitted. 3- Bar sink proposed in upper floor. 4- No A/C unit proposed. The entire building, INCLUDING THE ATTACHED GARAGE, to be sprinklered to NFPA 13R requirements. | Evergreen Plumbing & Heating Ltd
EP-2022-09189 | 2022-11-04 | 748 E 57TH AVENUE #3, Vancouver, BC V5X 1T2 | Electrical Permit | Residential | New | Completed | Installation / Repair - Residential - Consumer service conductor sizing MT --- LWH - #3 - Wiring and service for laneway. Main House = 150Amps Laneway= 100Amps Total = 200Amps >DB: To construct a 2 storey laneway house building with an open parking pad and attached 2 car garage to LWH providing 3 parking spaces total, having vehicular access from the lane. This is a 1 ½ storey building pursuant to the Zoning & Development By-law 1- Covenant registered at the Land Title Office under CA5133198 2- No strata titling permitted. 3- Bar sink proposed in upper floor. 4- No A/C unit proposed. The entire building, INCLUDING THE ATTACHED GARAGE, to be sprinklered to NFPA 13R requirements. | G.S.G. Electric Ltd.
EP-2022-07653 | 2022-09-15 | 1577 E 64TH AVENUE #3, Vancouver, BC V5P 2M4 | Electrical Permit | Residential | New | Completed | Installation / Repair - Residential - wiring and Service for new laneway house. main house service: 150 amp laneway service: 100 amp Main consumer's service 200 Amp >BP: To construct a 2 storey laneway house building ($223,000) with an attached garage and 1 open parking pad, providing a total of 2 parking spaces, having vehicular access from the 20' Lane. Note: This is a 1 ½ storey building pursuant to the Zoning & Development By-law. 1. Covenant registered at the Land Title Office under CA9394066 2. No Strata Titling permitted 3. No A/C Unit proposed 4. Schedule B: (M.S. Alam) P.Eng (604.653.7475) Structural & Geotechnical 5. HPO: Residential Builder- Anmol Holding Ltd Note: The entire building, INCLUDING THE ATTACHED GARAGE, to be sprinklered to NFPA 13 R per 3.2.5.12.(3)(d) Note: To achieve the required FSR. A floor space exclusion of 3% has been applied to this application as per section 11.24.18 of the district schedule, to accommodate improved building performance. | G.S.G. Electric Ltd.
SP-2022-01496 | 2022-09-15 | 1577 E 64TH AVENUE #3, Vancouver, BC V5P 2M4 | Sprinkler Permit | Residential | New | Completed | Residential - Install sprinklers in LWH >BP: To construct a 2 storey laneway house building ($223,000) with an attached garage and 1 open parking pad, providing a total of 2 parking spaces, having vehicular access from the 20' Lane. Note: This is a 1 ½ storey building pursuant to the Zoning & Development By-law. 1. Covenant registered at the Land Title Office under CA9394066 2. No Strata Titling permitted 3. No A/C Unit proposed 4. Schedule B: (M.S. Alam) P.Eng (604.653.7475) Structural & Geotechnical 5. HPO: Residential Builder- Anmol Holding Ltd Note: The entire building, INCLUDING THE ATTACHED GARAGE, to be sprinklered to NFPA 13 R per 3.2.5.12.(3)(d) >**THIS PERMIT HAS BEEN ISSUED UNDER THE REQUIREMENTS OF VBBL #12511 (2019) ** | Gold Key Fire Protection Ltd
PP-2022-01519 | 2022-05-04 | 1577 E 64TH AVENUE #3, Vancouver, BC V5P 2M4 | Plumbing Permit | Residential | New | Completed | Residential - Installing new plumbing fixtures inside the laneway house >BP: To construct a 2 storey laneway house building ($223,000) with an attached garage and 1 open parking pad, providing a total of 2 parking spaces, having vehicular access from the 20' Lane. Note: This is a 1 ½ storey building pursuant to the Zoning & Development By-law. 1. Covenant registered at the Land Title Office under CA9394066 2. No Strata Titling permitted 3. No A/C Unit proposed 4. Schedule B: (M.S. Alam) P.Eng (604.653.7475) Structural & Geotechnical 5. HPO: Residential Builder- Anmol Holding Ltd Note: The entire building, INCLUDING THE ATTACHED GARAGE, to be sprinklered to NFPA 13 R per 3.2.5.12.(3)(d) Note: To achieve the required FSR. A floor space exclusion of 3% has been applied to this application as per section 11.24.18 of the district schedule, to accommodate improved building performance. Address Information: Principle Dwelling: #1-1577 E 64th Av Secondary Suite: #2-1577 E 64th Av Laneway home: #3-1577 E 64th Av Address and suite number assigned as per approved plans for Fire and Emergency response. The address number is to be posted to the building to be visible from the street and the suite number is to be posted at the suite entry in accordance with the Building By-law prior to final inspection. NOTE: Information regarding the principal building on the survey and site plan is for reference only. Any discrepancy between information regarding the principal building on the survey and/or site plan and approved permit drawings for the principal building are neither approved nor authorized under this laneway house permit. *NEW HOUSE* Note: See DB-2021-03257 for Bldg 1 on site (principal bldg) #1-1577 E 64th Av. **THIS PERMIT HAS BEEN ISSUED UNDER THE REQUIREMENTS OF VBBL #12511 (2019) ** | SUNSHINE PLUMBING LTD
EP-2022-05035 | 2022-06-14 | 1577 E 64TH AVENUE #3, Vancouver, BC V5P 2M4 | Electrical Permit | Residential | New | Completed | Installation / Repair - Residential - tv, telephone, security alarm prewire and complete >BP: To construct a 2 storey laneway house building ($223,000) with an attached garage and 1 open parking pad, providing a total of 2 parking spaces, having vehicular access from the 20' Lane. Note: This is a 1 ½ storey building pursuant to the Zoning & Development By-law. 1. Covenant registered at the Land Title Office under CA9394066 2. No Strata Titling permitted 3. No A/C Unit proposed 4. Schedule B: (M.S. Alam) P.Eng (604.653.7475) Structural & Geotechnical 5. HPO: Residential Builder- Anmol Holding Ltd | Tvisha Technologies Ltd
SP-2022-00929 | 2022-06-09 | 6460 ST. GEORGE STREET #3, Vancouver, BC V5W 2Y6 | Sprinkler Permit | Residential | New | Completed | Residential - To Install 12 sprinkler heads To construct a 2 storey laneway house building with 1 open parking pad, providing a total of 1 parking spaces, having vehicular access from the 20' Lane. Note: This is a 1 ½ storey building pursuant to the Zoning & Development By-law. 1. Covenant not required with existing house 2. No Strata Titling permitted 3. No A/C Unit proposed 4. Schedule B: (Frankie Xu) P.Eng (778.895.0848) Structural 5. Schedule B: (P.K.L. Fong) P.Eng (604.837.3205) Geotechnical 6. HPO: Residential Builder- May Tree Home Developments Ltd. | General Sprinkler Systems Ltd
PP-2022-00929 | 2022-03-21 | 6460 ST. GEORGE STREET #3, Vancouver, BC V5W 2Y6 | Plumbing Permit | Residential | New | Completed | Residential - LWH - #3 - New To construct a 2 storey laneway house building with 1 open parking pad, providing a total of 1 parking spaces, having vehicular access from the 20' Lane. Note: This is a 1 ½ storey building pursuant to the Zoning & Development By-law. 1. Covenant not required with existing house 2. No Strata Titling permitted 3. No A/C Unit proposed | AMBER MECHANICAL LTD
MP-2022-00559 | 2022-11-14 | 6460 ST. GEORGE STREET #3, Vancouver, BC V5W 2Y6 | Mechanical Permit | NULL | NULL | Completed | NULL | SUNFLOWER HOME SERVICE LTD
EP-2022-05199 | 2022-07-14 | 6460 ST. GEORGE STREET #3, Vancouver, BC V5W 2Y6 | Electrical Permit | Residential | New | Completed | Installation / Repair - Residential - electrical wiring and installation for new LWH To construct a 2 storey laneway house building with 1 open parking pad, providing a total of 1 parking spaces, having vehicular access from the 20' Lane. Note: This is a 1 ½ storey building pursuant to the Zoning & Development By-law. 1. Covenant not required with existing house 2. No Strata Titling permitted 3. No A/C Unit proposed 4. Schedule B: (Frankie Xu) P.Eng (778.895.0848) Structural 5. Schedule B: (P.K.L. Fong) P.Eng (604.837.3205) Geotechnical 6. HPO: Residential Builder- May Tree Home Developments Ltd. | Quality Electric Ltd
EP-2022-05195 | 2022-06-20 | 6460 ST. GEORGE STREET #3, Vancouver, BC V5W 2Y6 | Electrical Permit | Residential | New | Completed | Installation / Repair - Residential - extra low voltage To construct a 2 storey laneway house building with 1 open parking pad, providing a total of 1 parking spaces, having vehicular access from the 20' Lane. Note: This is a 1 ½ storey building pursuant to the Zoning & Development By-law. 1. Covenant not required with existing house 2. No Strata Titling permitted 3. No A/C Unit proposed 4. Schedule B: (Frankie Xu) P.Eng (778.895.0848) Structural 5. Schedule B: (P.K.L. Fong) P.Eng (604.837.3205) Geotechnical 6. HPO: Residential Builder- May Tree Home Developments Ltd. | RAJNESH RAJU DBA: OPTIMUS SECURITY SYSTEMS
PP-2022-02964 | 2022-08-25 | 2715 W 21ST AVENUE, Vancouver, BC | Plumbing Permit | Residential | New | Completed | Residential - LWH - Plumbing >DB: To construct a 2 storey laneway house building with 1 open parking pad, providing a total of 1 parking spaces, having vehicular access from the 20' Lane. Note: This is a 1 ½ storey building pursuant to the Zoning & Development By-law. 1. Covenant not required with existing house 2. No Strata Titling permitted 3. No A/C Unit proposed | Aminollah Naimi Shishavan
PP-2022-01141 | 2022-04-04 | 2715 W 21ST AVENUE, Vancouver, BC | Plumbing Permit | Residential | New | Completed | Residential - sump without pump | Bhullar Excavating and Demolition
SP-2022-00851 | 2022-05-27 | 2715 W 21ST AVENUE, Vancouver, BC | Sprinkler Permit | Residential | New | Completed | Residential - Install sprinklers in lwh >BP: To construct a 2 storey laneway house building ($169,355) with 1 open parking pad, providing a total of 1 parking spaces, having vehicular access from the 20' Lane. Note: This is a 1 ½ storey building pursuant to the Zoning & Development By-law. 1. Covenant not required with existing house 2. No Strata Titling permitted 3. No A/C Unit proposed 4. Schedule B: (Kian Kok Poh) P.Eng (778.927.5765) Structural 5. Schedule B: (Kian Kok Poh) P.Eng (778.927.5765) Geotechnical 6. HPO: Residential Builder- Spacious Construction Corp NOTE: To achieve the required FSR. A floor space exclusion of 3% has been applied to this application as per section 11.24.18 of the district schedule, to accommodate improved building performance. Address Information: Principle Dwelling: 2711 W 21ST AVE Laneway home: 2715 W 21ST AVE Address and suite number assigned as per approved plans for Fire and Emergency response. The address number is to be posted to the building to be visible from the street and the suite number is to be posted at the suite entry in accordance with the Building By-law prior to final inspection. NOTE: Information regarding the principal building on the survey and site plan is for reference only. Any discrepancy between information regarding the principal building on the survey and/or site plan and approved permit drawings for the principal building are neither approved nor authorized under this laneway house permit. *EXISTING HOUSE* Note: Bldg 1 (principal bldg) addressed 2711 W 21ST AVE retained on site. **THIS PERMIT HAS BEEN ISSUED UNDER THE REQUIREMENTS OF VBBL #12511 (2019) ** | Gold Key Fire Protection Ltd
EP-2022-01338 | 2022-04-06 | 2715 W 21ST AVENUE, Vancouver, BC | Electrical Permit | Residential | New | Completed | Installation / Repair - Residential - Install a new 200A hydro overhead service system to laneway house and a new 100A feeder to existing main house. Supply and install laneway house electrical wiring and finishing devices. >BP: To construct a 2 storey laneway house building ($169,355) with 1 open parking pad, providing a total of 1 parking spaces, having vehicular access from the 20' Lane. Note: This is a 1 ½ storey building pursuant to the Zoning & Development By-law. 1. Covenant not required with existing house 2. No Strata Titling permitted 3. No A/C Unit proposed 4. Schedule B: (Kian Kok Poh) P.Eng (778.927.5765) Structural 5. Schedule B: (Kian Kok Poh) P.Eng (778.927.5765) Geotechnical 6. HPO: Residential Builder- Spacious Construction Corp NOTE: To achieve the required FSR. A floor space exclusion of 3% has been applied to this application as per section 11.24.18 of the district schedule, to accommodate improved building performance. NOTE: Information regarding the principal building on the survey and site plan is for reference only. Any discrepancy between information regarding the principal building on the survey and/or site plan and approved permit drawings for the principal building are neither approved nor authorized under this laneway house permit. *EXISTING HOUSE* Note: Bldg 1 (principal bldg) addressed 2711 W 21ST AVE retained on site. **THIS PERMIT HAS BEEN ISSUED UNDER THE REQUIREMENTS OF VBBL #12511 (2019) ** | Sy Teh Engineering Ltd
PP-2022-00632 | 2022-02-24 | 2715 W 21ST AVENUE, Vancouver, BC | Plumbing Permit | Residential | New | Completed | Residential - LWH - plumbing To construct a 2 storey laneway house building with 1 open parking pad, providing a total of 1 parking spaces, having vehicular access from the 20' Lane. Note: This is a 1 ½ storey building pursuant to the Zoning & Development By-law. 1. Covenant not required with existing house 2. No Strata Titling permitted 3. No A/C Unit proposed | SKY HIGH PLUMBING & HEATING LTD
EP-2023-00383 | 2023-01-17 | 1651 E BROADWAY, Vancouver, BC V5N 1V9 | Electrical Permit | Commercial | Tenant Improvement | Expired | Temporary Power - Commercial - To provide temporary power. | Berts Electric (2001) Ltd
EP-2023-00280 | 2023-01-13 | 8547 RIVER DISTRICT CROSSING, Vancouver, BC V5S 0C8 | Electrical Permit | Commercial | Tenant Improvement | Completed | Installation / Repair - Commercial - Install AV system for background content >Interior and Exterior Alterations to provide first tenant improvement for the new tenant to be used as Restaurant - Class 1 (Group A2), Lucky Taco, in this newly-demised suite on the ground floor of this mixed-use building. Scope of work includes: - Add exterior entrance door - Add operable windows at food pick-up area - New Class 1 Cooking operation, including new equipment, exhaust hood and ecologizer - Install washrooms (one universal and one unisex toilet room) - Interior finishes & furniture *** Reviewed under the VBBL 2019 *** Building Review Branch Notes: - See BP-2022-01123 for change of major occupancy and demising of the unit at 8555 River District Crossing. Mechanical Review Notes: 1. Class 1 cooking operations (Grease-Laden Vapours). 2. Commercial kitchen exhaust system to NFPA 96 (Type 1 hood). | Allstar Show Industries Inc
EP-2024-00297 | 2024-01-17 | 8547 RIVER DISTRICT CROSSING, Vancouver, BC V5S 0C8 | Electrical Permit | Commercial | Tenant Improvement | Completed | Installation / Repair - Commercial - Complete alarm and CCTV | SHS Alarm BC Ltd
PP-2022-03895 | 2022-11-09 | 8547 RIVER DISTRICT CROSSING, Vancouver, BC V5S 0C8 | Plumbing Permit | Commercial | Tenant Improvement | Completed | Commercial - Install plumbing systems for commercial restaurant Interior and Exterior Alterations to provide first tenant improvement for the new tenant to be used as Restaurant - Class 1 (Group A2), Lucky Taco, in this newly-demised suite on the ground floor of this mixed-use building. Scope of work includes: - Add exterior entrance door - Add operable windows at food pick-up area - New Class 1 Cooking operation, including new equipment, exhaust hood and ecologizer - Install washrooms (one universal and one unisex toilet room) - Interior finishes & furniture | Meridian West Mechanical Ltd
EP-2022-09707 | 2022-12-07 | 8547 RIVER DISTRICT CROSSING, Vancouver, BC V5S 0C8 | Electrical Permit | Commercial | Tenant Improvement | Completed | Installation / Repair - Commercial - Commercial Kitchen, lighting, equipment connections, branch circuits, low voltage, fire alarm devices. >Permit Amendment Oct 10, 2023 -Amend Service Voltage to 120V/208V 200A *Document(s) uploaded to "Application Documents" tab for Electrical Inspector review. Documents are at pending status at time of permit amendment approval >BP: Interior and Exterior Alterations to provide first tenant improvement for the new tenant to be used as Restaurant - Class 1 (Group A2), Lucky Taco, in this newly-demised suite on the ground floor of this mixed-use building. Scope of work includes: - Add exterior entrance door - Add operable windows at food pick-up area - New Class 1 Cooking operation, including new equipment, exhaust hood and ecologizer - Install washrooms (one universal and one unisex toilet room) - Interior finishes & furniture *** Reviewed under the VBBL 2019 *** Building Review Branch Notes: - See BP-2022-01123 for change of major occupancy and demising of the unit at 8555 River District Crossing. Mechanical Review Notes: 1. Class 1 cooking operations (Grease-Laden Vapours). 2. Commercial kitchen exhaust system to NFPA 96 (Type 1 hood). | Kybe Electrical Contracting Ltd
SP-2022-01190 | 2023-02-06 | 8547 RIVER DISTRICT CROSSING, Vancouver, BC V5S 0C8 | Sprinkler Permit | Commercial | Tenant Improvement | Completed | Commercial - For sprinkler system alterations to the 2019 VBBL and NFPA 13, 2013 for the tenant improvements to provide interior and exterior alterations for first tenant improvement for the new tenant to be used as Restaurant - Class 1 (Group A2), Lucky Taco, in this newly-demised suite on the ground floor of this mixed-use building. Scope of work: Add exterior entrance door, add operable windows at food pick-up area, new Class 1 Cooking operation, including new equipment, exhaust hood and ecologizer, install washrooms (one universal and one unisex toilet room), and interior finishes & furniture 1. This application does not include any of the following: • Warehouse storage arrangements, or mobile compact storage arrangements. • Changes to the sprinkler system supply piping (e.g. valves, mains, cross-mains, etc.). • Flexible sprinkler pipe. • Information Technology Equipment Rooms (e.g. IT Rooms, LAN Rooms, etc.). • New alternative solutions and/or modifications to existing alternative solutions. • Change in occupancy and/or hazard classification. Engineer of Record: Ryan Pavey 604-605-0606 pavey@cardinalfire.ca | Active Fire & Safety Services Ltd
EP-2022-01141 | 2022-02-15 | 2238 E 54TH AVENUE #3, Vancouver, BC V5P 1Y7 | Electrical Permit | Residential | New | Completed | Installation / Repair - Residential - Installing fixture, receptacle , and power distribution for the new lane-way house. Total incoming service : 200amp - Main house : 125Amp -Lane way house :125Amp >BP: To construct a 2 storey laneway house building ($197,320.00) with an open parking pad, providing 1 parking space, having vehicular access from the lane. Note: This is a 1 ½ storey building pursuant to the Zoning & Development By-law Note: Bldg 1 (principal bldg) addressed #1-2238 E 54th Ave. retained on site. 1. No A/C unit proposed 2. Schedule B: ZHANCHAO ZHAO - 604-526-1305 Structural & Geotechnical 3. HPO: Residential Builder - AR Event Solutions Inc. Address number assigned as per approved plans for Fire and Emergency response. The address number is to be posted and to the building and to be visible from the street in accordance with the Building By-law prior to final inspection. ******THIS PERMIT HAS BEEN ISSUED UNDER THE REQUIREMENTS OF VBBL #12511 (2019)****** Amend: Oct 7, 2022 Request for admen on this permit as following section Section : Installation / Repair Change service Amp from : 125amp Change service Amp to : 200amp As required by inspector . | Allone Electric Ltd
PP-2022-00182 | 2022-01-21 | 2238 E 54TH AVENUE #3, Vancouver, BC V5P 1Y7 | Plumbing Permit | Residential | New | Completed | Residential - LWH - #3 - To install DWV and Water Pipe for the LWH, and install all plumbing fixtures. To construct a 2 storey laneway house building with an open parking pad, providing 1 parking space, having vehicular access from the lane. Note: This is a 1 ½ storey building pursuant to the Zoning & Development By-law Note: Bldg 1 (principal bldg) addressed #1-2238 E 54th Ave. retained on site. 1. No A/C unit proposed | Bright Star Plumbing & Heating Supply Ltd
SP-2022-00109 | 2022-02-25 | 2238 E 54TH AVENUE #3, Vancouver, BC V5P 1Y7 | Sprinkler Permit | Residential | New | Completed | Residential - To install 13 Heads Sprinkler System for the LWH. >BP: To construct a 2 storey laneway house building ($197,320.00) with an open parking pad, providing 1 parking space, having vehicular access from the lane. Note: This is a 1 ½ storey building pursuant to the Zoning & Development By-law Note: Bldg 1 (principal bldg) addressed #1-2238 E 54th Ave. retained on site. 1. No A/C unit proposed 2. Schedule B: ZHANCHAO ZHAO - 604-526-1305 Structural & Geotechnical 3. HPO: Residential Builder - AR Event Solutions Inc. Address number assigned as per approved plans for Fire and Emergency response. The address number is to be posted and to the building and to be visible from the street in accordance with the Building By-law prior to final inspection. ******THIS PERMIT HAS BEEN ISSUED UNDER THE REQUIREMENTS OF VBBL #12511 (2019)****** | Bright Star Plumbing & Heating Supply Ltd
EP-2022-02018 | 2022-03-21 | 2238 E 54TH AVENUE #3, Vancouver, BC V5P 1Y7 | Electrical Permit | Residential | New | Completed | Installation / Repair - Residential - Pre-Wiring and Completion for TV and Data for Laneway house only >BP: To construct a 2 storey laneway house building ($197,320.00) with an open parking pad, providing 1 parking space, having vehicular access from the lane. Note: This is a 1 ½ storey building pursuant to the Zoning & Development By-law Note: Bldg 1 (principal bldg) addressed #1-2238 E 54th Ave. retained on site. 1. No A/C unit proposed 2. Schedule B: ZHANCHAO ZHAO - 604-526-1305 Structural & Geotechnical 3. HPO: Residential Builder - AR Event Solutions Inc. Address number assigned as per approved plans for Fire and Emergency response. The address number is to be posted and to the building and to be visible from the street in accordance with the Building By-law prior to final inspection. ******THIS PERMIT HAS BEEN ISSUED UNDER THE REQUIREMENTS OF VBBL #12511 (2019)****** | Columbia Security Systems & Surveillance Inc
PP-2022-04008 | 2022-11-07 | 2270 MANITOBA STREET, Vancouver, BC | Plumbing Permit | Commercial | Renovation | Completed | Commercial - add H/C washroom in new area Alterations and change of major occupancy from parking garage to Wholesale, (shell space), revisions to the parking area and the provision of bicycle spaces for this existing 3-storey office/wholesale building on this site. Separate TI permit is required. | AMF CONTRACTING LTD
EP-2022-09714 | 2022-11-30 | 2270 MANITOBA STREET, Vancouver, BC | Electrical Permit | Commercial | Tenant Improvement | Completed | Installation / Repair - Commercial - Commercial tenant improvement. Upgrade existing service from 60 Amp to 100 Amp. Relocating 1 pole station and adding 1 bell to fire alarm. Adding lights, outlets and 2 baseboard heaters >BP: Building Permit for DP-2021-00674: Alterations and change of major occupancy from parking garage to Wholesale, (shell space), revisions to the parking area and the provision of bicycle spaces for this existing 3-storey office/wholesale building on this site. Separate TI permit is required. Note: Application is reviewed under VBBL 2019. | ENERGY ELECTRIC LTD
EP-2023-05002 | 2023-06-20 | 2270 MANITOBA STREET, Vancouver, BC | Electrical Permit | Commercial | Tenant Improvement | Completed | Installation / Repair - Commercial - Adding 4 outlets. Add a exit sign. -CF-2023-002890 | Ryan J P Lundquist
MP-2023-00600 | 2023-04-06 | 3653 ETON STREET, Vancouver, BC | Mechanical Permit | NULL | NULL | Issued | NULL | Apple Mechanical Ltd
GP-2022-03011 | NULL | 4374 W 13TH AVENUE, Vancouver, BC | Gas Permit | Residential | New | Cancelled | Residential - Gas cooktop installation 51,000 BTU | Arjay Mechanical Inc
EP-2023-01442 | 2023-02-27 | 2670 COLLINGWOOD STREET, Vancouver, BC | Electrical Permit | Residential | New | Issued | Installation / Repair - Residential - This is a new LWH unit for 3495 W 11 th ave, all outlets, roughing and connection, lighting system, and all electrical equipment connection. In rough in procedure also pre-wire the data and TV communication cables. 3 Electrical Meter system. Sub Panel for second suite:60A. Main consumer's service: 200A. Main House Service:100A LWH: 100A *An approved mechanical permit is required for the installation of air conditioning/ heat Pump before an electrical inspection will be performed >BP: To construct a 1 storey laneway house building ($140,000) with an open parking pad, providing 1 parking space, having vehicular access from the lane. Note: This is a 1 storey building pursuant to the Zoning & Development By-law. 1. Covenant registered at the Land Title Office under CA9503418 2. No Strata Titling permitted 3. A/C unit proposed at the rear 4. Schedule B: KE JIAN - P.Eng (604-599-8890) Structural & Geotechnical 5. HPO: Residential Builder- Kouver Custom Homes Ltd. 6. Sprinklered to NFPA 13D. ******THIS PERMIT HAS BEEN ISSUED UNDER THE REQUIREMENTS OF VBBL #12511 (2019)****** | AIGO TECHNOLOGY INC
PP-2023-02203 | 2023-06-22 | 2670 COLLINGWOOD STREET, Vancouver, BC | Plumbing Permit | Residential | New | Issued | Residential - rough in and finishing >BP: To construct a 1 storey laneway house building with an open parking pad, providing 1 parking space, having vehicular access from the lane. Note: This is a 1 storey building pursuant to the Zoning & Development By-law. 1. Covenant registered at the Land Title Office under CA9503418 2. No Strata Titling permitted 3. A/C unit proposed at the rear 4. Schedule B: KE JIAN - P.Eng (604-599-8890) Structural & Geotechnical 5. HPO: Residential Builder- Kouver Custom Homes Ltd. 6. Sprinklered to NFPA 13D. | GS Plumbing Ltd
SP-2023-02091 | 2023-11-16 | 2670 COLLINGWOOD STREET, Vancouver, BC | Sprinkler Permit | Residential | New | Issued | Residential - LWH - Install sprinklers in LWH >DB: To construct a 1 storey laneway house building with an open parking pad, providing 1 parking space, having vehicular access from the lane. Note: This is a 1 storey building pursuant to the Zoning & Development By-law. 1. Covenant registered at the Land Title Office under CA9503418 2. No Strata Titling permitted 3. A/C unit proposed at the rear 6. Sprinklered to NFPA 13D. ******THIS PERMIT HAS BEEN ISSUED UNDER THE REQUIREMENTS OF VBBL #12511 (2019)****** | Gold Key Fire Protection Ltd
EP-2023-00909 | 2023-02-02 | 1926 E 34TH AVENUE #3, Vancouver, BC V5P 1A6 | Electrical Permit | Residential | New | Completed | Installation / Repair - Residential - tv,telephone,alarm prewire and complete >BP: To construct a 2 storey laneway house building with an open parking pad, providing 1 parking space, having vehicular access from the lane. 1- Covenant registered at the Land Title Office under CA9421414 2- No strata titling permitted 3- Bar sink proposed in main floor. 4- No A/C unit proposed. 5- Schedule B: Md. Shahidul Alam P.Eng (604.653.7475) Structural & Geotechnical 6- HPO: Trans Pacific Homes Inc. Combustible projections or roof soffits on an exposing building face shall not project to less than .45m from the property line and shall be in compliance with VBBL 2019 9.10.15.5.(9) The entire building, to be sprinklered to NFPA 13D. ******THIS PERMIT HAS BEEN ISSUED UNDER THE REQUIREMENTS OF VBBL #12511 (2019)****** | Tvisha Technologies Ltd
PP-2022-04127 | 2022-11-16 | 1926 E 34TH AVENUE #3, Vancouver, BC V5P 1A6 | Plumbing Permit | Residential | New | Completed | Residential - to install new plumbing Fixtures >>BP: To construct a 2 storey laneway house building with an open parking pad, providing 1 parking space, having vehicular access from the lane. 1- Covenant registered at the Land Title Office under CA9421414 2- No strata titling permitted 3- Bar sink proposed in main floor. 4- No A/C unit proposed. 5- Schedule B: Md. Shahidul Alam P.Eng (604.653.7475) Structural & Geotechnical 6- HPO: Trans Pacific Homes Inc. The entire building, to be sprinklered to NFPA 13D. ******THIS PERMIT HAS BEEN ISSUED UNDER THE REQUIREMENTS OF VBBL #12511 (2019)****** | ACME PLUMBING HEATING & GAS LTD.
SP-2023-00033 | 2023-01-10 | 1926 E 34TH AVENUE #3, Vancouver, BC V5P 1A6 | Sprinkler Permit | Residential | New | Completed | Residential - To install a new Sprinkler System in LWH >BP: To construct a 2 story laneway house building with an open parking pad, providing 1 parking space, having vehicular access from the lane. 1- Covenant registered at the Land Title Office under CA9421414 2- No strata titling permitted 3- Bar sink proposed in main floor. 4- No A/C unit proposed. 5- Schedule B: Md. Shahidul Alam P.Eng (604.653.7475) Structural & Geotechnical 6- HPO: Trans Pacific Homes Inc. The entire building, to be sprinklered to NFPA 13D. ******THIS PERMIT HAS BEEN ISSUED UNDER THE REQUIREMENTS OF VBBL #12511 (2019)****** | ACME PLUMBING HEATING & GAS LTD.
EP-2022-10800 | 2023-01-04 | 1926 E 34TH AVENUE #3, Vancouver, BC V5P 1A6 | Electrical Permit | Residential | New | Completed | Installation / Repair - Residential - Wiring of lane way house under ground cables and service *MAIN SERVICE: 200A/ 1FD: 100A/ SS: 60A/ LWH: 100A >BP: To construct a 2 storey laneway house building with an open parking pad, providing 1 parking space, having vehicular access from the lane. 1- Covenant registered at the Land Title Office under CA9421414 2- No strata titling permitted 3- Bar sink proposed in main floor. 4- No A/C unit proposed. 5- Schedule B: Md. Shahidul Alam P.Eng (604.653.7475) Structural & Geotechnical 6- HPO: Trans Pacific Homes Inc. Combustible projections or roof soffits on an exposing building face shall not project to less than .45m from the property line and shall be in compliance with VBBL 2019 9.10.15.5.(9) The entire building, to be sprinklered to NFPA 13D. ******THIS PERMIT HAS BEEN ISSUED UNDER THE REQUIREMENTS OF VBBL #12511 (2019)****** *Mar 1, 2023- Amendment: -"Main Service 200 Amps , Main house 100 Amps , Lane Way house 100 Amps ,Suit 60 Amps" | AULAKH ELECTRICAL CORPORATION
PP-2023-03068 | 2023-08-30 | 4403 W 4TH AVENUE, Vancouver, BC | Plumbing Permit | Residential | New | Issued | Residential - Sentry and storm con with sump AMEND: SEPT 12/2023 Change address, new address, 4403 W,4th ave Vancouver From: 4444 W 4TH AV | AKAL DEMOLITION & EXCAVATING LTD
EP-2023-07433 | 2023-08-15 | 4403 W 4TH AVENUE, Vancouver, BC | Electrical Permit | Residential | New | Issued | Temporary Power - Residential - To provide temporary power. Amend: Aug 31, 2023 amperage from 100A to 60A Amend from 60A to 100A | UNIC Electrical Ltd
EP-2021-09551 | 2022-01-04 | 1026 E 13TH AVENUE, Vancouver, BC V5T 2L8 | Electrical Permit | Residential | New | Completed | Installation / Repair - Residential - Electrical low voltage-cable,tel,internet,bell,alarm etc. pre-wire & finish. >BP: Building Permit for DP-2018-00706 (Infill) To construct an infill one-family dwelling ($239,149) at the rear of the site, providing 1 attached parking space and 1 surface parking having vehicular access from the rear. Stru B & Geotech B are submitted. ******THIS PERMIT HAS BEEN ISSUED UNDER THE REQUIREMENTS OF VBBL 2014******** See BP-2019-03191 for Bldg 1 on site (principal building) addressed 1024 E 13th Av to refer to documents, BP fee, and time logs. Building Review Branch Notes: - All new windows and doors shall conform to AAMA/WDMA/CSA101/I.S.2/A440, NAFS. - The showerhead over the toilet in powder room is subject to condition by District Plumbing Inspector. REVISION #1 (Nov 13, 2020): Related to M/A DP-2020-00544. Processed during the 2020 Pandemic. - Deleted exterior doors on east, west, and south elevation and west canopy roof. - Adjusted interior door between garage and infill dwelling. - Removed attic from the second floor roof. - Revised balcony assembly. REVISION #2 (Jun 10, 2021): Related to DP-2021-00440. Processed during the Covid-19 Pandemic. - Replaced one north window on the main floor with two windows. - Specified west window sill height. >>>>>>>>>> Amend: January 11th -Electrical low voltage-cable,tel,internet,bell,alarm etc. pre-wire & finish. --Please consider the finishing of low voltage only in this permit. As rough-in low voltage is already passed- EP-2020-04259 | Gigabyte Security Solutions Inc.
EP-2021-09550 | 2022-01-04 | 1024 E 13TH AVENUE #1, Vancouver, BC V5T 2L8 | Electrical Permit | Residential | Addition | Completed | Installation / Repair - Residential - Electrical low voltage-cable,tel,Internet,bell,security alarm,cameras etc. pre-wire & finish >BP: Building Permit for DP-2018-00706 (MCD) Interior and exterior alterations to convert this existing one-family dwelling to a two-storey plus basement multiple conversion dwelling containing two dwelling units and to stratify the lot. Stru B & Geotech B are submitted. ******THIS PERMIT HAS BEEN ISSUED UNDER THE REQUIREMENTS OF VBBL 2014******** Building Review Branch Notes: - All new windows and doors shall conform to AAMA/WDMA/CSA101/I.S.2/A440, NAFS. REVISION #1 (Nov 13, 2020): Related to M/A DP-2020-00544. Processed during the 2020 Pandemic. - Straightened the party wall and change in interior layout of both units and increased building height by 4.35' - Changed unprotected openings on east, west and south elevations. - Extended the west dormer in Unit #1 - Changed basement to crawlspace, removed the rear porch, and added a third storey with a rear deck in Unit #2 - Added A/C unit in the rear yard. REVISION #2 (Jun 10, 2021): Related to DP-2021-00440. Processed during the Covid-19 Pandemic. - Relocated the crawlspace access in Unit #1 from east wall to under the interior stairs. >>>Amend: January 10th, 2021 -Please consider the finishing of low voltage only in this permit. As rough-in low voltage is already passed on other EP-2020-04258 | Gigabyte Security Solutions Inc.
GP-2022-01180 | 2022-04-19 | 1024 E 13TH AVENUE #1, Vancouver, BC V5T 2L8 | Gas Permit | Residential | Renovation | Issued | Residential - UNIT# 1 INSTALL 1 GAS FIREPLACE, BASIC UP AND OUT THE WALL, APPLIANCE ONLY | The LM Fireplace Warehouse Ltd.
EP-2023-10445 | 2023-11-22 | 4088 COLUMBIA STREET, Vancouver, BC V5Y 4B4 | Electrical Permit | Commercial | New | Issued | Installation / Repair - Commercial - Telephone/data and CATV pre wire for 6 townhouse units >BP: Building 3 - To construct a 3-storey multiple townhouse building consisting of 6 dwelling units. Refer to BP-2021-05329 for site work, below grade facilities and common underground parking. VBBL2019 - Sprinklered. | Advance Connexions Inc
EP-2023-10155 | 2023-12-15 | 4088 COLUMBIA STREET, Vancouver, BC V5Y 4B4 | Electrical Permit | Commercial | New | Issued | Temporary Power - Commercial - To provide temporary power. | LORE ELECTRIC INC
NULL | NULL | 4088 COLUMBIA STREET, Vancouver, BC V5Y 4B4 | Electrical Permit | Commercial | New | Draft | Temporary Power - Commercial - To provide temporary power. | LORE ELECTRIC INC
PP-2022-04491 | 2023-08-02 | 4088 COLUMBIA STREET, Vancouver, BC V5Y 4B4 | Plumbing Permit | Commercial | New | Issued | Commercial - ground floor to roof >BP: Building 3 - To construct a 3-storey multiple townhouse building consisting of 6 dwelling units. Refer to BP-2021-05329 for site work, below grade facilities and common underground parking. VBBL2019 - Sprinklered. | Full Metal Mechanical Ltd
EP-2023-02906 | 2023-06-06 | 4088 COLUMBIA STREET, Vancouver, BC V5Y 4B4 | Electrical Permit | Commercial | New | Issued | Installation / Repair - Commercial - Building 3. Electrical work to 6 unit townhomes in 1 building over 1 level of underground parking - Electrical installation of, service, sub-services, lighting, EM lighting, FA, branch wiring and finishing devices. >BP: Building 3 - To construct a 3-storey multiple townhouse building consisting of 6 dwelling units. Refer to BP-2021-05329 for site work, below grade facilities and common underground parking. VBBL2019 - Sprinklered. | LORE ELECTRIC INC
EP-2023-02904 | 2023-06-06 | 187 W KING EDWARD AVENUE, Vancouver, BC V5Y 2H8 | Electrical Permit | Commercial | New | Issued | Installation / Repair - Commercial - Building 1. Electrical work to 8 unit townhomes in 1 buildings over 1 level of underground parking - Electrical installation of, service, sub-services, lighting, EM lighting, FA, branch wiring and finishing devices. >BP: Building 1 - To construct a 3-storey multiple townhouse building consisting of 8 dwelling units. Refer to BP-2021-05329 for site work, below grade facilities and common underground parking. VBBL2019 - Sprinklered. | LORE ELECTRIC INC
EP-2023-02748 | 2023-04-04 | 187 W KING EDWARD AVENUE, Vancouver, BC V5Y 2H8 | Electrical Permit | Commercial | New | Completed | Interim - Commercial - Scope of work: slab, underground, raceways, grounding, branch circuits. Service connection to BC Hydro is not permitted under this permit. - Interim permit for EP-2023-02775. >BP: To construct three (3) multiple dwellings townhouse buildings consisting of 3 storeys in height with an enclosed mezzanine for Building 3 on this site to a total of sixteen (16) market dwelling units, over 1 level of underground parking having vehicular access from the North side of the lane. VBBL2019 - NFPA 13R. Building 1 is under BP-2022-01677. Building 2 is under BP-2022-01685. Building 3 is under BP-2022-01686. Stage 1 - Excavation, shoring and foundation to grade issued on Sept. 15, 2022. Stage 2 - Full Construction issued on __________________. | LORE ELECTRIC INC
EP-2023-02775 | 2023-06-06 | 187 W KING EDWARD AVENUE, Vancouver, BC V5Y 2H8 | Electrical Permit | Commercial | New | Issued | Installation / Repair - Commercial - Electrical site work and underground parking. Electrical installation of, service, sub-services, lighting, EM lighting, FA, branch wiring and finishing devices. >BP: To construct three (3) multiple dwellings townhouse buildings consisting of 3 storeys in height with an enclosed mezzanine for Building 3 on this site to a total of sixteen (16) market dwelling units, over 1 level of underground parking having vehicular access from the North side of the lane. VBBL2019 - NFPA 13R. Building 1 is under BP-2022-01677. Building 2 is under BP-2022-01685. Building 3 is under BP-2022-01686. Stage 1 - Excavation, shoring and foundation to grade issued on Sept. 15, 2022. Stage 2 - Full Construction issued on __________________. | LORE ELECTRIC INC
NULL | NULL | 187 W KING EDWARD AVENUE, Vancouver, BC V5Y 2H8 | Electrical Permit | Commercial | New | Draft | Installation / Repair - Commercial - 16 townhomes on one level of parkade | BUSY BOYS ELECTRICAL LTD
PP-2022-04489 | 2023-05-16 | 187 W KING EDWARD AVENUE, Vancouver, BC V5Y 2H8 | Plumbing Permit | Commercial | New | Issued | Commercial - rough in drainage and water pipping >BP: Building 1 - ***Seperate Permit Required for Civil*** Refer to BP-2021-05329 for site work, below grade facilities and common underground parking. VBBL2019 - Sprinklered. | Full Metal Mechanical Ltd
NULL | NULL | 187 W KING EDWARD AVENUE, Vancouver, BC V5Y 2H8 | Gas Permit | Commercial | New | Withdrawn | Commercial - Supplying gas for 16 town house each with a gas range and a bbq bix | NULL
PP-2022-04186 | NULL | 187 W KING EDWARD AVENUE, Vancouver, BC V5Y 2H8 | Plumbing Permit | Commercial | New | Withdrawn | Commercial - 16 town homes. | Full Metal Mechanical Ltd
NULL | NULL | 187 W KING EDWARD AVENUE, Vancouver, BC V5Y 2H8 | Plumbing Permit | Residential | New | Withdrawn | Residential - Drainage waste and vent domestic water supply. | NULL
EP-2022-09891 | 2022-11-23 | 187 W KING EDWARD AVENUE, Vancouver, BC V5Y 2H8 | Electrical Permit | Commercial | New | Expired | Temporary Power - Commercial - To provide temporary power. | 0777792 BC Ltd
EP-2022-09131 | 2022-10-27 | 187 W KING EDWARD AVENUE, Vancouver, BC V5Y 2H8 | Electrical Permit | Commercial | New | Expired | Temporary Power - Commercial - To provide temporary power. | BUSY BOYS ELECTRICAL LTD
SP-2022-01363 | 2023-12-08 | 187 W KING EDWARD AVENUE, Vancouver, BC V5Y 2H8 | Sprinkler Permit | Commercial | New | Issued | Commercial - Building 3 - To install sprinklers to NFPA 13R 2013 a 3-storey multiple townhouse building consisting of 6 dwelling units. Refer to SP-2022-00646 for site work, below grade facilities and common underground parking. Building 1 is under SP-2022-01361. Building 2 is under SP-2022-01362. Building 3 is under SP-2022-01363. | Alco Fire Protection Ltd
SP-2022-01360 | 2023-12-08 | 187 W KING EDWARD AVENUE, Vancouver, BC V5Y 2H8 | Sprinkler Permit | Commercial | New | Issued | Commercial - Building 1 - To install sprinklers to NFPA 13R 2013 a 3-storey multiple townhouse building consisting of 8 dwelling units. Refer to SP-2022-00646 for site work, below grade facilities and common underground parking. Building 1 is under SP-2022-01361. Building 2 is under SP-2022-01362. Building 3 is under SP-2022-01363. | Alco Fire Protection Ltd
SP-2022-01361 | 2023-12-08 | 187 W KING EDWARD AVENUE, Vancouver, BC V5Y 2H8 | Sprinkler Permit | Commercial | New | Issued | Commercial - Building 2 - To install sprinklers to NFPA 13R 2013 a 3-storey multiple townhouse building consisting of 2 dwelling units. Refer to SP-2022-00646 for site work, below grade facilities and common underground parking. Building 1 is under SP-2022-01361. Building 2 is under SP-2022-01362. Building 3 is under SP-2022-01363. | Alco Fire Protection Ltd
EP-2023-10443 | 2023-11-30 | 187 W KING EDWARD AVENUE, Vancouver, BC V5Y 2H8 | Electrical Permit | Commercial | New | Issued | Installation / Repair - Commercial - Low Voltage Telephone/Data and CATV for the suites, Card Access and Enterphone systems for the Common Area. >BP: To construct three (3) multiple dwellings townhouse buildings consisting of 3 storeys in height with an enclosed mezzanine for Building 3 on this site to a total of sixteen (16) market dwelling units, over 1 level of underground parking having vehicular access from the North side of the lane. VBBL2019 - NFPA 13R. Building 1 is under BP-2022-01677. Building 2 is under BP-2022-01685. Building 3 is under BP-2022-01686. Stage I - Excavation, Shoring and Foundation to Grade ISSUED: Sept. 15, 2022. Stage II - Full Construction ISSUED: April 20, 2023. Rev. #1 - (Nov. 7, 2023) - A change in electrical engineer from the outgoing, Jeff Chen dated Jan. 13, 2023, to the incoming, Ian Grannary dated Jan. 13, 2023. Also, interior alterations to change the floor assembly details. | Advance Connexions Inc
EP-2023-10447 | 2023-11-22 | 187 W KING EDWARD AVENUE, Vancouver, BC V5Y 2H8 | Electrical Permit | Commercial | New | Issued | Installation / Repair - Commercial - Low Voltage cable for Telephone/Data and CATV in 8 suites BP: Building 1 - To construct a 3-storey multiple townhouse building consisting of 8 dwelling units. Refer to BP-2021-05329 for site work, below grade facilities and common underground parking. VBBL2019 - Sprinklered. | Advance Connexions Inc
NULL | NULL | 187 W KING EDWARD AVENUE, Vancouver, BC V5Y 2H8 | Electrical Permit | Commercial | New | Withdrawn | Installation / Repair - Commercial - Low Voltage Cabling for in-suite Telephone/data and CATV. Cable and equipment for Card Access and Enterphone System. | Advance Connexions Inc
EP-2023-11014 | 2023-12-08 | 187 W KING EDWARD AVENUE, Vancouver, BC V5Y 2H8 | Electrical Permit | Commercial | New | Issued | Temporary Power - Commercial - To provide temporary power. for SECURITY SYSTEM -renewal of EP-2022-09891 -Valid: Nov 24, 2023 - Nov. 23, 2024 | 0777792 BC Ltd
SP-2022-00646 | 2022-11-08 | 187 W KING EDWARD AVENUE, Vancouver, BC V5Y 2H8 | Sprinkler Permit | Commercial | New | Issued | Commercial - Site/Parkade Installation of automatic sprinkler system to NFPA 13 2013 throughout this parkade of this site made up of three (3) multiple dwellings of 3 to 4 storey townhouse buildings on this site to a total of sixteen (16) market dwelling units, over 1 level of underground parking having vehicular access from the North side lane. Building 1 is under SP-2022-01360. Building 2 is under SP-2022-01361. Building 3 is under SP-2022-01363. | Alco Fire Protection Ltd
EP-2022-07595 | 2022-09-15 | 2127 E 4TH AVENUE #3, Vancouver, BC V5N 1K7 | Electrical Permit | Residential | New | Completed | Installation / Repair - Residential - LWH - #3 - laneway rough in finishing for electrical and low voltage Add extra low voltage Data and cable With security alarm rough in >DB: To construct a 1 storey laneway house building with an open parking pad, providing 1 parking space, having vehicular access from the lane. Note: This is a 1 ½ storey building pursuant to the Zoning & Development By-law 1. Covenant registered at the Land Title Office under CA8806162 2. No Strata Titling permitted 3. No A/C unit proposed | Kulbir Bhatti dba Bhatti Electrical
PP-2022-02212 | 2022-06-22 | 2127 E 4TH AVENUE #3, Vancouver, BC V5N 1K7 | Plumbing Permit | Residential | New | Completed | Residential - Plumbing To construct a 1 storey laneway house building with an open parking pad, providing 1 parking space, having vehicular access from the lane. Note: This is a 1 ½ storey building pursuant to the Zoning & Development By-law 1. Covenant registered at the Land Title Office under CA8806162 2. No Strata Titling permitted 3. No A/C unit proposed 4. Schedule B: MAKHAN S. DHILLON - 604-537-6271 Structural & Geotechnical 5. HPO: Residential Builder - Empire West Properties Ltd. | GOODWILL PLUMBING & HEATING LTD
SP-2022-01755 | 2022-10-24 | 2127 E 4TH AVENUE #3, Vancouver, BC V5N 1K7 | Sprinkler Permit | Residential | New | Completed | Residential - NEW LANEWAY HOME >>BP: To construct a 1 storey laneway house building with an open parking pad, providing 1 parking space, having vehicular access from the lane. Note: This is a 1 ½ storey building pursuant to the Zoning & Development By-law 1. Covenant registered at the Land Title Office under CA8806162 2. No Strata Titling permitted 3. No A/C unit proposed 4. Schedule B: MAKHAN S. DHILLON - 604-537-6271 Structural & Geotechnical 5. HPO: Residential Builder - Empire West Properties Ltd. Address number assigned as per approved plans for Fire and Emergency response. The address number is to be posted and to the building and to be visible from the street in accordance with the Building By-law prior to final inspection. ******THIS PERMIT HAS BEEN ISSUED UNDER THE REQUIREMENTS OF VBBL #12511 (2019)****** | SBMS Construction Ltd
PP-2022-04089 | 2022-11-15 | 2035 WINDERMERE STREET, Vancouver, BC | Plumbing Permit | Residential | New | Issued | Residential - This is a new laneway house with 9 fixtures >>BP: To construct a one storey laneway house building ($196,035) with an open parking pad, providing 1 parking space, having vehicular access from the lane. 1. Covenant registered at the Land Title Office under CA9365238 2. No Strata Titling permitted 3. No A/C unit proposed 4. Schedule B: Ke Jian, Ma P.Eng (604.599.8890) Structural & Geotechnical 5 HPO: Residential Builder - Vola Management Corporation ******THIS PERMIT HAS BEEN ISSUED UNDER THE REQUIREMENTS OF VBBL #12511 (2019)****** | AKAL Plumbing & Heating Ltd
PP-2022-02472 | 2022-07-19 | 2035 WINDERMERE STREET, Vancouver, BC | Plumbing Permit | Residential | New | Issued | Residential - Sump | Canadian Excavating Ltd
EP-2022-07214 | 2022-09-13 | 2035 WINDERMERE STREET, Vancouver, BC | Electrical Permit | Residential | New | Issued | Installation / Repair - Residential - New LANE WAY HOUSE ELECTRICAL WIRING. Main consumer's service: 200A. Main house service: 100A. LWH service: 100A. Secondary suite service: 100A. Three electric meters. >BP: To construct a one storey laneway house building ($196,035) with an open parking pad, providing 1 parking space, having vehicular access from the lane. 1. Covenant registered at the Land Title Office under CA9365238 2. No Strata Titling permitted 3. No A/C unit proposed 4. Schedule B: Ke Jian, Ma P.Eng (604.599.8890) Structural & Geotechnical 5 HPO: Residential Builder - Vola Management Corporation | Dragon Electric Ltd
SP-2023-02039 | 2023-11-06 | 2035 WINDERMERE STREET, Vancouver, BC | Sprinkler Permit | Residential | New | Issued | Residential - LWH - Install sprinklers in LWH >DB: To construct a one storey laneway house building with an open parking pad, providing 1 parking space, having vehicular access from the lane. 1. Covenant registered at the Land Title Office under CA9365238 2. No Strata Titling permitted 3. No A/C unit proposed ******THIS PERMIT HAS BEEN ISSUED UNDER THE REQUIREMENTS OF VBBL #12511 (2019)****** | Gold Key Fire Protection Ltd
EP-2022-07198 | 2022-08-29 | 2929 W 29TH AVENUE #3, Vancouver, BC V6L 1Y3 | Electrical Permit | Residential | New | Completed | Installation / Repair - Residential - LWH - #3 - Installation Extra Low-voltage Tv/Tel Data Camera and Alarm system >DB: To construct a 2 storey laneway house building with an attached garage and 1 open parking pad, providing a total of 2 parking spaces, having vehicular access from the lane. Rev #1: Note: The entire building, INCLUDING THE ATTACHED GARAGE, to be sprinklered to NFPA 13D as per VBBL 3.2.5.12(3)(d) Note: This is a 1 ½ storey building pursuant to the Zoning & Development By-law. 1. Covenant registered at the Land Title Office under CA9261555 2. No Strata Titling permitted 3. Rev #1: A/C unit proposed in rear yard | EASYAN TECHOLOGIES LTD
GP-2022-01927 | 2022-06-27 | 2929 W 29TH AVENUE #3, Vancouver, BC V6L 1Y3 | Gas Permit | Residential | New | Completed | Residential - piping and commissioning To construct a 2 storey laneway house building ( with an attached garage and 1 open parking pad, providing a total of 2 parking spaces, having vehicular access from the lane. Note: This is a 1 ½ storey building pursuant to the Zoning & Development By-law. 1. Covenant registered at the Land Title Office under CA9261555 2. No Strata Titling permitted 3. Rev #1: A/C unit proposed in rear yard 4. Schedule B: JASON HUI - 778-319-3403 Structural & Geotechnical 5. HPO: Residential Builder - Double Star Enterprises Ltd. | bcc mechanicals ltd
PP-2022-02620 | 2022-07-27 | 2929 W 29TH AVENUE #3, Vancouver, BC V6L 1Y3 | Plumbing Permit | Residential | New | Completed | Residential - LWH - #3 - plumbing To construct a 2 storey laneway house building with an attached garage and 1 open parking pad, providing a total of 2 parking spaces, having vehicular access from the lane. Rev #1: Note: The entire building, INCLUDING THE ATTACHED GARAGE, to be sprinklered to NFPA 13D as per VBBL 3.2.5.12(3)(d) Note: This is a 1 ½ storey building pursuant to the Zoning & Development By-law. 1. Covenant registered at the Land Title Office under CA9261555 2. No Strata Titling permitted 3. Rev #1: A/C unit proposed in rear yard | bcc mechanicals ltd
SP-2022-01293 | 2022-08-15 | 2929 W 29TH AVENUE #3, Vancouver, BC V6L 1Y3 | Sprinkler Permit | Residential | New | Completed | Residential - new spk installation >To construct a 2 storey laneway house building ($171,515) with an attached garage and 1 open parking pad, providing a total of 2 parking spaces, having vehicular access from the lane. Rev #1: Note: The entire building, INCLUDING THE ATTACHED GARAGE, to be sprinklered to NFPA 13D as per VBBL 3.2.5.12(3)(d) Note: This is a 1 ½ storey building pursuant to the Zoning & Development By-law. 1. Covenant registered at the Land Title Office under CA9261555 2. No Strata Titling permitted 3. Rev #1: A/C unit proposed in rear yard 4. Schedule B: JASON HUI - 778-319-3403 Structural & Geotechnical 5. HPO: Residential Builder - Double Star Enterprises Ltd. Address number assigned as per approved plans for Fire and Emergency response. The address number is to be posted and to the building and to be visible from the street in accordance with the Building By-law prior to final inspection. ******THIS PERMIT HAS BEEN ISSUED UNDER THE REQUIREMENTS OF VBBL #12511 (2019)****** | Real Tech Fire Protection Ltd
EP-2022-01451 | 2022-02-24 | 2929 W 29TH AVENUE #3, Vancouver, BC V6L 1Y3 | Electrical Permit | Residential | New | Completed | Installation / Repair - Residential - Electrical wiring for laneway house. 200 amp service with 3-100amp meters -2929 W 29th Ave(main house) -#2-2929 W 29th Ave(secondary suite) #3-2929 W 29th Ave (laneway house) >>>>Amend: Aug. 30th -Add one A/C at laneway house and submit the new load calculation AMEND: SEPT 8/2022 Please revise 100 amp service to 200 amp service with 3 meters. 1st meter-100 amp for 2929 W 29th Ave(main house) 2nd meter-100 amp for #2-2929 W 29th Ave(secondary suite) 3rd meter-100 amp for #3-2929 W 29th Ave(Laneway house) | Altech Electric Ltd
EP-2022-04854 | 2022-06-09 | 3077 W 21ST AVENUE #3, Vancouver, BC V6L 1K9 | Electrical Permit | Residential | New | Issued | Installation / Repair - Residential - Electrical wiring for laneway house , 200 amp overhead service with two meters. 1st meter-150 amp for 3077 W 21st Ave(main house) 2nd meter-100 amp for #3 3077 W 21st Ave(laneway house) *Apr 04, 2023 Amendment 2 separate BC Hydro services -EP-2022-04319/ 3077 W 21ST AVENUE/ Single Family + Secondary Suite: 200A -EP-2022-04854/ 3077 W 21ST AVENUE #3/ Laneway: 125A BP: To construct a 2 storey laneway house building with an attached garage and 1 open parking pad, providing a total of 2 parking spaces, having vehicular access from the lane. Note: This is a 1 ½ storey building pursuant to the Zoning & Development By-law 1. Covenant registered at the Land Title Office under CA9586600 2. No Strata Titling permitted 3. No A/C unit proposed 4. Schedule B: KE JIAN P.Eng. - 604-599-8890 - Structural 5. Schedule B: JIAN ZHONG JIN P.Eng. - 604-362-7021 - Geotechnical 6. BC Housing Residential Builder - Calvin & Collin Construction Ltd. | Altech Electric Ltd
PP-2022-03237 | 2022-09-15 | 3077 W 21ST AVENUE #3, Vancouver, BC V6L 1K9 | Plumbing Permit | Residential | New | Issued | Residential - Plumbing for: >BP: To construct a 2 storey laneway house building ($204,997.50) with an attached garage and 1 open parking pad, providing a total of 2 parking spaces, having vehicular access from the lane. | AKAL Plumbing & Heating Ltd
EP-2023-02702 | 2023-03-29 | 3077 W 21ST AVENUE #3, Vancouver, BC V6L 1K9 | Electrical Permit | Residential | New | Issued | Installation / Repair - Residential - Low Voltage Rough-IN and Completion of Alarm System, Tel/Data/Cable >BP: To construct a 2 storey laneway house building ($204,997.50) with an attached garage and 1 open parking pad, providing a total of 2 parking spaces, having vehicular access from the lane. Note: This is a 1 ½ storey building pursuant to the Zoning & Development By-law 1. Covenant registered at the Land Title Office under CA9586600 2. No Strata Titling permitted 3. No A/C unit proposed 4. Schedule B: KE JIAN P.Eng. - 604-599-8890 - Structural 5. Schedule B: JIAN ZHONG JIN P.Eng. - 604-362-7021 - Geotechnical 6. BC Housing Residential Builder - Calvin & Collin Construction Ltd. | Infinitech Security & Integration Inc.
SP-2023-00775 | 2023-05-04 | 3077 W 21ST AVENUE #3, Vancouver, BC V6L 1K9 | Sprinkler Permit | Residential | New | Issued | Residential - LWH - #3 - NEW HOME The entire building, INCLUDING THE ATTACHED GARAGE (if applicable), to be sprinklered to NFPA 13D. >DB: To construct a 2 storey laneway house building with an attached garage and 1 open parking pad, providing a total of 2 parking spaces, having vehicular access from the lane. Note: This is a 1 ½ storey building pursuant to the Zoning & Development By-law 1. Covenant registered at the Land Title Office under CA9586600 2. No Strata Titling permitted 3. No A/C unit proposed | SBMS Construction Ltd
SP-2022-00632 | 2022-04-28 | 6836 RALEIGH STREET #3, Vancouver, BC V5S 2X1 | Sprinkler Permit | Residential | New | Completed | Residential - To Install 16 sprinkler heads To construct a 2 storey laneway house building with an attached garage and 1 open parking pad, providing a total of 2 parking spaces, having vehicular access from the 20' Lane. Note: This is a 1 ½ storey building pursuant to the Zoning & Development By-law. 1. Covenant not required with existing house 2. No Strata Titling permitted 3. No A/C Unit proposed 4. Schedule B: (Md. Shahidul Alam) P.Eng (604.653.7475) Structural 5. Schedule B: (Md. Shahidul Alam) P.Eng (604.653.7475) Geotechnical 6. HPO: Residential Builder- Bharat Developments Ltd | General Sprinkler Systems Ltd
EP-2022-02686 | 2022-04-04 | 6836 RALEIGH STREET #3, Vancouver, BC V5S 2X1 | Electrical Permit | Residential | New | Completed | Installation / Repair - Residential - class 2 ccts - alarm / tv / tel complete security >BP: To construct a 2 storey laneway house building ($225,000) with an attached garage and 1 open parking pad, providing a total of 2 parking spaces, having vehicular access from the 20' Lane. Note: This is a 1 ½ storey building pursuant to the Zoning & Development By-law. 1. Covenant not required with existing house 2. No Strata Titling permitted 3. No A/C Unit proposed 4. Schedule B: (Md. Shahidul Alam) P.Eng (604.653.7475) Structural 5. Schedule B: (Md. Shahidul Alam) P.Eng (604.653.7475) Geotechnical 6. HPO: Residential Builder- Bharat Developments Ltd NOTE: To achieve the required FSR. A floor space exclusion of 3% has been applied to this application as per section 11.24.18 of the district schedule, to accommodate improved building performance. Address Information: Principle Dwelling: #1-6836 Raleigh St Laneway home: #3-6836 Raleigh St Address and suite numbers assigned as per approved plans for Fire and Emergency response. The address number is to be posted to the building to be visible from the street and the suite numbers are to be posted at the suite entries in accordance with the Building By-law prior to final inspection. NOTE: Information regarding the principal building on the survey and site plan is for reference only. Any discrepancy between information regarding the principal building on the survey and/or site plan and approved permit drawings for the principal building are neither approved nor authorized under this laneway house permit. *EXISTING HOUSE* Note: Bldg 1 (principal bldg) addressed #3-6836 Raleigh St retained on site. **THIS PERMIT HAS BEEN ISSUED UNDER THE REQUIREMENTS OF VBBL #12511 (2019) ** | Sea-West Communications & Security Inc
EP-2022-02728 | 2022-04-22 | 6836 RALEIGH STREET #3, Vancouver, BC V5S 2X1 | Electrical Permit | Residential | New | Completed | Installation / Repair - Residential - Main service is 200 amp main house for 150 amp and laneway house for 100 amp and new wiring and finishing >BP: To construct a 2 storey laneway house building ($225,000) with an attached garage and 1 open parking pad, providing a total of 2 parking spaces, having vehicular access from the 20' Lane. Note: This is a 1 ½ storey building pursuant to the Zoning & Development By-law. 1. Covenant not required with existing house 2. No Strata Titling permitted 3. No A/C Unit proposed 4. Schedule B: (Md. Shahidul Alam) P.Eng (604.653.7475) Structural 5. Schedule B: (Md. Shahidul Alam) P.Eng (604.653.7475) Geotechnical 6. HPO: Residential Builder- Bharat Developments Ltd | G N ELECTRIC LTD
GP-2022-00927 | 2022-03-24 | 6836 RALEIGH STREET #3, Vancouver, BC V5S 2X1 | Gas Permit | Residential | New | Completed | Residential - gas piping roughin & finishing | FAST ROUTE PLUMBING & REFRIGERATION MECHANICAL LTD
PP-2022-00611 | 2022-02-23 | 6836 RALEIGH STREET #3, Vancouver, BC V5S 2X1 | Plumbing Permit | Residential | New | Completed | Residential - LWH - #3 - ABS roughing & under ground water piping To construct a 2 storey laneway house building with an attached garage and 1 open parking pad, providing a total of 2 parking spaces, having vehicular access from the 20' Lane. Note: This is a 1 ½ storey building pursuant to the Zoning & Development By-law. 1. Covenant not required with existing house 2. No Strata Titling permitted 3. No A/C Unit proposed | Morteza Shahrvand
EP-2023-03942 | 2023-05-08 | 1923 E 2ND AVENUE, Vancouver, BC V5N 1E5 | Electrical Permit | Residential | New | Completed | Installation / Repair - Residential - Tv, telephone, security alarm prewire and complete. >BP: To construct a two-storey Two-Family Dwelling (Building 1) on the South portion of the site and to construct a two-storey One-Family Dwelling (Building 2) with an attached 2-car garages and common elec./sprinkler room and one at grade surface parking space on the North portion of the site, having vehicular access from the lane. | Tvisha Technologies Ltd
EP-2023-02892 | 2023-04-17 | 1923 E 2ND AVENUE, Vancouver, BC V5N 1E5 | Electrical Permit | Residential | New | Completed | Installation / Repair - Residential - New duplex house with laneway Main service:200 Amp Phase: single phase 3 wires Volt :120/240 Each main panel :100 amp MP-2023-00297 >BP: To construct a two-storey Two-Family Dwelling (Building 1) on the South portion of the site and to construct a two-storey One-Family Dwelling (Building 2) with an attached 2-car garages and common elec./sprinkler room and one at grade surface parking space on the North portion of the site, having vehicular access from the lane. See BP-2022-02426 for 2nd principal building. ******THIS PERMIT HAS BEEN REVIEWED AND ISSUED UNDER THE REQUIREMENTS OF VBBL 2019 AND AMENDMENT EFFECTIVE JAN 1ST, 2022.*********** Building Review Branch Notes: 1. Struct. B & Geo. B are submitted. 2. Entire building is sprinklered to NFPA 13D requirements. 3. All new windows, doors, and skylights shall conform to AAMA/WDMA/CSA101/I.S.2/A440, NAFS. | Samreet Electrical Services Ltd
MP-2023-00605 | 2023-04-19 | 1923 E 2ND AVENUE, Vancouver, BC V5N 1E5 | Mechanical Permit | NULL | NULL | Completed | NULL | FAST ROUTE PLUMBING & REFRIGERATION MECHANICAL LTD
GP-2023-01411 | 2023-05-02 | 1923 E 2ND AVENUE, Vancouver, BC V5N 1E5 | Gas Permit | Residential | New | Completed | Residential - 2 Range, 2 BBQ, 2 Fireplace & 2 Dryer To install piping and appliances for a new duplex with complete installation except fireplace is piping only. >BP: To construct a two-storey Two-Family Dwelling (Building 1) on the South portion of the site | Skyway Plumbing & gas Ltd
SP-2023-00232 | 2023-02-08 | 1923 E 2ND AVENUE, Vancouver, BC V5N 1E5 | Sprinkler Permit | Residential | New | Completed | Residential - New sprinkler system >BP: To construct a two-storey Two-Family Dwelling (Building 1) on the South portion of the site and to construct a two-storey One-Family Dwelling (Building 2) with an attached 2-car garages and common elec./sprinkler room and one at grade surface parking space on the North portion of the site, having vehicular access from the lane. See BP-2022-02426 for 2nd principal building. ******THIS PERMIT HAS BEEN REVIEWED AND ISSUED UNDER THE REQUIREMENTS OF VBBL 2019 AND AMENDMENT EFFECTIVE JAN 1ST, 2022.*********** Building Review Branch Notes: 1. Struct. B & Geo. B are submitted. 2. Entire building is sprinklered to NFPA 13D requirements. 3. All new windows, doors, and skylights shall conform to AAMA/WDMA/CSA101/I.S.2/A440, NAFS. | Haven Fire Protection Ltd
PP-2023-00382 | 2023-02-03 | 1923 E 2ND AVENUE, Vancouver, BC V5N 1E5 | Plumbing Permit | Residential | New | Completed | Residential - To install piping and fixtures for a new duplex. >BP: To construct a two-storey Two-Family Dwelling (Building 1) on the South portion of the site and to construct a two-storey One-Family Dwelling (Building 2) with an attached 2-car garages and common elec./sprinkler room and one at grade surface parking space on the North portion of the site, having vehicular access from the lane. | Skyway Plumbing & gas Ltd
MP-2023-00296 | 2023-03-06 | 1923 E 2ND AVENUE, Vancouver, BC V5N 1E5 | Mechanical Permit | NULL | NULL | Completed | NULL | Skyway Plumbing & gas Ltd
EP-2023-04668 | NULL | 1526 NANTON AVENUE #3, Vancouver, BC V6J 2X2 | Electrical Permit | Residential | New | Application Incomplete | Installation / Repair - Residential - Laneway house >BP: To construct a 2 storey laneway house building ($225,000.00) with an attached garage providing 2 parking spaces and an open parking pad, providing 1 parking space, having vehicular access from the lane. | One Stop Alarm Systems Ltd
PP-2023-02013 | 2023-06-07 | 1526 NANTON AVENUE #3, Vancouver, BC V6J 2X2 | Plumbing Permit | Residential | New | Issued | Residential - sump | TX CONTRACTING LTD
EP-2022-04315 | 2022-05-31 | 1526 NANTON AVENUE #3, Vancouver, BC V6J 2X2 | Electrical Permit | Residential | New | Issued | Installation / Repair - Residential - laneway house wiring. >BP: To construct a 2 storey laneway house building ($225,000.00) with an attached garage providing 2 parking spaces and an open parking pad, providing 1 parking space, having vehicular access from the lane. Note: This is a 1 ½ storey building pursuant to the Zoning & Development By-law Covenant to be registered prior to sheathing inspection 1- No A/C unit proposed 2- Schedule B: Heqing Jian P.Eng (778.987.7461) Geotechnical 3- Schedule B: Shaozhe Guo (778.926.0525) Structural 4- HPO: Residential Builder - TX CONTRACTING LTD Building 2 #3-1526 Nanton Av - Laneway House Address and suite number assigned as per approved plans for Fire and Emergency response. The address number is to be posted to the building to be visible from the street and the suite number is to be posted at the suite entry in accordance with the Building By-law prior to final inspection. ******THIS PERMIT HAS BEEN ISSUED UNDER THE REQUIREMENTS OF VBBL #12511 (2019)****** | Vanflow Electrical Ltd
SP-2023-00189 | 2023-02-01 | 3459 NANAIMO STREET #3, Vancouver, BC V5N 5G9 | Sprinkler Permit | Residential | New | Issued | Residential - LWH - #3 - To install 13 heads fire sprinkler system for the LWH >DB: To construct a 2 storey laneway house building and 1 open parking pad having vehicular access from the 20' Lane. Note: The entire building, INCLUDING THE ATTACHED GARAGE (if applicable), to be sprinklered to NFPA 13D Note: This is a 1 ½ storey building pursuant to the Zoning & Development By-law. 1. Covenant registered at the Land Title Office under CA9403568 2. No Strata Titling permitted 3. No A/C Unit proposed | Bright Star Plumbing & Heating Supply Ltd
PP-2023-00338 | 2023-02-01 | 3459 NANAIMO STREET #3, Vancouver, BC V5N 5G9 | Plumbing Permit | Residential | New | Issued | Residential - LWH - #3 - To install DWV and Water Line for the LWH and install all Plumbing Fixtures. >DB: To construct a 2 storey laneway house building and 1 open parking pad having vehicular access from the 20' Lane. Note: The entire building, INCLUDING THE ATTACHED GARAGE (if applicable), to be sprinklered to NFPA 13D Note: This is a 1 ½ storey building pursuant to the Zoning & Development By-law. 1. Covenant registered at the Land Title Office under CA9403568 2. No Strata Titling permitted 3. No A/C Unit proposed | Bright Star Plumbing & Heating Supply Ltd
EP-2022-07230 | 2022-08-31 | 3459 NANAIMO STREET #3, Vancouver, BC V5N 5G9 | Electrical Permit | Residential | New | Issued | Installation / Repair - Residential - LWH - #3 - electrical wirings and installations throughout the whole house (NOT including extra low voltage work scope) >Permit Amendment Nov 06, 2023 -"Revised load calculations attached" *Document(s) uploaded to "Application Documents" tab for Electrical Inspector review. Documents are at pending status at time of permit amendment approval >DB: To construct a 2 storey laneway house building and 1 open parking pad having vehicular access from the 20' Lane. Note: The entire building, INCLUDING THE ATTACHED GARAGE (if applicable), to be sprinklered to NFPA 13D Note: This is a 1 ½ storey building pursuant to the Zoning & Development By-law. 1. Covenant registered at the Land Title Office under CA9403568 2. No Strata Titling permitted 3. No A/C Unit proposed | Vanflow Electrical Ltd
PP-2022-03672 | 2022-10-14 | 3459 NANAIMO STREET #3, Vancouver, BC V5N 5G9 | Plumbing Permit | Residential | New | Issued | Residential - SUMP NOTE: Engineering Assurance letter will be submitted to the Plumbing Inspector on the site. Letter shall conform to the requirements of Vancouver Bulletin 2000-008-EL/PL. | Apolla Demolition & Excavating Ltd.
NULL | NULL | 3459 NANAIMO STREET #3, Vancouver, BC V5N 5G9 | Electrical Permit | Residential | New | Withdrawn | Installation / Repair - Residential - Laneway House - to prewire and complete security alarm, CCTV, internet, CATV | UNLIMITED SECURITY INC.
EP-2023-08467 | 2023-09-19 | 3459 NANAIMO STREET #3, Vancouver, BC V5N 5G9 | Electrical Permit | Residential | New | Issued | Installation / Repair - Residential - Installation of low voltage prewiring - including security alarm, CCTV, internet, TV, motorized blind / curtain. >BP: To construct a 2 storey laneway house building ($184,500) and 1 open parking pad having vehicular access from the 20' Lane. Note: The entire building, INCLUDING THE ATTACHED GARAGE (if applicable), to be sprinklered to NFPA 13D Note: This is a 1 ½ storey building pursuant to the Zoning & Development By-law. 1. Covenant registered at the Land Title Office under CA9403568 2. No Strata Titling permitted 3. No A/C Unit proposed 4. Schedule B: (Y.Deng) P.Eng (604.505.6816) Structural & Geotechnical 5. HPO: Residential Builder- Owner Builder NOTE: To achieve the required FSR. A floor space exclusion of 3% has been applied to this application as per section 11.24.18 of the district schedule, to accommodate improved building performance. **THIS PERMIT HAS BEEN ISSUED UNDER THE REQUIREMENTS OF VBBL #12511 (2019) ** | UNLIMITED SECURITY INC.
GP-2022-03211 | 2022-10-20 | 388 E 59TH AVENUE, Vancouver, BC | Gas Permit | Residential | New | Completed | Residential - 1FD+SS - #1 &#2 - To install 2 Boiler 2 Range This is duplex house each has 1 boiler 1 range To construct a two-storey two-family dwelling with one secondary suite located in the basement, with a detached accessory building (garage) at the rear providing 2 parking spaces, having vehicular access from the lane. Note: This is a 2 storey building pursuant to the Zoning and Development By-Law 1. Covenant registered at the Land Title Office under CA9943776 2. No strata titling permitted 3. A/C units proposed in front and rear yard 4. No Bar sinks proposed | JOT MECHANICAL LTD
MP-2022-00242 | 2022-09-20 | 388 E 59TH AVENUE, Vancouver, BC | Mechanical Permit | NULL | NULL | Completed | NULL | bcc mechanicals ltd
PP-2022-00617 | 2022-02-23 | 1559 W 64TH AVENUE #3, Vancouver, BC V6P 2N8 | Plumbing Permit | Residential | New | Completed | Residential - LWH - #3 - Sump and sewer connections for new Laneway home To construct a 2 storey laneway house building ($146,000.00) with an attached garage providing 1 parking space + 1 on grade parking space, having vehicular access from the lane. NOTE: To achieve the required FSR a floor space exclusion of 3% has been applied to this application as per section 11.17.24(d) of the district schedule, to accommodate improved building performance. 1. No A/C unit proposed | Canstar Excavating & Landscaping Ltd
SP-2022-00406 | 2022-03-21 | 1559 W 64TH AVENUE #3, Vancouver, BC V6P 2N8 | Sprinkler Permit | Residential | New | Completed | Residential - New Laneway House To construct a 2 storey laneway house building with an attached garage providing 1 parking space + 1 on grade parking space, having vehicular access from the lane. 1. No A/C unit proposed 2. Schedule : Shambu Biswas P.Eng (604-250-8666) Structural & Geotechnical 3. BC Housing: 360040 | J L Munro Fire Protection Ltd
EP-2022-01342 | 2022-03-02 | 338 E 49TH AVENUE #3, Vancouver, BC V5W 2G6 | Electrical Permit | Residential | New | Completed | Installation / Repair - Residential - Low volt wiring >BP: To construct a 2 storey laneway house building ($225,197.50) with 1 on grade parking space, having vehicular access from the lane. NOTE: To achieve the required FSR a floor space exclusion of 3% has been applied to this application as per section 11.17.24(d) of the district schedule, to accommodate improved building performance. 1. No A/C unit proposed 2. Schedule B Shahidul Alam P.Eng (604-653-7475) Structural & Geotechnical 3. BC Housing -Econoor Concept Homes Ltd - 369336 Note: This is a 1 1/2 storey building pursuant to the Zoning & Development By-law Address and suite number assigned as per approved plans for Fire and Emergency response. The address number is to be posted to the building to be visible from the street and the suite number is to be posted at the suite entry in accordance with the Building By-law prior to final inspection. ******THIS PERMIT HAS BEEN ISSUED UNDER THE REQUIREMENTS OF VBBL 2019****** "Combustible projections or roof soffits on an exposing building face shall not project to less than .45m from the property line and shall be in compliance with VBBL 2019 9.10.15.5.(9)" Any alterations or conversions to the attached garage (if applicable) to habitable living space shall not be permitted without first obtaining the approval of the Director of Planning and the Chief Building Official. Thermal protection measures and Laneway house design guidelines shall be required to be met prior to the approval of the conversion. Note: Bldg 1 (principal bldg) addressed #1-338 E 49th Ave. retained on site. | C N S Alarms Ltd
SP-2022-00252 | 2022-02-25 | 338 E 49TH AVENUE #3, Vancouver, BC V5W 2G6 | Sprinkler Permit | Residential | New | Completed | Residential - fixture To construct a 2 storey laneway house building with 1 on grade parking space, having vehicular access from the lane. NOTE: To achieve the required FSR a floor space exclusion of 3% has been applied to this application as per section 11.17.24(d) of the district schedule, to accommodate improved building performance. 1. No A/C unit proposed 2. Schedule B Shahidul Alam P.Eng (604-653-7475) Structural & Geotechnical 3. BC Housing -Econoor Concept Homes Ltd - 369336 | East West Plumbing (2007) Ltd
PP-2022-00291 | 2022-01-31 | 338 E 49TH AVENUE #3, Vancouver, BC V5W 2G6 | Plumbing Permit | Residential | New | Completed | Residential - LWH - #3 - fixture To construct a 2 storey laneway house building with 1 on grade parking space, having vehicular access from the lane. NOTE: To achieve the required FSR a floor space exclusion of 3% has been applied to this application as per section 11.17.24(d) of the district schedule, to accommodate improved building performance. 1. No A/C unit proposed | East West Plumbing (2007) Ltd
MP-2023-02191 | 2023-12-07 | 5780 EARLES STREET, Vancouver, BC | Mechanical Permit | NULL | NULL | Completed | NULL | Deep Gas Fitting Ltd.
SP-2022-01326 | 2022-08-18 | 6410 DOMAN STREET #3, Vancouver, BC V5S 3G9 | Sprinkler Permit | Residential | New | Completed | Residential - LWH WITH NEW SPRINKLERS >BP: To construct a 2 storey laneway house building ($250,000.00) with an open parking pad, providing 1 parking space, having vehicular access from the lane. Note: This is a 1 ½ storey building pursuant to the Zoning & Development By-law Note: Bldg 1 (principal bldg) addressed #1-6410 Doman St. retained on site. 1. No A/C unit proposed 2. Schedule B: SHAMSUL ALAM SHIKDER - 604-2553740 Structural & Geotechnical 3. HPO: Owner Builder - Daniel Cho ******THIS PERMIT HAS BEEN ISSUED UNDER THE REQUIREMENTS OF VBBL #12511 (2019)****** | BC Fire Sprinklers Ltd
EP-2022-06008 | 2022-07-19 | 6410 DOMAN STREET #3, Vancouver, BC V5S 3G9 | Electrical Permit | Residential | New | Completed | Installation / Repair - Residential - Main consumer's service: 200 amp. Laneway house service: 125 amp. Main house service: 125 amp. New laneway house wiring and finishing. >BP: To construct a 2 storey laneway house building ($250,000.00) with an open parking pad, providing 1 parking space, having vehicular access from the lane. Note: This is a 1 ½ storey building pursuant to the Zoning & Development By-law Note: Bldg 1 (principal bldg) addressed #1-6410 Doman St. retained on site. 1. No A/C unit proposed 2. Schedule B: SHAMSUL ALAM SHIKDER - 604-2553740 Structural & Geotechnical 3. HPO: Owner Builder - Daniel Cho | G N ELECTRIC LTD
EP-2022-05860 | 2022-07-13 | 6410 DOMAN STREET #3, Vancouver, BC V5S 3G9 | Electrical Permit | Residential | New | Completed | Installation / Repair - Residential - Alarm system, door bell,TV/Data , 2 cameras rough in and completion >BP: To construct a 2 storey laneway house building ($250,000.00) with an open parking pad, providing 1 parking space, having vehicular access from the lane. Note: This is a 1 ½ storey building pursuant to the Zoning & Development By-law Note: Bldg 1 (principal bldg) addressed #1-6410 Doman St. retained on site. 1. No A/C unit proposed 2. Schedule B: SHAMSUL ALAM SHIKDER - 604-2553740 Structural & Geotechnical 3. HPO: Owner Builder - Daniel Cho Address number assigned as per approved plans for Fire and Emergency response. The address number is to be posted and to the building and to be visible from the street in accordance with the Building By-law prior to final inspection. ******THIS PERMIT HAS BEEN ISSUED UNDER THE REQUIREMENTS OF VBBL #12511 (2019)****** | T S C Security Services Ltd
PP-2022-04520 | 2022-12-21 | 6410 DOMAN STREET #3, Vancouver, BC V5S 3G9 | Plumbing Permit | Residential | New | Completed | Residential - Sump >BP: To construct a 2 storey laneway house building ($250,000.00) with an open parking pad, providing 1 parking space, having vehicular access from the lane. | Trust Excavation & Demolition Ltd
PP-2022-01950 | 2022-06-08 | 6410 DOMAN STREET #3, Vancouver, BC V5S 3G9 | Plumbing Permit | Residential | New | Completed | Residential - Plumbing laneway house >BP: To construct a 2 storey laneway house building ($250,000.00) with an open parking pad, providing 1 parking space, having vehicular access from the lane. Note: This is a 1 ½ storey building pursuant to the Zoning & Development By-law Note: Bldg 1 (principal bldg) addressed #1-6410 Doman St. retained on site. 1. No A/C unit proposed 2. Schedule B: SHAMSUL ALAM SHIKDER - 604-2553740 Structural & Geotechnical 3. HPO: Owner Builder - Daniel Cho Address number assigned as per approved plans for Fire and Emergency response. The address number is to be posted and to the building and to be visible from the street in accordance with the Building By-law prior to final inspection. ******THIS PERMIT HAS BEEN ISSUED UNDER THE REQUIREMENTS OF VBBL #12511 (2019)****** | UNIVERSAL PLUMBING & HEATING LTD
PP-2022-01297 | 2022-04-14 | 2485 W 15TH AVENUE #3, Vancouver, BC V6K 2Z1 | Plumbing Permit | Residential | New | Completed | Residential - LWH - #3 - This is a new laneway house with 9 fixtures. To construct a 2 storey laneway house building with an open parking pad, providing 1 parking space, having vehicular access from the lane. Note: This is a 1 ½ storey building pursuant to the Zoning & Development By-law. Note: Bldg 1 (principal bldg) addressed #1-2485 W 15th Ave. retained on site. 1. No A/C unit proposed | AKAL Plumbing & Heating Ltd
SP-2022-01073 | 2022-07-04 | 2485 W 15TH AVENUE #3, Vancouver, BC V6K 2Z1 | Sprinkler Permit | Residential | New | Completed | Residential - Install sprinklers in lwh To construct a 2 storey laneway house building with an open parking pad, providing 1 parking space, having vehicular access from the lane. Note: This is a 1 ½ storey building pursuant to the Zoning & Development By-law. Note: Bldg 1 (principal bldg) addressed #1-2485 W 15th Ave. retained on site. 1. No A/C unit proposed 2. Schedule B: Shahidul Alam, P.Eng (604-653-7475) Structural & Geotechnical 3. HPO: Residential Builder - Metro-City Projects Inc. | Gold Key Fire Protection Ltd
EP-2022-05692 | 2022-07-06 | 2485 W 15TH AVENUE #3, Vancouver, BC V6K 2Z1 | Electrical Permit | Residential | New | Completed | Installation / Repair - Residential - New construction laneway Main Conumer's Service: 200A, duplex meter base. 125A - Laneway House Service. 100A - Main House Service. Electrical rough-wire and finishing Underground tek Electric space heating Electrical low voltage rough-wire only. BP: To construct a 2 storey laneway house building with an open parking pad, providing 1 parking space, having vehicular access from the lane. 1. No A/C unit proposed 2. Schedule B: Shahidul Alam, P.Eng (604-653-7475) Structural & Geotechnical 3. HPO: Residential Builder - Metro-City Projects Inc. | AMTEK Electric Ltd
MP-2023-01460 | 2023-08-09 | 1722 E 34TH AVENUE, Vancouver, BC | Mechanical Permit | NULL | NULL | Issued | NULL | BRAR PLUMBING & HEATING LTD
PP-2022-04543 | 2023-01-03 | 3667 E 48TH AVENUE, Vancouver, BC V5S 1J1 | Plumbing Permit | Residential | New | Completed | Residential - 3/4 backflow preventer for lawn irrigation >BP: To construct a 2 story + basement one-family dwelling with a secondary suite located in the basement with a parking pad and accessory building (garage), at the rear providing 2 parking spaces, having vehicular access from the lane. | Yue Jin Qiu
EP-2023-01035 | 2023-02-08 | 3667 E 48TH AVENUE, Vancouver, BC V5S 1J1 | Electrical Permit | Residential | New | Completed | Installation / Repair - Residential - security >BP: To construct a 2 storey + basement one-family dwelling with a secondary suite ($979,000) located in the basement with a parking pad and accessory building (garage), at the rear providing 2 parking spaces, having vehicular access from the lane. Note: Parking for the site has been provided under DB-2021-03198 (Laneway House) Note: This is a 2 storey building pursuant to the Zoning and Development By-Law 1- Covenant registered at the Land Title Office under CA9157483 2- No strata titling permitted 3- Bar sink proposed in basement 4- A/C unit proposed in rear yard 5- Schedule B: Alan Prahalad P.Eng (604.831.1431) Structural & Geotechnical 6- HPO: Residential Builder - Asanti Development Ltd ******THIS PERMIT HAS BEEN ISSUED UNDER THE REQUIREMENTS OF VBBL #12511 (2019)****** | Repel Security Systems Ltd
EP-2022-02223 | 2022-04-21 | 3667 E 48TH AVENUE, Vancouver, BC V5S 1J1 | Electrical Permit | Residential | New | Completed | Installation / Repair - Residential - New House Wiring includes Control 4 Home Automation, Low Voltage Wiring, Wiring for Future Solar Power & Battery Backup. Will do a 400 amp OH triple meter base service with 200 amps to main house, 100 amps to suite and 125 Amps to LWH. -BP: To construct a 2 storey + basement one-family dwelling with a secondary suite ($979,000) located in the basement with a parking pad and accessory building (garage), at the rear providing 2 parking spaces, having vehicular access from the lane. Note: Parking for the site has been provided under DB-2021-03198 (Laneway House) Note: This is a 2 storey building pursuant to the Zoning and Development By-Law 1- Covenant registered at the Land Title Office under CA9157483 2- No strata titling permitted 3- Bar sink proposed in basement 4- A/C unit proposed in rear yard 5- Schedule B: Alan Prahalad P.Eng (604.831.1431) Structural & Geotechnical 6- HPO: Residential Builder - Asanti Development Ltd >>>Amend: July 22nd -Laneway will be 400 amps, 120/240 volts Laneway panel will be 125amp -amps changed to 400A on this permit Amend: July 27, 2022 address should be 3667 not 3665. Please update address to 3667 | Santec Electric Inc
PP-2022-01833 | 2022-05-31 | 3667 E 48TH AVENUE, Vancouver, BC V5S 1J1 | Plumbing Permit | Residential | New | Completed | Residential - Rough in and install fixtures >BP: To construct a 2 storey + basement one-family dwelling with a secondary suite ($979,000) located in the basement with a parking pad and accessory building (garage), at the rear providing 2 parking spaces, having vehicular access from the lane. Note: Parking for the site has been provided under DB-2021-03198 (Laneway House) Note: This is a 2 storey building pursuant to the Zoning and Development By-Law 1- Covenant registered at the Land Title Office under CA9157483 2- No strata titling permitted 3- Bar sink proposed in basement 4- A/C unit proposed in rear yard 5- Schedule B: Alan Prahalad P.Eng (604.831.1431) Structural & Geotechnical 6- HPO: Residential Builder - Asanti Development Ltd Address Note: Building 1 #1-3667 E 48th Av - One Family Dwelling (1st-2nd floor, north side basement) #2-3667 E 48th Av - Secondary Suite (south side basement) Address and suite numbers assigned as per approved plans for Fire and Emergency response. The address number is to be posted to the building to be visible from the street and the suite numbers are to be posted at the suite entries in accordance with the Building By-law prior to final inspection. ******THIS PERMIT HAS BEEN ISSUED UNDER THE REQUIREMENTS OF VBBL #12511 (2019)****** | Parm Plumbing & heating Ltd
SP-2022-00614 | 2022-04-26 | 3667 E 48TH AVENUE, Vancouver, BC V5S 1J1 | Sprinkler Permit | Residential | New | Completed | Residential - New sprinkler system To construct a 2 storey + basement one-family dwelling with a secondary suite located in the basement with a parking pad and accessory building (garage), at the rear providing 2 parking spaces, having vehicular access from the lane. Note: This is a 2 storey building pursuant to the Zoning and Development By-Law 1- Covenant registered at the Land Title Office under CA9157483 2- No strata titling permitted 3- Bar sink proposed in basement 4- A/C unit proposed in rear yard 5- Schedule B: Alan Prahalad P.Eng (604.831.1431) Structural & Geotechnical 6- HPO: Residential Builder - Asanti Development Ltd | Haven Fire Protection Ltd
GP-2022-01463 | 2022-05-11 | 3667 E 48TH AVENUE, Vancouver, BC V5S 1J1 | Gas Permit | Residential | New | Completed | Residential - To install boiler range fireplaces bbq 2 firepit There is piping for boiler fireplace and 1 firepit **Amend 11/22/2022** Correct address from laneway to the main house Building 1 #1-3667 E 48th Av - One Family Dwelling (1st-2nd floor, north side basement) #2-3667 E 48th Av - Secondary Suite (south side basement) | JOT MECHANICAL LTD
SP-2022-00613 | 2022-04-26 | 3667 E 48TH AVENUE #3, Vancouver, BC V5S 1J1 | Sprinkler Permit | Residential | New | Completed | Residential - New sprinkler system To construct a 2 storey laneway house building with an attached garage and 1 open parking pad, providing a total of 2 parking spaces, having vehicular access from the lane. Note: This is a 2 storey building pursuant to the Zoning & Development By-law 1. No A/C unit proposed 2. Covenant registered at the Land Title Office under CA9157483 3. Schedule B: Alan Prahalad P.Eng (604.831.1431) Structural & Geotechnical 4. HPO: Residential Builder - Building Contractor Asanti Development Ltd | Haven Fire Protection Ltd
PP-2022-01834 | 2022-05-31 | 3667 E 48TH AVENUE #3, Vancouver, BC V5S 1J1 | Plumbing Permit | Residential | New | Completed | Residential - Rough In and install fixtures >BP: To construct a 2 storey laneway house building ($186,000) with an attached garage and 1 open parking pad, providing a total of 2 parking spaces, having vehicular access from the lane. Note: This is a 2 storey building pursuant to the Zoning & Development By-law 1. No A/C unit proposed 2. Covenant registered at the Land Title Office under CA9157483 3. Schedule B: Alan Prahalad P.Eng (604.831.1431) Structural & Geotechnical 4. HPO: Residential Builder - Building Contractor Asanti Development Ltd ******THIS PERMIT HAS BEEN ISSUED UNDER THE REQUIREMENTS OF VBBL #12511 (2019)****** | Parm Plumbing & heating Ltd
NULL | NULL | 3667 E 48TH AVENUE #3, Vancouver, BC V5S 1J1 | Plumbing Permit | Residential | New | Draft | Residential - Rough In and Install fixtures | Parm Plumbing & heating Ltd
EP-2022-02224 | 2022-03-23 | 3667 E 48TH AVENUE #3, Vancouver, BC V5S 1J1 | Electrical Permit | Residential | New | Completed | Installation / Repair - Residential - Laneway house wiring with 125 amp service on a triple meterbase with Main House Permit EP-2022-02223 >>>Amend: July 19th Laneway Main service to be 400 amps 120/240V. Laneway electrical panel to be 125 amps at 120/240V >>>>Amend: July 20th -should be 400A on this EP | Santec Electric Inc
PP-2022-01662 | 2022-05-13 | 2766 PARKER STREET, Vancouver, BC V5K 2T7 | Plumbing Permit | Residential | New | Completed | Residential - sump >BP: To construct a 2.5 storey two-family dwelling ($624,460.00) with a detached accessory building (garage) and 1 open parking at the rear providing 2 parking spaces, having vehicular access from the lane. 8. No A/C Unit proposed 9. Schedule B: (Sharat Chande) P.Eng (604.723.7534) Structural & Geotechnical 10. HPO: Residential Builder- Evergreen Court Developments Ltd. Note: This is a 2 storey building pursuant to the Zoning and Development By-Law Address Information: Principle Dwelling #1(North): 2768 Parker St Principle Dwelling #2(South): 2766 Parker St Addresses have been assigned per the approved plans, access to the rear unit is from the North side. This access must be provided & maintained at all times and the building addresses posted to be visible from the street in accordance with the Building By-law. **THIS PERMIT HAS BEEN ISSUED UNDER THE REQUIREMENTS OF VBBL #12511 (2019) ** | Khela Excavating Ltd.
NULL | NULL | 6530 KNIGHT STREET, Vancouver, BC | Electrical Permit | Residential | New | Draft | Temporary Power - Residential - To provide temporary power. | AECOM ELECTRIC LTD
EP-2023-05152 | 2023-07-12 | 6530 KNIGHT STREET, Vancouver, BC | Electrical Permit | Residential | New | Completed | Installation / Repair - Residential - 200 amp service , Duplex house 125 amp goes to each unit , New installation *DB-2021-04968 indicates no AC units proposed *An approved mechanical permit is required for the installation of air conditioning or heat pump unit at the time of installation before an electrical inspection will be performed >BP: To construct a two-storey two-family dwelling with one secondary suites located in the basement, with a detached accessory building (garage) at the rear providing 2 parking spaces, having vehicular access from the lane. Note: This is a 2 storey building pursuant to the Zoning and Development By-Law 1. No strata titling permitted. 2. No A/C units proposed. 3. Bar sinks proposed in main floor. 4. Schedule B: Jason Hui, P.Eng. (778-319-3403) Structural & Geotechnical 5. HPO: Best in Van Homes Ltd. | AECOM ELECTRIC LTD
MP-2023-00917 | 2023-05-24 | 6530 KNIGHT STREET, Vancouver, BC | Mechanical Permit | NULL | NULL | Completed | NULL | Easyway Plumbing & Heating Ltd
PP-2023-01687 | 2023-05-12 | 6530 KNIGHT STREET, Vancouver, BC | Plumbing Permit | Residential | New | Completed | Residential - plumbing >BP: To construct a two-storey two-family dwelling with one secondary suites located in the basement, with a detached accessory building (garage) at the rear providing 2 parking spaces, having vehicular access from the lane. Note: This is a 2 storey building pursuant to the Zoning and Development By-Law 1. No strata titling permitted. 2. No A/C units proposed. 3. Bar sinks proposed in main floor. 4. Schedule B: Jason Hui, P.Eng. (778-319-3403) Structural & Geotechnical 5. HPO: Best in Van Homes Ltd. | Easyway Plumbing & Heating Ltd
SP-2023-01131 | 2023-06-27 | 6530 KNIGHT STREET, Vancouver, BC | Sprinkler Permit | Residential | New | Completed | Residential - new sprinkler installation >BP: To construct a two-storey two-family dwelling with one secondary suites located in the basement, with a detached accessory building (garage) at the rear providing 2 parking spaces, having vehicular access from the lane. Note: This is a 2 storey building pursuant to the Zoning and Development By-Law 1. No strata titling permitted. 2. No A/C units proposed. 3. Bar sinks proposed in main floor. 4. Schedule B: Jason Hui, P.Eng. (778-319-3403) Structural & Geotechnical 5. HPO: Best in Van Homes Ltd. | Real Tech Fire Protection Ltd
GP-2023-01977 | 2023-07-04 | 6530 KNIGHT STREET, Vancouver, BC | Gas Permit | Residential | New | Completed | Residential - 2 Range, 2 Boiler & 1 BBQ Gas piping >BP: To construct a two-storey two-family dwelling with one secondary suite | Easyway Plumbing & Heating Ltd
PP-2022-04213 | 2022-11-23 | 6530 KNIGHT STREET, Vancouver, BC | Plumbing Permit | Residential | New | Issued | Residential - Sump | Canadian Excavating Ltd
PP-2022-04226 | 2022-11-23 | 6550 KNIGHT STREET, Vancouver, BC | Plumbing Permit | Residential | New | Issued | Residential - Two Sump No Pump | Canadian Excavating Ltd
GP-2023-01976 | 2023-07-04 | 6550 KNIGHT STREET, Vancouver, BC | Gas Permit | Residential | New | Completed | Residential - 2 Range, 2 Boiler & 1 BBQ gas piping >BP: To construct a two-storey two-family dwelling with one secondary suite | Easyway Plumbing & Heating Ltd
SP-2023-01132 | 2023-06-27 | 6550 KNIGHT STREET, Vancouver, BC | Sprinkler Permit | Residential | New | Completed | Residential - new sprinkler installation >BP: To construct a two-storey two-family dwelling with one secondary suites located in the basement, with a detached accessory building (garage) at the rear providing 2 parking spaces, having vehicular access from the lane. Note: This is a 2 storey building pursuant to the Zoning and Development By-Law 1. No strata titling permitted. 2. No A/C units proposed. 3. Bar sinks proposed in main floor. 4. Schedule B: Jason Hui, P.Eng. (778-319-3403) Structural & Geotechnical 5. HPO: Best in Van Homes Ltd. | Real Tech Fire Protection Ltd
PP-2023-01686 | 2023-05-12 | 6550 KNIGHT STREET, Vancouver, BC | Plumbing Permit | Residential | New | Completed | Residential - plumbing >BP: To construct a two-storey two-family dwelling with one secondary suites located in the basement, with a detached accessory building (garage) at the rear providing 2 parking spaces, having vehicular access from the lane. Note: This is a 2 storey building pursuant to the Zoning and Development By-Law 1. No strata titling permitted. 2. No A/C units proposed. 3. Bar sinks proposed in main floor. 4. Schedule B: Jason Hui, P.Eng. (778-319-3403) Structural & Geotechnical 5. HPO: Best in Van Homes Ltd. | Easyway Plumbing & Heating Ltd
MP-2023-00916 | 2023-05-24 | 6550 KNIGHT STREET, Vancouver, BC | Mechanical Permit | NULL | NULL | Completed | NULL | Easyway Plumbing & Heating Ltd
EP-2023-05142 | 2023-06-22 | 6550 KNIGHT STREET, Vancouver, BC | Electrical Permit | Residential | New | Completed | Installation / Repair - Residential - Duplex house 200 amp service connection , 125 amp goes in each unit *An approved mechanical permit is required for the installation of air conditioning or heat pump unit at the time of installation before an electrical inspection will be performed >BP: To construct a two-storey two-family dwelling with one secondary suites located in the basement, with a detached accessory building (garage) at the rear providing 2 parking spaces, having vehicular access from the lane. Note: This is a 2 storey building pursuant to the Zoning and Development By-Law 1. No strata titling permitted. 2. No A/C units proposed. 3. Bar sinks proposed in main floor. 4. Schedule B: Jason Hui, P.Eng. (778-319-3403) Structural & Geotechnical 5. HPO: Best in Van Homes Ltd. ******THIS PERMIT HAS BEEN ISSUED UNDER THE REQUIREMENTS OF VBBL #12511 (2019)****** Combustible projections or roof soffits on an exposing building face shall not project to less than .45m from the property line and shall be in compliance with VBBL 2019 9.10.15.5.(9) The entire building, to be sprinklered to 2 x NFPA 13D. | AECOM ELECTRIC LTD
EP-2023-02039 | 2023-03-13 | 2133 NAPIER STREET, Vancouver, BC | Electrical Permit | Residential | New | Issued | Installation / Repair - Residential - Complete wiring of new build infill house >BP: To construct a new two-storey INFILL building containing one-family dwelling ($228,000) at the rear of the site and to stratify the lot. ****Reviewed under the provisions of VBBL 2019**** Refer to DP-2019-00846 for related Development Permit Sprinklered to NFPA 13D | Infield Electrical Systems Inc
PP-2023-00648 | 2023-02-23 | 2133 NAPIER STREET, Vancouver, BC | Plumbing Permit | Residential | New | Issued | Residential - INFILL - 1FD - New Construction Home. >BP: To construct a new two-storey INFILL building containing one-family dwelling at the rear of the site and to stratify the lot. Sprinklered to NFPA 13D | Pacific Peak to Peak Plumbing & Heating Ltd
PP-2023-03933 | 2023-11-07 | 3816 W 35TH AVENUE #3, Vancouver, BC V6N 2N9 | Plumbing Permit | Residential | New | Issued | Residential - LWH - #3 - install new plumbing system for laneway house >DB: To construct a 2 storey laneway house building with an attached garage and 1 open parking pad, providing a total of 2 parking spaces, having vehicular access from the 20' Lane. Note: This is a 1 ½ storey building pursuant to the Zoning & Development By-law. 1. Covenant registered at the Land Title Office under CA8181872 2. No Strata Titling permitted 3. No A/C Unit proposed 4. Entire building to be sprinklered 13R **THIS PERMIT HAS BEEN ISSUED UNDER THE REQUIREMENTS OF VBBL #12511 (2019) ** | Top Star Plumbing & Heating Ltd.
EP-2022-08508 | 2022-10-14 | 3816 W 35TH AVENUE #3, Vancouver, BC V6N 2N9 | Electrical Permit | Residential | New | Issued | Installation / Repair - Residential - complete electrical work in LWH on 3816 W 35th Ave >Permit Amendment Dec 15, 2023 -"update the load calculation" *Document(s) uploaded to "Application Documents" tab for Electrical Inspector review. Documents are at pending status at time of permit amendment approval >Permit Amendment Aug 18, 2023 Due to heating and cooling device change. We need more ampere in this system. So we need: 1. 400A single phase service entrance 2. Triple meter base(200A x 3) locate at outside of LWH (1) one meter for LWH (2) one meter for HVAC devices (3) one meter for house 3.Attached the new electrical load calculation *Document(s) uploaded to "Application Documents" tab for Electrical Inspector review/ acceptance >BP: To construct a 2 storey laneway house building ($225,000) with an attached garage and 1 open parking pad, providing a total of 2 parking spaces, having vehicular access from the 20' Lane. Note: This is a 1 ½ storey building pursuant to the Zoning & Development By-law. 1. Covenant registered at the Land Title Office under CA8181872 2. No Strata Titling permitted 3. No A/C Unit proposed 4. Entire building to be sprinklered 13R 5. Schedule B: (Zhi Yi You) P.Eng (778.302.2155) Structural 6. Schedule B: (Zhi Yi You) P.Eng (778.302.2155) Geotechnical 7. HPO: Residential Builder- Platinum Seal Project Canada Inc. | GLBC ELECTRICAL CONTRACTORS LTD
GP-2022-01856 | NULL | 443 E 44TH AVENUE, Vancouver, BC | Gas Permit | Residential | New | Cancelled | Residential - Main house fireplace | Canadian Fireplace Ltd
EP-2022-07378 | 2022-09-02 | 2655 WALLACE STREET, Vancouver, BC | Electrical Permit | Residential | New | Completed | Installation / Repair - Residential - New house wiring and installation >BP: To construct a 2 storey laneway house building ($250,000) with an attached garage and 1 open parking pad, providing a total of 2 parking spaces, having vehicular access from the 20' Lane. Note: This is a 1 ½ storey building pursuant to the Zoning & Development By-law. 1. Covenant not required with existing house 2. No Strata Titling permitted 3. No A/C Unit proposed 6. Schedule B: Clinton Yiu P.Eng (604.255.7670) Structural 7. Schedule B: P.K.L. Fong P.Eng (604.837.3205) Geotechnical 8. HPO: Residential Builder- BML Management Inc. >>>>>>>>>> Amend: Oct. 19th -Please amend services details on lane way house to 200Amp. Thanks. | Fortune Link Electrical Ltd
EP-2022-09347 | 2022-11-03 | 2655 WALLACE STREET, Vancouver, BC | Electrical Permit | Residential | New | Completed | Installation / Repair - Residential - Rough in and plating of security, tv, telephone. | Tuong Su
SP-2022-01982 | 2022-11-28 | 2655 WALLACE STREET, Vancouver, BC | Sprinkler Permit | Residential | New | Completed | Residential - To Install 10 sprinkler heads To construct a 2 storey laneway house building with an attached garage and 1 open parking pad, providing a total of 2 parking spaces, having vehicular access from the 20' Lane. Note: This is a 1 ½ storey building pursuant to the Zoning & Development By-law. 1. Covenant not required with existing house 2. No Strata Titling permitted 3. No A/C Unit proposed 6. Schedule B: Clinton Yiu P.Eng (604.255.7670) Structural 7. Schedule B: P.K.L. Fong P.Eng (604.837.3205) Geotechnical 8. HPO: Residential Builder- BML Management Inc. | General Sprinkler Systems Ltd
GP-2022-00949 | 2022-03-30 | 2655 WALLACE STREET, Vancouver, BC | Gas Permit | Residential | New | Completed | Residential - Gas fitting works at 2655 Wallace St. >BP: To construct a 2 storey laneway house building ($250,000) with an attached garage and 1 open parking pad, providing a total of 2 parking spaces, having vehicular access from the 20' Lane. Note: This is a 1 ½ storey building pursuant to the Zoning & Development By-law. 1. Covenant not required with existing house 2. No Strata Titling permitted 3. No A/C Unit proposed 6. Schedule B: Clinton Yiu P.Eng (604.255.7670) Structural 7. Schedule B: P.K.L. Fong P.Eng (604.837.3205) Geotechnical 8. HPO: Residential Builder- BML Management Inc. NOTE: To achieve the required FSR. A floor space exclusion of 3% has been applied to this application as per section 11.24.18 of the district schedule, to accommodate improved building performance. Address Information: Principle Dwelling: 2675 Wallace St Laneway home: 2655 Wallace St Address has been assigned per the approved plans as the fire/emergency access to the laneway house is from the East side. This access must be provided & maintained at 20' Lane at all times in accordance with the Building By-law. NOTE: Information regarding the principal building on the survey and site plan is for reference only. Any discrepancy between information regarding the principal building on the survey and/or site plan and approved permit drawings for the principal building are neither approved nor authorized under this laneway house permit. *NEW HOUSE* Note: See DB-2021-06247 for Bldg 1 on site (principal bldg) addressed 2657 Wallace St **THIS PERMIT HAS BEEN ISSUED UNDER THE REQUIREMENTS OF VBBL #12511 (2019) ** | Ang Chen
PP-2022-01030 | 2022-03-30 | 2655 WALLACE STREET, Vancouver, BC | Plumbing Permit | Residential | New | Completed | Residential - LWH - Plumbing works To construct a 2 storey laneway house building with an attached garage and 1 open parking pad, providing a total of 2 parking spaces, having vehicular access from the 20' Lane. Note: This is a 1 ½ storey building pursuant to the Zoning & Development By-law. 1. Covenant not required with existing house 2. No Strata Titling permitted 3. No A/C Unit proposed | Ang Chen
PP-2022-01073 | 2022-03-30 | 2426 E 45TH AVENUE #3, Vancouver, BC V5R 3B5 | Plumbing Permit | Residential | New | Issued | Residential - One out side sump with out pump for lwh | JVT EXCAVATING & DEMOLITION LTD
EP-2022-03272 | 2022-04-26 | 2426 E 45TH AVENUE #3, Vancouver, BC V5R 3B5 | Electrical Permit | Residential | New | Completed | Installation / Repair - Residential - New LWH. 200A Main service. 2 Meters. 100A Main breaker for new LWH. 150A Main breaker for existing main house. >BP: To construct a 2 storey laneway house building ($180,902.50) with an open parking pad, providing 1 parking space, having vehicular access from the lane. Note: This is a 1 ½ storey building pursuant to the Zoning & Development By-law Note: Bldg 1 (principal bldg) addressed #1-2426 E 45th Av - Principal Dwelling retained on site. 1. No A/C unit proposed 2. Schedule B: Jason Hui P.Eng (778-319-3403) Structural & Geotechnical 3. HPO: Residential Builder- Home vitality Solution 41500 4. Entire Building to have NFPA 13-D BUILDING 2 #3-2426 E 45th Av - Laneway House (1.5 storey) Address and suite number assigned as per approved plans for Fire and Emergency response. The address number is to be posted to the building to be visible from the street and the suite number is to be posted at the suite entry in accordance with the Building By-law prior to final inspection. Note: As a result of the addition of a laneway house, the main house / principal dwelling will be assigned a suite number and the site will be as follows: #1-2426 E 45th Av - Principal Dwelling ****ALL PROJECT COORINATOR NOTES HAS BEEN ACCEPTED BY THE APPLICANT**** ******THIS PERMIT HAS BEEN ISSUED UNDER THE REQUIREMENTS OF VBBL #12511 (2019)****** | Oscar Electric Ltd
SP-2022-01725 | 2022-10-20 | 2426 E 45TH AVENUE #3, Vancouver, BC V5R 3B5 | Sprinkler Permit | Residential | New | Issued | Residential - LWH - #3 - new sprinkler for laneway house by NFPA13D To construct a 2 storey laneway house building with an open parking pad, providing 1 parking space, having vehicular access from the lane. Note: This is a 1 ½ storey building pursuant to the Zoning & Development By-law Note: Bldg 1 (principal bldg) addressed #1-2426 E 45th Av - Principal Dwelling retained on site. 1. No A/C unit proposed 4. Entire Building to have NFPA 13-D | Spectrum Fire Protection Ltd
MP-2022-00209 | 2022-09-12 | 2426 E 45TH AVENUE #3, Vancouver, BC V5R 3B5 | Mechanical Permit | NULL | NULL | Issued | NULL | Lucky Five Eight Plumbing & Heating Ltd
PP-2022-02725 | 2022-08-08 | 2426 E 45TH AVENUE #3, Vancouver, BC V5R 3B5 | Plumbing Permit | Residential | New | Issued | Residential - construct new residential house plumbing work >BP: To construct a 2 storey laneway house building ($180,902.50) with an open parking pad, providing 1 parking space, having vehicular access from the lane. Note: This is a 1 ½ storey building pursuant to the Zoning & Development By-law Note: Bldg 1 (principal bldg) addressed #1-2426 E 45th Av - Principal Dwelling retained on site. 1. No A/C unit proposed 2. Schedule B: Jason Hui P.Eng (778-319-3403) Structural & Geotechnical 3. HPO: Residential Builder- Home vitality Solution 41500 4. Entire Building to have NFPA 13-D Note: As a result of the addition of a laneway house, the main house / principal dwelling will be assigned a suite number and the site will be as follows: #1-2426 E 45th Av - Principal Dwelling ****ALL PROJECT COORINATOR NOTES HAS BEEN ACCEPTED BY THE APPLICANT**** ******THIS PERMIT HAS BEEN ISSUED UNDER THE REQUIREMENTS OF VBBL #12511 (2019)****** | Lucky Five Eight Plumbing & Heating Ltd
GP-2022-02307 | 2022-08-08 | 2426 E 45TH AVENUE #3, Vancouver, BC V5R 3B5 | Gas Permit | Residential | New | Issued | Residential - contruct new laneway house- gas works >BP: To construct a 2 storey laneway house building ($180,902.50) with an open parking pad, providing 1 parking space, having vehicular access from the lane. Note: This is a 1 ½ storey building pursuant to the Zoning & Development By-law Note: Bldg 1 (principal bldg) addressed #1-2426 E 45th Av - Principal Dwelling retained on site. 1. No A/C unit proposed 2. Schedule B: Jason Hui P.Eng (778-319-3403) Structural & Geotechnical 3. HPO: Residential Builder- Home vitality Solution 41500 4. Entire Building to have NFPA 13-D Note: As a result of the addition of a laneway house, the main house / principal dwelling will be assigned a suite number and the site will be as follows: #1-2426 E 45th Av - Principal Dwelling ****ALL PROJECT COORINATOR NOTES HAS BEEN ACCEPTED BY THE APPLICANT**** ******THIS PERMIT HAS BEEN ISSUED UNDER THE REQUIREMENTS OF VBBL #12511 (2019)****** | Lucky Five Eight Plumbing & Heating Ltd
EP-2023-00938 | 2023-02-03 | 2426 E 45TH AVENUE #3, Vancouver, BC V5R 3B5 | Electrical Permit | Residential | New | Completed | Installation / Repair - Residential - low voltage for alarm, data, tv and cctv >BP: To construct a 2 storey laneway house building ($180,902.50) with an open parking pad, providing 1 parking space, having vehicular access from the lane. Note: This is a 1 ½ storey building pursuant to the Zoning & Development By-law Note: Bldg 1 (principal bldg) addressed #1-2426 E 45th Av - Principal Dwelling retained on site. 1. No A/C unit proposed 2. Schedule B: Jason Hui P.Eng (778-319-3403) Structural & Geotechnical 3. HPO: Residential Builder- Home vitality Solution 41500 4. Entire Building to have NFPA 13-D Note: As a result of the addition of a laneway house, the main house / principal dwelling will be assigned a suite number and the site will be as follows: #1-2426 E 45th Av - Principal Dwelling ****ALL PROJECT COORINATOR NOTES HAS BEEN ACCEPTED BY THE APPLICANT**** ******THIS PERMIT HAS BEEN ISSUED UNDER THE REQUIREMENTS OF VBBL #12511 (2019)****** | Casbal Services Ltd
EP-2022-09279 | 2022-11-16 | 2077 E 6TH AVENUE, Vancouver, BC V5N 1P8 | Electrical Permit | Residential | Addition | Completed | Installation / Repair - Residential - Install a Level 2 EV charger (5760W) in detached garage. | Nulight Electric Ltd.
EP-2022-05213 | 2022-06-20 | 6893 RALEIGH STREET #3, Vancouver, BC V5S 2X2 | Electrical Permit | Residential | New | Completed | Installation / Repair - Residential - rough wirng of low voltage wiring of security alarm, tv,tel and completion of security alarm >BP: To construct a 2 storey laneway house building ($225,000) with an attached garage and 1 open parking pad, providing a total of 2 parking spaces, having vehicular access from the 20' Lane. Note: This is a 1 ½ storey building pursuant to the Zoning & Development By-law. 1. Covenant not required with existing house 2. No Strata Titling permitted 3. No A/C Unit proposed 4. Schedule B: (Jason Hui) P.Eng (778.319.3403) Structural 5. Schedule B: (Jason Hui) P.Eng (778.319.3403) Geotechnical 6. HPO: Residential Builder- Kennix Development Ltd. NOTE: To achieve the required FSR. A floor space exclusion of 3% has been applied to this application as per section 11.24.18 of the district schedule, to accommodate improved building performance. Address Information: Principle Dwelling: #1-6893 Raleigh St Laneway home: #3-6893 Raleigh St Address and suite number assigned as per approved plans for Fire and Emergency response. The address number is to be posted to the building to be visible from the street and the suite number is to be posted at the suite entry in accordance with the Building By-law prior to final inspection. NOTE: Information regarding the principal building on the survey and site plan is for reference only. Any discrepancy between information regarding the principal building on the survey and/or site plan and approved permit drawings for the principal building are neither approved nor authorized under this laneway house permit. *EXISTING HOUSE* Note: Bldg 1 (principal bldg) addressed #1-6893 Raleigh St retained on site. **THIS PERMIT HAS BEEN ISSUED UNDER THE REQUIREMENTS OF VBBL #12511 (2019) ** | Supersonic Security System Inc.
EP-2022-05211 | 2022-06-21 | 6893 RALEIGH STREET #3, Vancouver, BC V5S 2X2 | Electrical Permit | Residential | New | Completed | Installation / Repair - Residential - Complete prewiring and finishing for new Laneway house. Main service-200 amp House meter-100 amp Laneway meter-100 amp >BP: To construct a 2 storey laneway house building ($225,000) with an attached garage and 1 open parking pad, providing a total of 2 parking spaces, having vehicular access from the 20' Lane. Note: This is a 1 ½ storey building pursuant to the Zoning & Development By-law. 1. Covenant not required with existing house 2. No Strata Titling permitted 3. No A/C Unit proposed 4. Schedule B: (Jason Hui) P.Eng (778.319.3403) Structural 5. Schedule B: (Jason Hui) P.Eng (778.319.3403) Geotechnical 6. HPO: Residential Builder- Kennix Development Ltd. NOTE: To achieve the required FSR. A floor space exclusion of 3% has been applied to this application as per section 11.24.18 of the district schedule, to accommodate improved building performance. Address Information: Principle Dwelling: #1-6893 Raleigh St Laneway home: #3-6893 Raleigh St Address and suite number assigned as per approved plans for Fire and Emergency response. The address number is to be posted to the building to be visible from the street and the suite number is to be posted at the suite entry in accordance with the Building By-law prior to final inspection. NOTE: Information regarding the principal building on the survey and site plan is for reference only. Any discrepancy between information regarding the principal building on the survey and/or site plan and approved permit drawings for the principal building are neither approved nor authorized under this laneway house permit. *EXISTING HOUSE* Note: Bldg 1 (principal bldg) addressed #1-6893 Raleigh St retained on site. **THIS PERMIT HAS BEEN ISSUED UNDER THE REQUIREMENTS OF VBBL #12511 (2019) ** | SUNSTONE ELECTRIC LTD
GP-2022-01936 | 2022-06-28 | 6893 RALEIGH STREET #3, Vancouver, BC V5S 2X2 | Gas Permit | Residential | New | Completed | Residential - To install boiler >To construct a 2 storey laneway house building ($225,000) with an attached garage and 1 open parking pad, providing a total of 2 parking spaces, having vehicular access from the 20' Lane. Note: This is a 1 ½ storey building pursuant to the Zoning & Development By-law. 1. Covenant not required with existing house 2. No Strata Titling permitted 3. No A/C Unit proposed 4. Schedule B: (Jason Hui) P.Eng (778.319.3403) Structural 5. Schedule B: (Jason Hui) P.Eng (778.319.3403) Geotechnical 6. HPO: Residential Builder- Kennix Development Ltd. NOTE: To achieve the required FSR. A floor space exclusion of 3% has been applied to this application as per section 11.24.18 of the district schedule, to accommodate improved building performance. Address Information: Principle Dwelling: #1-6893 Raleigh St Laneway home: #3-6893 Raleigh St Address and suite number assigned as per approved plans for Fire and Emergency response. The address number is to be posted to the building to be visible from the street and the suite number is to be posted at the suite entry in accordance with the Building By-law prior to final inspection. NOTE: Information regarding the principal building on the survey and site plan is for reference only. Any discrepancy between information regarding the principal building on the survey and/or site plan and approved permit drawings for the principal building are neither approved nor authorized under this laneway house permit. *EXISTING HOUSE* Note: Bldg 1 (principal bldg) addressed #1-6893 Raleigh St retained on site. **THIS PERMIT HAS BEEN ISSUED UNDER THE REQUIREMENTS OF VBBL #12511 (2019) ** | JOT MECHANICAL LTD
PP-2022-03416 | 2022-09-27 | 6893 RALEIGH STREET #3, Vancouver, BC V5S 2X2 | Plumbing Permit | Residential | New | Completed | Residential - piping only | Bhullar Excavating and Demolition
PP-2022-01399 | 2022-04-26 | 6893 RALEIGH STREET #3, Vancouver, BC V5S 2X2 | Plumbing Permit | Residential | New | Completed | Residential - Plumbing permit for new Lanway house To construct a 2 storey laneway house building ($225,000) with an attached garage and 1 open parking pad, providing a total of 2 parking spaces, having vehicular access from the 20' Lane. Note: This is a 1 ½ storey building pursuant to the Zoning & Development By-law. 1. Covenant not required with existing house 2. No Strata Titling permitted 3. No A/C Unit proposed 4. Schedule B: (Jason Hui) P.Eng (778.319.3403) Structural 5. Schedule B: (Jason Hui) P.Eng (778.319.3403) Geotechnical 6. HPO: Residential Builder- Kennix Development Ltd. | Rain Coast Plumbing & Heating Ltd
SP-2022-00944 | 2022-06-13 | 6893 RALEIGH STREET #3, Vancouver, BC V5S 2X2 | Sprinkler Permit | Residential | New | Completed | Residential - New sprinkler installation To construct a 2 storey laneway house building with an attached garage and 1 open parking pad, providing a total of 2 parking spaces, having vehicular access from the 20' Lane. Note: This is a 1 ½ storey building pursuant to the Zoning & Development By-law. 1. Covenant not required with existing house 2. No Strata Titling permitted 3. No A/C Unit proposed 4. Schedule B: (Jason Hui) P.Eng (778.319.3403) Structural 5. Schedule B: (Jason Hui) P.Eng (778.319.3403) Geotechnical 6. HPO: Residential Builder- Kennix Development Ltd. | Real Tech Fire Protection Ltd
PP-2022-00609 | 2022-02-23 | 4535 GLADSTONE STREET #3, Vancouver, BC V5N 5A1 | Plumbing Permit | Residential | New | Completed | Residential - LWH - #3 - ABS roughing & water piping To construct a 2 storey laneway house building with 1 open parking pad, providing a total of 1 parking spaces, having vehicular access from the 20' Lane. Note: This is a 1 ½ storey building pursuant to the Zoning & Development By-law. 1. Covenant not required with existing house 2. No Strata Titling permitted 3. No A/C Unit proposed | Morteza Shahrvand
EP-2022-07471 | 2022-09-07 | 4535 GLADSTONE STREET #3, Vancouver, BC V5N 5A1 | Electrical Permit | Residential | New | Completed | Installation / Repair - Residential - LWH - #3 - 200 amp main service 150 amp for house amd 100 amp for lwh >DB: To construct a 2 storey laneway house building ($181,250) with 1 open parking pad, providing a total of 1 parking spaces, having vehicular access from the 20' Lane. Note: This is a 1 ½ storey building pursuant to the Zoning & Development By-law. 1. Covenant not required with existing house 2. No Strata Titling permitted 3. No A/C Unit proposed | H.L. ELECTRICAL LTD
EP-2022-07068 | 2022-08-23 | 4535 GLADSTONE STREET #3, Vancouver, BC V5N 5A1 | Electrical Permit | Residential | New | Completed | Installation / Repair - Residential - Extra Low Voltage.Data/Voice/TV Cable,Alarm Prewire,Door Bell >BP: To construct a 2 storey laneway house building ($181,250) with 1 open parking pad, providing a total of 1 parking spaces, having vehicular access from the 20' Lane. Note: This is a 1 ½ storey building pursuant to the Zoning & Development By-law. 1. Covenant not required with existing house 2. No Strata Titling permitted 3. No A/C Unit proposed 4. Schedule B: (Alan Prahalad) P.Eng (604.831.1431) Structural 5. Schedule B: (Alan Prahalad) P.Eng (604.831.1431) Geotechnical 6. HPO: Residential Builder- Cyanic Developments Inc | SECUTECH DEVELOPMENT LTD.
SP-2022-01708 | 2022-10-17 | 4535 GLADSTONE STREET #3, Vancouver, BC V5N 5A1 | Sprinkler Permit | Residential | New | Completed | Residential - To Install 11 sprinkler heads >To construct a 2 storey laneway house building ($181,250) with 1 open parking pad, providing a total of 1 parking spaces, having vehicular access from the 20' Lane. Note: This is a 1 ½ storey building pursuant to the Zoning & Development By-law. 1. Covenant not required with existing house 2. No Strata Titling permitted 3. No A/C Unit proposed 4. Schedule B: (Alan Prahalad) P.Eng (604.831.1431) Structural 5. Schedule B: (Alan Prahalad) P.Eng (604.831.1431) Geotechnical 6. HPO: Residential Builder- Cyanic Developments Inc NOTE: To achieve the required FSR. A floor space exclusion of 3% has been applied to this application as per section 11.24.18 of the district schedule, to accommodate improved building performance. Address Information: Principle Dwelling: #1-4535 Gladstone St Laneway home: #3-4535 Gladstone St Address and suite number assigned as per approved plans for Fire and Emergency response. The address number is to be posted to the building to be visible from the street and the suite number is to be posted at the suite entry in accordance with the Building By-law prior to final inspection. NOTE: Information regarding the principal building on the survey and site plan is for reference only. Any discrepancy between information regarding the principal building on the survey and/or site plan and approved permit drawings for the principal building are neither approved nor authorized under this laneway house permit. *EXISTING HOUSE* Note: Bldg 1 (principal bldg) addressed #1-4535 Gladstone St retained on site. **THIS PERMIT HAS BEEN ISSUED UNDER THE REQUIREMENTS OF VBBL #12511 (2019) ** | General Sprinkler Systems Ltd
EP-2023-00032 | NULL | 2868 E 49TH AVENUE, Vancouver, BC | Electrical Permit | Residential | New | Withdrawn | Installation / Repair - Residential - Alarm finish | SHS Alarm BC Ltd
NULL | NULL | 2868 E 49TH AVENUE, Vancouver, BC | Electrical Permit | Residential | New | Draft | Installation / Repair - Residential - complete alarm | SHS Alarm BC Ltd
PP-2022-03383 | 2022-09-22 | 7385 DUMFRIES STREET, Vancouver, BC V5P 4W5 | Plumbing Permit | Residential | New | Completed | Residential - Sump | H R DEMOLITION LTD
EP-2022-03894 | 2022-05-11 | 7385 DUMFRIES STREET, Vancouver, BC V5P 4W5 | Electrical Permit | Residential | New | Completed | Installation / Repair - Residential - New construction laneway Upgrade existing service to 200A duplex meter base (Main consumer'sservice) 125A - Laneway main switch 100A - Main house switch Electric heating Electrical rough-wire and finishing Underground tek Electrical low voltage rough-wire only EVSE >BP: To construct a 2 storey laneway house building ($146,960) with 1 open parking pad, providing a total of 1 parking spaces, having vehicular access from the 20' Lane. Note: This is a 1 ½ storey building pursuant to the Zoning & Development By-law. 1. Covenant not required with existing house 2. No Strata Titling permitted 3. No A/C Unit proposed 4. Schedule B: (Md. Shahidul Alam) P.Eng (604.653.7475) Structural 5. Schedule B: (Md. Shahidul Alam) P.Eng (604.653.7475) Geotechnical 6. HPO: Residential Builder- Metro-City Projects Inc 7. NOTE: To achieve the required FSR. A floor space exclusion of 3% has been applied to this application as per section 11.24.18 of the district schedule, to accommodate improved building performance. Address Information: Principle Dwelling: 7383 DUMFRIES ST Laneway home: 7385 DUMFRIES ST Address number assigned as per approved plans for Fire and Emergency response. The address number is to be posted and to the building and to be visible from the street in accordance with the Building By-law prior to final inspection. NOTE: Information regarding the principal building on the survey and site plan is for reference only. Any discrepancy between information regarding the principal building on the survey and/or site plan and approved permit drawings for the principal building are neither approved nor authorized under this laneway house permit. Amend: Jan 19, 2023 Main House Switch to be 125 A | AMTEK Electric Ltd
SP-2022-00723 | 2022-05-09 | 7385 DUMFRIES STREET, Vancouver, BC V5P 4W5 | Sprinkler Permit | Residential | New | Completed | Residential - Install sprinklers in lwh To construct a 2 storey laneway house building with 1 open parking pad, providing a total of 1 parking spaces, having vehicular access from the 20' Lane. Note: This is a 1 ½ storey building pursuant to the Zoning & Development By-law. 1. Covenant not required with existing house 2. No Strata Titling permitted 3. No A/C Unit proposed 4. Schedule B: (Md. Shahidul Alam) P.Eng (604.653.7475) Structural 5. Schedule B: (Md. Shahidul Alam) P.Eng (604.653.7475) Geotechnical 6. HPO: Residential Builder- Metro-City Projects Inc | Gold Key Fire Protection Ltd
EP-2022-03571 | 2022-05-11 | 578 E 27TH AVENUE #3, Vancouver, BC V5V 2K6 | Electrical Permit | Residential | New | Completed | Installation / Repair - Residential - Wiring and service for new laneway house. >BP: To construct a 2 storey laneway house building ($224,790.00) with an attached garage and 1 open parking pad, providing a total of 2 parking spaces, having vehicular access from the 20' Lane. Note: This is a 1 ½ storey building pursuant to the Zoning & Development By-law. 1. Covenant registered at the Land Title Office under CA9378744 2. No Strata Titling permitted 3. No A/C Unit proposed 4. Schedule B: (ALAN PRAHALAD) P.Eng (604-831-1431) Structural & Geotechnical. 5. HPO: Residential Builder- (INDRA CONSTRUCTION LTD) NOTE: To achieve the required FSR. A floor space exclusion of 3% has been applied to this application as per section 11.24.18 of the district schedule, to accommodate improved building performance. NOTE: Information regarding the principal building on the survey and site plan is for reference only. Any discrepancy between information regarding the principal building on the survey and/or site plan and approved permit drawings for the principal building are neither approved nor authorized under this laneway house permit. *NEW HOUSE* Note: See DB-2021-04801 for Bldg 1 on site (principal bldg) addressed #1-578 E 27th AV. **THIS PERMIT HAS BEEN ISSUED UNDER THE REQUIREMENTS OF VBBL #12511 (2019) ** | G.S.G. Electric Ltd.
PP-2022-01543 | 2022-05-05 | 578 E 27TH AVENUE #3, Vancouver, BC V5V 2K6 | Plumbing Permit | Residential | New | Completed | Residential - ABS roughing & underground water piping >To construct a 2 storey laneway house building ($224,790.00) with an attached garage and 1 open parking pad, providing a total of 2 parking spaces, having vehicular access from the 20' Lane. | Morteza Shahrvand
SP-2022-00928 | 2022-06-08 | 578 E 27TH AVENUE #3, Vancouver, BC V5V 2K6 | Sprinkler Permit | Residential | New | Completed | Residential - To Install 15 sprinkler heads To construct a 2 storey laneway house building with an attached garage and 1 open parking pad, providing a total of 2 parking spaces, having vehicular access from the 20' Lane. Note: This is a 1 ½ storey building pursuant to the Zoning & Development By-law. 1. Covenant registered at the Land Title Office under CA9378744 2. No Strata Titling permitted 3. No A/C Unit proposed 4. Schedule B: (ALAN PRAHALAD) P.Eng (604-831-1431) Structural & Geotechnical. 5. HPO: Residential Builder- (INDRA CONSTRUCTION LTD) | General Sprinkler Systems Ltd
EP-2022-04424 | 2022-05-27 | 578 E 27TH AVENUE #3, Vancouver, BC V5V 2K6 | Electrical Permit | Residential | New | Completed | Installation / Repair - Residential - Extra Low Voltage prewire and finishing >BP: To construct a 2 storey laneway house building ($224,790.00) with an attached garage and 1 open parking pad, providing a total of 2 parking spaces, having vehicular access from the 20' Lane. Note: This is a 1 ½ storey building pursuant to the Zoning & Development By-law. 1. Covenant registered at the Land Title Office under CA9378744 2. No Strata Titling permitted 3. No A/C Unit proposed 4. Schedule B: (ALAN PRAHALAD) P.Eng (604-831-1431) Structural & Geotechnical. 5. HPO: Residential Builder- (INDRA CONSTRUCTION LTD) NOTE: To achieve the required FSR. A floor space exclusion of 3% has been applied to this application as per section 11.24.18 of the district schedule, to accommodate improved building performance. NOTE: Information regarding the principal building on the survey and site plan is for reference only. Any discrepancy between information regarding the principal building on the survey and/or site plan and approved permit drawings for the principal building are neither approved nor authorized under this laneway house permit. *NEW HOUSE* Note: See DB-2021-04801 for Bldg 1 on site (principal bldg) addressed #1-578 E 27th AV. **THIS PERMIT HAS BEEN ISSUED UNDER THE REQUIREMENTS OF VBBL #12511 (2019) ** Amend: Nov 30, 2022 amendments to this application as job scope for lighting automation. Increase the job value to $ 6000 in total. | Karma Communications Ltd.
EP-2022-04423 | 2022-06-09 | 89 W 60TH AVENUE #3, Vancouver, BC V5X 1Z3 | Electrical Permit | Residential | New | Completed | Installation / Repair - Residential - Laneway house >BP: To construct a 2 storey laneway house building ($199,500) with an attached garage and 1 open parking pad, providing a total of 3 parking spaces, having vehicular access from the 20' Lane. Note: This is a 1 ½ storey building pursuant to the Zoning & Development By-law. 1. Covenant registered at the Land Title Office under CA9503450 2. No Strata Titling permitted 3. No A/C Unit proposed 4. Schedule B: (S.N. Biswas) P.Eng (604.250.8666) Structural & Geotechnical 5. HPO: Residential Builder- Woodbine Builder Ltd NOTE: To achieve the required FSR. A floor space exclusion of 3% has been applied to this application as per section 11.24.18 of the district schedule, to accommodate improved building performance. Address Information: Principle Dwelling: #1-89 W 60th Av Secondary Suite: #2-89 W 60th Av Laneway home: #3-89 W 60th Av Address and suite number assigned as per approved plans for Fire and Emergency response. The address number is to be posted to the building to be visible from the street and the suite number is to be posted at the suite entry in accordance with the Building By-law prior to final inspection. NOTE: Information regarding the principal building on the survey and site plan is for reference only. Any discrepancy between information regarding the principal building on the survey and/or site plan and approved permit drawings for the principal building are neither approved nor authorized under this laneway house permit. *NEW HOUSE* Note: See DB-2021-03159 for Bldg 1 on site (principal bldg) #1-89 W 60th Av **THIS PERMIT HAS BEEN ISSUED UNDER THE REQUIREMENTS OF VBBL #12511 (2019) ** | ATOMIC ELECTRICAL SOLUTIONS LTD.
SP-2022-02115 | 2023-01-20 | 89 W 60TH AVENUE #3, Vancouver, BC V5X 1Z3 | Sprinkler Permit | Residential | New | Completed | Residential - new sprinkler system >BP: To construct a 2 storey laneway house building ($199,500) with an attached garage and 1 open parking pad, providing a total of 3 parking spaces, having vehicular access from the 20' Lane. Note: This is a 1 ½ storey building pursuant to the Zoning & Development By-law. 1. Covenant registered at the Land Title Office under CA9503450 2. No Strata Titling permitted 3. No A/C Unit proposed 4. Schedule B: (S.N. Biswas) P.Eng (604.250.8666) Structural & Geotechnical 5. HPO: Residential Builder- Woodbine Builder Ltd **THIS PERMIT HAS BEEN ISSUED UNDER THE REQUIREMENTS OF VBBL #12511 (2019) ** >>>>BP- revision: Revision #3: January 13th, 2022 - RM 1) Added inter-connecting 45 MIN. FRR door on the main floor from garage to living space; 2) The entire building including the attached garage (if applicable) changed to be sprinklered to NPFA 13D as per VBBL 3.2.5.12.(3)(d); 4) Structural plan provided for proposed changes. | Haven Fire Protection Ltd
PP-2022-03845 | 2022-10-26 | 89 W 60TH AVENUE #3, Vancouver, BC V5X 1Z3 | Plumbing Permit | Residential | New | Completed | Residential - DWV >To construct a 2 storey laneway house building ($199,500) with an attached garage and 1 open parking pad, providing a total of 3 parking spaces, having vehicular access from the 20' Lane. Note: This is a 1 ½ storey building pursuant to the Zoning & Development By-law. 1. Covenant registered at the Land Title Office under CA9503450 2. No Strata Titling permitted 3. No A/C Unit proposed 4. Schedule B: (S.N. Biswas) P.Eng (604.250.8666) Structural & Geotechnical 5. HPO: Residential Builder- Woodbine Builder Ltd NOTE: To achieve the required FSR. A floor space exclusion of 3% has been applied to this application as per section 11.24.18 of the district schedule, to accommodate improved building performance. Address Information: Principle Dwelling: #1-89 W 60th Av Secondary Suite: #2-89 W 60th Av Laneway home: #3-89 W 60th Av Address and suite number assigned as per approved plans for Fire and Emergency response. The address number is to be posted to the building to be visible from the street and the suite number is to be posted at the suite entry in accordance with the Building By-law prior to final inspection. NOTE: Information regarding the principal building on the survey and site plan is for reference only. Any discrepancy between information regarding the principal building on the survey and/or site plan and approved permit drawings for the principal building are neither approved nor authorized under this laneway house permit. *NEW HOUSE* Note: See DB-2021-03159 for Bldg 1 on site (principal bldg) #1-89 W 60th Av **THIS PERMIT HAS BEEN ISSUED UNDER THE REQUIREMENTS OF VBBL #12511 (2019) ** | FOCUS MECHANICAL LTD.
GP-2022-03289 | 2022-10-26 | 89 W 60TH AVENUE #3, Vancouver, BC V5X 1Z3 | Gas Permit | Residential | New | Completed | Residential - GAS PIPING ROUGH IN >To construct a 2 storey laneway house building ($199,500) with an attached garage and 1 open parking pad, providing a total of 3 parking spaces, having vehicular access from the 20' Lane. Note: This is a 1 ½ storey building pursuant to the Zoning & Development By-law. 1. Covenant registered at the Land Title Office under CA9503450 2. No Strata Titling permitted 3. No A/C Unit proposed 4. Schedule B: (S.N. Biswas) P.Eng (604.250.8666) Structural & Geotechnical 5. HPO: Residential Builder- Woodbine Builder Ltd NOTE: To achieve the required FSR. A floor space exclusion of 3% has been applied to this application as per section 11.24.18 of the district schedule, to accommodate improved building performance. Address Information: Principle Dwelling: #1-89 W 60th Av Secondary Suite: #2-89 W 60th Av Laneway home: #3-89 W 60th Av Address and suite number assigned as per approved plans for Fire and Emergency response. The address number is to be posted to the building to be visible from the street and the suite number is to be posted at the suite entry in accordance with the Building By-law prior to final inspection. NOTE: Information regarding the principal building on the survey and site plan is for reference only. Any discrepancy between information regarding the principal building on the survey and/or site plan and approved permit drawings for the principal building are neither approved nor authorized under this laneway house permit. *NEW HOUSE* Note: See DB-2021-03159 for Bldg 1 on site (principal bldg) #1-89 W 60th Av **THIS PERMIT HAS BEEN ISSUED UNDER THE REQUIREMENTS OF VBBL #12511 (2019) ** | FOCUS MECHANICAL LTD.
MP-2023-01875 | 2024-01-24 | 89 W 60TH AVENUE #3, Vancouver, BC V5X 1Z3 | Mechanical Permit | NULL | NULL | Completed | NULL | FOCUS MECHANICAL LTD.
SP-2022-01321 | 2022-08-17 | 3009 GRANT STREET #3, Vancouver, BC V5K 3H8 | Sprinkler Permit | Residential | New | Completed | Residential - Install sprinklers in lwh >To construct a 2 storey laneway house building ($202,867.50) with 1 open parking pad, providing a total of 1 parking spaces, having vehicular access from the 20' Lane. Note: This is a 1 ½ storey building pursuant to the Zoning & Development By-law. 1. Covenant not required with existing house 2. No Strata Titling permitted 3. No A/C Unit proposed 4. Schedule B: (Jason Hui) P.Eng (778.319.3403) Structural 5. Schedule B: (Jason Hui) P.Eng (778.319.3403) Geotechnical 6. HPO: Residential Builder- Lyla Construction Inc. NOTE: To achieve the required FSR. A floor space exclusion of 3% has been applied to this application as per section 11.24.18 of the district schedule, to accommodate improved building performance. Address Information: Principle Dwelling: #1-3009 Grant St Secondary Suite: #2-3009 Grant St Laneway home: #3-3009 Grant St Address number assigned as per approved plans for Fire and Emergency response. The address number is to be posted and to the building and to be visible from the street in accordance with the Building By-law prior to final inspection. NOTE: Information regarding the principal building on the survey and site plan is for reference only. Any discrepancy between information regarding the principal building on the survey and/or site plan and approved permit drawings for the principal building are neither approved nor authorized under this laneway house permit. *EXISTING HOUSE* Note: Bldg 1 (principal bldg) addressed #1-3009 Grant St retained on site. **THIS PERMIT HAS BEEN ISSUED UNDER THE REQUIREMENTS OF VBBL #12511 (2019) ** | Gold Key Fire Protection Ltd
EP-2022-06478 | 2022-08-04 | 3009 GRANT STREET #3, Vancouver, BC V5K 3H8 | Electrical Permit | Residential | New | Completed | Installation / Repair - Residential - Low voltage Rough-in and completion of security alarm, tel/data/cable ***and ROUGH IN only security cameras -the Security Alarm and Security Surveillance Cameras are separate systems. The security alarm system consists of door, window and motion sensors >BP: To construct a 2 storey laneway house building ($202,867.50) with 1 open parking pad, providing a total of 1 parking spaces, having vehicular access from the 20' Lane. Note: This is a 1 ½ storey building pursuant to the Zoning & Development By-law. 1. Covenant not required with existing house 2. No Strata Titling permitted 3. No A/C Unit proposed 4. Schedule B: (Jason Hui) P.Eng (778.319.3403) Structural 5. Schedule B: (Jason Hui) P.Eng (778.319.3403) Geotechnical 6. HPO: Residential Builder- Lyla Construction Inc. | Infinitech Security & Integration Inc.
PP-2022-01996 | 2022-06-09 | 3009 GRANT STREET #3, Vancouver, BC V5K 3H8 | Plumbing Permit | Residential | New | Completed | Residential - Plumbing for new Lanway house To construct a 2 storey laneway house building with 1 open parking pad, providing a total of 1 parking spaces, having vehicular access from the 20' Lane. Note: This is a 1 ½ storey building pursuant to the Zoning & Development By-law. 1. Covenant not required with existing house 2. No Strata Titling permitted 3. No A/C Unit proposed 4. Schedule B: (Jason Hui) P.Eng (778.319.3403) Structural 5. Schedule B: (Jason Hui) P.Eng (778.319.3403) Geotechnical 6. HPO: Residential Builder- Lyla Construction Inc. | Rain Coast Plumbing & Heating Ltd
EP-2022-04971 | 2022-07-19 | 3009 GRANT STREET #3, Vancouver, BC V5K 3H8 | Electrical Permit | Residential | New | Completed | Installation / Repair - Residential - laneway House >BP: To construct a 2 storey laneway house building ($202,867.50) with 1 open parking pad, providing a total of 1 parking spaces, having vehicular access from the 20' Lane. Note: This is a 1 ½ storey building pursuant to the Zoning & Development By-law. 1. Covenant not required with existing house 2. No Strata Titling permitted 3. Rev#2: A/C Unit proposed in rear yard 4. Schedule B: (Jason Hui) P.Eng (778.319.3403) Structural 5. Schedule B: (Jason Hui) P.Eng (778.319.3403) Geotechnical 6. HPO: Residential Builder- Lyla Construction Inc. NOTE: To achieve the required FSR. A floor space exclusion of 3% has been applied to this application as per section 11.24.18 of the district schedule, to accommodate improved building performance. Address Information: Principle Dwelling: #1-3009 Grant St Secondary Suite: #2-3009 Grant St Laneway home: #3-3009 Grant St Address number assigned as per approved plans for Fire and Emergency response. The address number is to be posted and to the building and to be visible from the street in accordance with the Building By-law prior to final inspection. NOTE: Information regarding the principal building on the survey and site plan is for reference only. Any discrepancy between information regarding the principal building on the survey and/or site plan and approved permit drawings for the principal building are neither approved nor authorized under this laneway house permit. *EXISTING HOUSE* Note: Bldg 1 (principal bldg) addressed #1-3009 Grant St retained on site. **THIS PERMIT HAS BEEN ISSUED UNDER THE REQUIREMENTS OF VBBL #12511 (2019) ** ** Amend 09/23/2022** Add A/C Unit | Econ Energy Group Ltd
EP-2022-02773 | 2022-04-08 | 114 E 7TH AVENUE, Vancouver, BC | Electrical Permit | Commercial | Renovation | Completed | Installation / Repair - Commercial - Renovation of the second and third floor space as per electrical drawings for the purpose of becoming a lawyer's office and work space. -Installation of new branch circuits for receptacles throughout Installation of new lighting branch circuits throughout Installation of control devices relating to the operation of lighting systems via ashrae standards Installation of life safety systems - exit signs and emergency lighting Installation of roof top hvac power requirements Installation of new main 200 panel board and sub panel Installation of security systems >BP: Building Permit for DP-2021-00866 2nd floor Change of use and major occupancy from wholesaling to General Office in conjunction with Production Studio (major occupancy Group D) on the second and 3rd floors in this existing 3 story building. The scope of work is for the upper floor of the three storey building to install a digital studio space, collaborative work spaces, podcast recording studio, and an audio mixing/ engineering room. Exterior work will be the repair of an existing stair on the South Elevation that is currently non- conforming to VBBL requirements. Interior scope of work includes new partition walls, small staff kitchen and interior finishes and paint. Processed through CRC. Note: This application is reviewed under VBBL 2019. | Pato R Ortiz Electric Ltd
PP-2022-01393 | 2022-04-25 | 114 E 7TH AVENUE, Vancouver, BC | Plumbing Permit | Commercial | Addition | Completed | Commercial - Installation of kitchen sink and dishwasher Change of use and major occupancy from wholesaling to General Office in conjunction with Production Studio (major occupancy Group D) on the second and 3rd floors in this existing 3 story building. The scope of work is for the upper floor of the three storey building to install a digital studio space, collaborative work spaces, podcast recording studio, and an audio mixing/ engineering room. Exterior work will be the repair of an existing stair on the South Elevation that is currently non- conforming to VBBL requirements. Interior scope of work includes new partition walls, small staff kitchen and interior finishes and paint. | SON-X PLUMBING AND HEATING
EP-2022-04243 | 2022-05-24 | 458 E 50TH AVENUE #3, Vancouver, BC V5X 1B1 | Electrical Permit | Residential | New | Completed | Installation / Repair - Residential - Low voltage rough wire & finish for data, cable, alarm and doorbell. >BP: To construct a 2 storey laneway house building ($221,512.5) with 1 open parking pad, providing a total of 1 parking spaces, having vehicular access from the 20' Lane. Note: This is a 1 ½ storey building pursuant to the Zoning & Development By-law. 1. Covenant not required with existing house 2. No Strata Titling permitted 3. No A/C Unit proposed 4. Schedule B: (Xue Li Chen) P.Eng (778.235.5447) Structural 5. Schedule B: (Xue Li Chen) P.Eng (778.235.5447) Geotechnical 6. HPO: Residential Builder- Orchid Homes Ltd. NOTE: To achieve the required FSR. A floor space exclusion of 3% has been applied to this application as per section 11.24.18 of the district schedule, to accommodate improved building performance. Address Information: Principle Dwelling: #1-458 E 50th Ave Laneway home: #3-458 E 50th Ave Address number assigned as per approved plans for Fire and Emergency response. The address number is to be posted and to the building and to be visible from the street in accordance with the Building By-law prior to final inspection. NOTE: Information regarding the principal building on the survey and site plan is for reference only. Any discrepancy between information regarding the principal building on the survey and/or site plan and approved permit drawings for the principal building are neither approved nor authorized under this laneway house permit. *EXISTING HOUSE* Note: Bldg 1 (principal bldg) addressed #1-458 E 50th Ave retained on site. **THIS PERMIT HAS BEEN ISSUED UNDER THE REQUIREMENTS OF VBBL #12511 (2019) ** | Paratech Integrated Systems Ltd
PP-2022-01384 | 2022-04-25 | 458 E 50TH AVENUE #3, Vancouver, BC V5X 1B1 | Plumbing Permit | Residential | New | Completed | Residential - LWH - #3 - plumbing To construct a 2 storey laneway house building with 1 open parking pad, providing a total of 1 parking spaces, having vehicular access from the 20' Lane. Note: This is a 1 ½ storey building pursuant to the Zoning & Development By-law. 1. Covenant not required with existing house 2. No Strata Titling permitted 3. No A/C Unit proposed | Easyway Plumbing & Heating Ltd
SP-2022-00629 | 2022-04-28 | 458 E 50TH AVENUE #3, Vancouver, BC V5X 1B1 | Sprinkler Permit | Residential | New | Completed | Residential - To install fire sprinkler system for the LWH To construct a 2 storey laneway house building with 1 open parking pad, providing a total of 1 parking spaces, having vehicular access from the 20' Lane. Note: This is a 1 ½ storey building pursuant to the Zoning & Development By-law. 1. Covenant not required with existing house 2. No Strata Titling permitted 3. No A/C Unit proposed 4. Schedule B: (Xue Li Chen) P.Eng (778.235.5447) Structural 5. Schedule B: (Xue Li Chen) P.Eng (778.235.5447) Geotechnical 6. HPO: Residential Builder- Orchid Homes Ltd. | NewTech Fire Protection Ltd
EP-2022-04028 | 2022-05-17 | 458 E 50TH AVENUE #3, Vancouver, BC V5X 1B1 | Electrical Permit | Residential | New | Completed | Installation / Repair - Residential - LWH - #3 - New Laneway House rough wire and finishing and New 200 Amp service installation To construct a 2 storey laneway house building with 1 open parking pad, providing a total of 1 parking spaces, having vehicular access from the 20' Lane. Note: This is a 1 ½ storey building pursuant to the Zoning & Development By-law. 1. Covenant not required with existing house 2. No Strata Titling permitted 3. No A/C Unit proposed | Hayat Electrical Ltd
PP-2022-01714 | 2022-06-10 | 458 E 50TH AVENUE #3, Vancouver, BC V5X 1B1 | Plumbing Permit | Residential | New | Completed | Residential - sump >BP: To construct a 2 storey laneway house building ($221,512.5) with 1 open parking pad, providing a total of 1 parking spaces, having vehicular access from the 20' Lane. Note: This is a 1 ½ storey building pursuant to the Zoning & Development By-law. 1. Covenant not required with existing house 2. No Strata Titling permitted 3. No A/C Unit proposed 4. Schedule B: (Xue Li Chen) P.Eng (778.235.5447) Structural 5. Schedule B: (Xue Li Chen) P.Eng (778.235.5447) Geotechnical 6. HPO: Residential Builder- Orchid Homes Ltd. NOTE: To achieve the required FSR. A floor space exclusion of 3% has been applied to this application as per section 11.24.18 of the district schedule, to accommodate improved building performance. Address Information: Principle Dwelling: #1-458 E 50th Ave Laneway home: #3-458 E 50th Ave Address number assigned as per approved plans for Fire and Emergency response. The address number is to be posted and to the building and to be visible from the street in accordance with the Building By-law prior to final inspection. NOTE: Information regarding the principal building on the survey and site plan is for reference only. Any discrepancy between information regarding the principal building on the survey and/or site plan and approved permit drawings for the principal building are neither approved nor authorized under this laneway house permit. *EXISTING HOUSE* Note: Bldg 1 (principal bldg) addressed #1-458 E 50th Ave retained on site. **THIS PERMIT HAS BEEN ISSUED UNDER THE REQUIREMENTS OF VBBL #12511 (2019) ** | East West Excavating Ltd
PP-2022-03070 | 2022-09-02 | 1636 W 69TH AVENUE #3, Vancouver, BC V6P 2W6 | Plumbing Permit | Residential | New | Issued | Residential - All rough-in and plumbing fixtures for Laneway House >BP: To construct a 1 storey laneway house building ($232,000) 2 open parking pad, providing a total of 2 parking spaces, having vehicular access from the 20' Lane. 1. Covenant registered at the Land Title Office under CA6724170 2. No Strata Titling permitted 3. No A/C Unit proposed 4. Entire building to be sprinklered 13D 5. Schedule A: (Richardo Sapollnik) P.Eng (604.523.1366) 6. Schedule B: (Richardo Sapollnik) P.Eng (604.523.1366) Architectural 7. Schedule B: (Richard Marier) P.Eng (604.534.3151) Mechanical 8. Schedule B: (Joseph (Inseok) Oh) P.Eng (604.513.4190) Structural 9. Schedule B: (Eric Man) P.Eng (604.874.3237) Geotechnical 10. HPO: Residential Builder- Bela Construction Ltd. NOTE: To achieve the required FSR. A floor space exclusion of 3% has been applied to this application as per section 11.24.18 of the district schedule, to accommodate improved building performance. Address Information: Principle Dwelling: #1-1636 W 69th Av Laneway home: #3-1636 W 69th Av NOTE: Information regarding the principal building on the survey and site plan is for reference only. Any discrepancy between information regarding the principal building on the survey and/or site plan and approved permit drawings for the principal building are neither approved nor authorized under this laneway house permit. *NEW HOUSE* Note: See DB-2018-01074 for Bldg 1 on site (principal bldg) addressed #1-1636 W 69th Av. **THIS PERMIT HAS BEEN ISSUED UNDER THE REQUIREMENTS OF VBBL #12511 (2019) ** | Tap Roots Plumbing and Heating Ltd
EP-2022-09989 | 2022-12-02 | 1636 W 69TH AVENUE #3, Vancouver, BC V6P 2W6 | Electrical Permit | Residential | New | Issued | Installation / Repair - Residential - Laneway house and main service >BP: 1. Covenant registered at the Land Title Office under CA6724170 2. No Strata Titling permitted 3. Heat pump proposed – Exterior component located in East elevation facing the lane, Interior component(HRV) located in crawl space. *location to be accepted by inspector on site" 4. Entire building to be sprinklered 13D 5. Schedule A: (Richardo Sapollnik) P.Eng (604.523.1366) 6. Schedule B: (Richardo Sapollnik) P.Eng (604.523.1366) Architectural 7. Schedule B: (Richard Marier) P.Eng (604.534.3151) Mechanical 8. Schedule B: (Joseph (Inseok) Oh) P.Eng (604.513.4190) Structural 9. Schedule B: (Eric Man) P.Eng (604.874.3237) Geotechnical 10. HPO: Residential Builder- Bela Construction Ltd. NOTE: To achieve the required FSR. A floor space exclusion of 3% has been applied to this application as per section 11.24.18 of the district schedule, to accommodate improved building performance. Address Information: Principle Dwelling: #1-1636 W 69th Av Laneway home: #3-1636 W 69th Av NOTE: Information regarding the principal building on the survey and site plan is for reference only. Any discrepancy between information regarding the principal building on the survey and/or site plan and approved permit drawings for the principal building are neither approved nor authorized under this laneway house permit. *NEW HOUSE* Note: See DB-2018-01074 for Bldg 1 on site (principal bldg) addressed #1-1636 W 69th Av. **THIS PERMIT HAS BEEN ISSUED UNDER THE REQUIREMENTS OF VBBL #12511 (2019) ** | G Chu Electric Ltd
EP-2023-02979 | 2023-04-06 | 1636 W 69TH AVENUE #3, Vancouver, BC V6P 2W6 | Electrical Permit | Residential | New | Completed | Installation / Repair - Residential - STRUCTURED WIRING SECURITY ALARM DOORBELL AUDIO >BP: To construct a 1 storey laneway house building ($232,000) 2 open parking pad, providing a total of 2 parking spaces, having vehicular access from the 20' Lane. | Vancouver Audiospace Home Control Ltd
NULL | NULL | 1636 W 69TH AVENUE #3, Vancouver, BC V6P 2W6 | Mechanical Permit | NULL | NULL | Withdrawn | NULL | HUGH MILLIGAN & COMPANY LTD
MP-2023-00814 | 2023-05-10 | 1636 W 69TH AVENUE #3, Vancouver, BC V6P 2W6 | Mechanical Permit | NULL | NULL | Issued | NULL | HUGH MILLIGAN & COMPANY LTD
NULL | NULL | 1636 W 69TH AVENUE #3, Vancouver, BC V6P 2W6 | Mechanical Permit | NULL | NULL | Withdrawn | NULL | HUGH MILLIGAN & COMPANY LTD
SP-2023-01099 | 2023-06-20 | 1636 W 69TH AVENUE #3, Vancouver, BC V6P 2W6 | Sprinkler Permit | Residential | New | Issued | Residential - sprinkler system for laneway >BP: To construct a 1 storey laneway house building 2 open parking pad, providing a total of 2 parking spaces, having vehicular access from the 20' Lane. 1. Covenant registered at the Land Title Office under CA6724170 2. No Strata Titling permitted 3. Heat pump proposed – Exterior component located in East elevation facing the lane, Interior component(HRV) located in crawl space. *location to be accepted by inspector on site" 4. Entire building to be sprinklered 13D 5. Schedule A: (Richardo Sapollnik) P.Eng (604.523.1366) 6. Schedule B: (Richardo Sapollnik) P.Eng (604.523.1366) Architectural 7. Schedule B: (Richard Marier) P.Eng (604.534.3151) Mechanical 8. Schedule B: (Joseph (Inseok) Oh) P.Eng (604.513.4190) Structural 9. Schedule B: (Eric Man) P.Eng (604.874.3237) Geotechnical 10. HPO: Residential Builder- Bela Construction Ltd. | Alco Fire Protection Ltd
EP-2022-04002 | 2022-05-18 | 63 W 6TH AVENUE #301, Vancouver, BC V5Y 1K2 | Electrical Permit | Commercial | Tenant Improvement | Completed | Installation / Repair - Commercial - Tenant improvement renovation as per drawings submitted to city -Our Scope of electrical work relates to installing all lighting, receptacles, switching and data. Emergency lighting and exit lighting to remain base building. | Top Solutions Systems Integration Ltd
EP-2022-04624 | 2022-06-06 | 67 W 6TH AVENUE, Vancouver, BC V5Y 1K2 | Electrical Permit | Commercial | Tenant Improvement | Completed | Installation / Repair - Commercial - new restaurant/bar build. new kitchen, bathrooms, dining area and storage rm.All new lighting, data, security, and sound system -only pulling the security wires >BP: First tenant fit up of the restaurant shell space on the first floor to modify floor layout and to add commercial cooking equipment and their ventilation system in this new 6-storey mixed use building on this site. Included in the scope of work is fit up of both front and rear restaurant patios on private property, approved by DP-2017-00940. Note: 1. One Class-1 cooking operation W/solid fuel broiler and one Class -4 Cooking operation. 2. Occupant load (interior, patio, and staff) is 188 Person 3. Permit was reviewed for compliance with VBBL 2019 | WESTPEAK ELECTRICAL LTD
SP-2022-00527 | 2022-04-12 | 67 W 6TH AVENUE, Vancouver, BC V5Y 1K2 | Sprinkler Permit | Commercial | Tenant Improvement | Completed | Commercial - Additional heads required for tenant improvement >BP: First tenant fit up of the restaurant shell space on the first floor to modify floor layout and to add commercial cooking equipment and their ventilation system in this new 6-storey mixed use building on this site. Included in the scope of work is fit up of both front and rear restaurant patios on private property, approved by DP-2017-00940. Note: 1. One Class-1 cooking operation W/solid fuel broiler and one Class -4 Cooking operation. 2. Occupant load (interior, patio, and staff) is 188 Person 3. Permit was reviewed for compliance with VBBL 2019 *****This application does not include any of the following: 1. Not more than 20 sprinklers (add, relocate, or remove), 2. hydraulic calculations, 3. change in occupancy and /or hazard classification, 4. warehouse storage arrangements, 5. mobile compact storage arrangements, 6. alternative solutions, 7. changes to the sprinkler system supply piping (e.g. valves, mains, cross-mains, branch-lines, etc.), or 8. flexible sprinkler pipe. | Frontier Fire Protection Ltd
EP-2021-09583 | 2022-01-04 | 63 W 6TH AVENUE #309, Vancouver, BC V5Y 1K2 | Electrical Permit | Commercial | Tenant Improvement | Completed | Installation / Repair - Commercial - Tenant Improvement for #309 3rd floor office addition to adding some network drops for new office and a new entry system >BP: #309 - 3rd floor Interior alterations to provide a first tenant improvement for a new office tenant on the 3th floor (#309) in this existing mixed use building on this site. Scope of work: 3 new offices, coffee counter. Relocate sprinklers, electrical, plumbing, & air conditioning. TENANT Pontem Consulting Group Ltd. Mechanical and Plumbing Schedule B submitted by John Van, P.Eng., ph: 778-788-0934 OK for Field Review per W. Wong, October 22, 2021 Building Sprinklered - Separate sprinkler permit required for proposed sprinkler work Energy upgrade exempt for 1st TI Energy checklist is currently no longer required with your Building Permit (BP) application. Some supporting documents are still required at BP stage, specifically Envelope and HVAC, if applicable. Service Water Heating and Lighting supporting documents, if applicable, must be submitted with your related trades permits (e.g. electrical and plumbing). All energy upgrades will be checked during inspections stage. It is the applicant's responsibility to identify and note all required upgrades including energy upgrades on their BP drawings at BP stage. | AMBIENT CONNECTIONS INC
SP-2022-01872 | 2022-11-09 | 63 W 6TH AVENUE #305, Vancouver, BC V5Y 1K2 | Sprinkler Permit | Commercial | Tenant Improvement | Completed | Commercial - Add and Relocated Sprinkler Heads *****This application does not include any of the following: 1. Not more than 20 sprinklers (add, relocate, or remove), 2. hydraulic calculations, 3. change in occupancy and /or hazard classification, 4. warehouse storage arrangements, 5. mobile compact storage arrangements, 6. alternative solutions, 7. changes to the sprinkler system supply piping (e.g. valves, mains, cross-mains, branch-lines, etc.), or 8. flexible sprinkler pipe. | Viking Fire Protection Inc
EP-2022-01085 | 2022-02-11 | 63 W 6TH AVENUE #303, Vancouver, BC V5Y 1K2 | Electrical Permit | Commercial | Renovation | Completed | Installation / Repair - Commercial - Relocate the panel. Install receptacles, lighting and exit/emergency. >BP: #303 - 3rd floor Interior alterations to provide a first tenant improvement for a new office tenant on the 3rd floor (#303) in this existing mixed use building on this site. Scope of work: new workstations, boardroom with wood slat wall, staff kitchen, existing suite entry door replaced with new glass door, second suite door removed, new lighting, HVAC, electrical, plumbing, mechanical and sprinkler work. Letters of Assurance submitted by: Schedule A and Architectural Schedule B, Sengsack Tsoi, Architect, ph: 604-780-7429 Mechanical and Plumbing Schedule B, Charles W. Powell, P.Eng., ph: 604-595-4869 Electrical Schedule B, Guowei Wang, P.Eng., ph: 604-626-2930 Building Sprinklered - Separate sprinkler permit required for proposed sprinkler work. Energy upgrade exempt for 1st TI Energy checklist is currently no longer required with your Building Permit (BP) application. Some supporting documents are still required at BP stage, specifically Envelope and HVAC, if applicable. Service Water Heating and Lighting supporting documents, if applicable, must be submitted with your related trades permits (e.g. electrical and plumbing). All energy upgrades will be checked during inspections stage. It is the applicant's responsibility to identify and note all required upgrades including energy upgrades on their BP drawings at BP stage. >>>> Amend: April 12th -Install LVT wire. | Silver Star Electric Ltd
PP-2022-00458 | 2022-02-10 | 63 W 6TH AVENUE #303, Vancouver, BC V5Y 1K2 | Plumbing Permit | Commercial | Tenant Improvement | Completed | Commercial - UNIT #303 - Install some plumbing fixtures. #303 - 3rd floor Interior alterations to provide a first tenant improvement for a new office tenant on the 3rd floor (#303) in this existing mixed use building on this site. Scope of work: new workstations, boardroom with wood slat wall, staff kitchen, existing suite entry door replaced with new glass door, second suite door removed, new lighting, HVAC, electrical, plumbing, mechanical and sprinkler work. AMEND: APR 21/2022 Add one fridge box. | Via Plumbing Heating and Drainage Ltd
NULL | NULL | 63 W 6TH AVENUE #303, Vancouver, BC V5Y 1K2 | Electrical Permit | Commercial | Renovation | Withdrawn | Installation / Repair - Commercial - Relocate the panel. install receptacles, lights and exit/emergency. | Silver Star Electric Ltd
SP-2022-00139 | 2022-02-17 | 63 W 6TH AVENUE #303, Vancouver, BC V5Y 1K2 | Sprinkler Permit | Commercial | Tenant Improvement | Completed | Commercial - Addition and relocation of sprinklers for minor tenant improvement >BP: #303 - 3rd floor Interior alterations to provide a first tenant improvement for a new office tenant on the 3rd floor (#303) in this existing mixed use building on this site. Scope of work: new workstations, boardroom with wood slat wall, staff kitchen, existing suite entry door replaced with new glass door, second suite door removed, new lighting, HVAC, electrical, plumbing, mechanical and sprinkler work. Letters of Assurance submitted by: Schedule A and Architectural Schedule B, Sengsack Tsoi, Architect, ph: 604-780-7429 Mechanical and Plumbing Schedule B, Charles W. Powell, P.Eng., ph: 604-595-4869 Building Sprinklered - Separate sprinkler permit required for proposed sprinkler work. >*****This application does not include any of the following: 1. Not more than 20 sprinklers (add, relocate, or remove), 2. hydraulic calculations, 3. change in occupancy and /or hazard classification, 4. warehouse storage arrangements, 5. mobile compact storage arrangements, 6. alternative solutions, 7. changes to the sprinkler system supply piping (e.g. valves, mains, cross-mains, branch-lines, etc.), or 8. flexible sprinkler pipe. | Frontier Fire Protection Ltd
PP-2022-03611 | 2022-10-19 | 63 W 6TH AVENUE #307, Vancouver, BC V5Y 1K2 | Plumbing Permit | Commercial | Tenant Improvement | Completed | Commercial - Installing kitchen sink x 2 Grease interceptor (20GPM) Hot water tank suspended x1 (10USG) RPBA 3/4” x 1 Trap primer x 1 >BP: #307 Interior alterations to provide first tenant improvements and change of use from General Office Shell to Chemical Products Manufacturing Class B at this existing mixed use building on this site. Scope of work: - Install partition walls, millwork, T-bar ceiling, plumbing fixtures & electrical work. | Kaila, Simerit DBA: Dr Drain Mechanical
SP-2022-02112 | 2022-12-22 | 63 W 6TH AVENUE #307, Vancouver, BC V5Y 1K2 | Sprinkler Permit | Commercial | Tenant Improvement | Completed | Commercial - To add and relocate heads in the units #307 Interior alterations to provide first tenant improvements and change of use from General Office Shell to Chemical Products Manufacturing Class B at this existing mixed use building on this site. Scope of work: - Install partition walls, millwork, T-bar ceiling, plumbing fixtures & electrical work. For Plan Sketch and Under 20 sprinkler heads TI *****This application does not include any of the following: 1. Not more than 20 sprinklers (add, relocate, or remove), 2. hydraulic calculations, 3. change in occupancy and /or hazard classification, 4. warehouse storage arrangements, 5. mobile compact storage arrangements, 6. alternative solutions, 7. changes to the sprinkler system supply piping (e.g. valves, mains, cross-mains, branch-lines, etc.), or 8. flexible sprinkler pipe. | Max Fire Pro Ltd
EP-2022-07707 | 2022-09-15 | 63 W 6TH AVENUE #307, Vancouver, BC V5Y 1K2 | Electrical Permit | Commercial | Tenant Improvement | Completed | Installation / Repair - Commercial - - Installation of power circuitry for Office areas. - Installation of power circuitry for manufacturing equipment. - Installation of power circuitry for Kitchenette Appliances, Fridge, Dishwasher, and Microwave. - Installation of power for Manufacturing area Fridge. - Installation of power circuitry for Bathroom Fans and Exhaust Hood in a Manufacturing area. - Installation of power circuitry for HRV for HVAC. - Installation of power circuitry for Rooftop HVAC Unit and inside HVAC unit. - Installation of Lighting circuitry in the Open and Office and Storage areas as per ASHRAE Standards. - Installation of Speakers in an Office area and Storage area. - Installation of Emergency Lighting System. - Installation of power circuitry for HWT. - Installation of DATA runs >BP: #307 Interior alterations to provide first tenant improvements and change of use from General Office Shell to Chemical Products Manufacturing Class B at this existing mixed use building on this site. Scope of work: - Install partition walls, millwork, T-bar ceiling, plumbing fixtures & electrical work. | Sasa Marjanovic
SP-2022-00226 | 2022-02-23 | 63 W 6TH AVENUE #403, Vancouver, BC V5Y 1K2 | Sprinkler Permit | Commercial | Tenant Improvement | Completed | Commercial - Relocation and Addition of Sprinklers for T.I. >BP: #403 - 4th floor First tenant improvement and change of use from office shell to office on the 4th floor (#403) in this existing mixed use building. Scope of work: construct partition walls, ceiling work, millwork, finishes, new staff kitchen, HVAC, electrical, plumbing, mechanical and sprinkler work. TENANT: Tasker Wealth OK For Field Review per K. Vogt- Dec 15/21 Building Sprinklered - Separate sprinkler permit required for proposed sprinkler work. Energy upgrade exempt for 1st TI *****This application does not include any of the following: 1. Not more than 20 sprinklers (add, relocate, or remove), 2. hydraulic calculations, 3. change in occupancy and /or hazard classification, 4. warehouse storage arrangements, 5. mobile compact storage arrangements, 6. alternative solutions, 7. changes to the sprinkler system supply piping (e.g. valves, mains, cross-mains, branch-lines, etc.), or 8. flexible sprinkler pipe | Frontier Fire Protection Ltd
PP-2022-01081 | 2022-03-30 | 63 W 6TH AVENUE #403, Vancouver, BC V5Y 1K2 | Plumbing Permit | Commercial | Tenant Improvement | Completed | Commercial - Small tenant improvement | Pacific Mechanical Systems Ltd
SP-2022-01592 | 2022-10-03 | 63 W 6TH AVENUE #315, Vancouver, BC V5Y 1K2 | Sprinkler Permit | Commercial | Tenant Improvement | Completed | Commercial - addition and relocation of sprinklers for new tenant layout #315 - 3rd Floor Interior alterations to provide first tenant improvements and change of use from Office Shell to General Office on the 3rd floor (#315) at this existing 4-storey mixed use building on this site. Scope of work: construct partition walls, new kitchenette, millwork, finishes, lighting, power & data, electrical, plumbing and sprinkler work. TENANT: Sportschuetz & Co. *****This application does not include any of the following: 1. Not more than 20 sprinklers (add, relocate, or remove), 2. hydraulic calculations, 3. change in occupancy and /or hazard classification, 4. warehouse storage arrangements, 5. mobile compact storage arrangements, 6. alternative solutions, 7. changes to the sprinkler system supply piping (e.g. valves, mains, cross-mains, branch-lines, etc.), or 8. flexible sprinkler pipe. | Frontier Fire Protection Ltd
PP-2022-03055 | 2022-09-01 | 63 W 6TH AVENUE #315, Vancouver, BC V5Y 1K2 | Plumbing Permit | Commercial | Tenant Improvement | Completed | Commercial - New lawyers office >BP: #315 - 3rd Floor Interior alterations to provide first tenant improvements and change of use from Office Shell to General Office on the 3rd floor (#315) at this existing 4-storey mixed use building on this site. Scope of work: construct partition walls, new kitchenette, millwork, finishes, lighting, power & data, electrical, plumbing and sprinkler work. TENANT: Sportschuetz & Co. | PACIFIC FLO MECHANICAL
EP-2022-06780 | 2022-08-13 | 63 W 6TH AVENUE #315, Vancouver, BC V5Y 1K2 | Electrical Permit | Commercial | Tenant Improvement | Completed | Installation / Repair - Commercial - Luminaires, lighting control system, and emergency lighting, data/communication rough in, additional circuit breakers. >BP: Interior alterations to provide first tenant improvements and change of use from Office Shell to General Office on the 3rd floor (#315) at this existing 4-storey mixed use building on this site. Scope of work: construct partition walls, new kitchenette, millwork, finishes, lighting, power & data, electrical, plumbing and sprinkler work. TENANT: Sportschuetz & Co. Building Sprinklered - Separate sprinkler permit required for proposed sprinkler work. OK For Field Review per M. Lee - May 11/22 L2 - Lighting - Upgrade to Local Control (per 9.4.1.1(a) of ASHRAE 90.1-2016) Energy checklist is currently no longer required with your Building Permit (BP) application. Some supporting documents are still required at BP stage, specifically Envelope and HVAC, if applicable. Service Water Heating and Lighting supporting documents, if applicable, must be submitted with your related trades permits (e.g. electrical and plumbing). All energy upgrades will be checked during inspections stage. It is the applicant's responsibility to identify and note all required upgrades including energy upgrades on their BP drawings at BP stage. | Action Electric Ltd
SP-2022-00090 | 2022-01-24 | 63 W 6TH AVENUE #409, Vancouver, BC V5Y 1K2 | Sprinkler Permit | Commercial | Tenant Improvement | Completed | Commercial - Add and relocation of sprinklers for tenant improvement #409 - 4th floor Interior alterations to provide a first tenant improvement for a new office tenant on the 4th floor (#409) in this existing mixed use building on this site. Scope of work: construct partition walls, doors, T-Bar ceiling, new kitchenette, finishes, lighting, relocate two (2) doors and infill openings to common corridor, electrical, plumbing and sprinkler work. TENANT: Jiwa Law Corp. This application does not include any of the following: 1. Not more than 20 sprinklers (add, relocate, or remove), 2. hydraulic calculations, 3. change in occupancy and /or hazard classification, 4. warehouse storage arrangements, 5. mobile compact storage arrangements, 6. alternative solutions, 7. changes to the sprinkler system supply piping (e.g. valves, mains, cross-mains, branch-lines, etc.), or 8. flexible sprinkler pipe. | Frontier Fire Protection Ltd
PP-2022-02780 | 2022-08-11 | 63 W 6TH AVENUE #405, Vancouver, BC V5Y 1K2 | Plumbing Permit | Commercial | Tenant Improvement | Completed | Commercial - Supply and install drainage and water pipe, plumbing fixtures and backflow preventers -Hand wash sinks - Kitchen sink >Interior alterations and First Tenant Improvements to combine the existing office units #405 & #407 into one unit for a Health Care Office on the 4th floor of this existing commercial building. Letter of assurance provided by: Schedule B (Mechanical, Plumbing, Electrical): Moortaza Bhaiji, 403-460-2277 Energy upgrade exempt for 1st TI Building Sprinklered - Separate sprinkler permit required for proposed sprinkler work. Addressing Note: #405 - Healthcare Office #407 has been canceled and is to be removed from the building/suite entry. #405 is to be posted as shown on the approved plans & clearly visible from the suite entry prior to final inspection. | Pine Mechanical Ltd.
EP-2022-07271 | 2022-08-30 | 63 W 6TH AVENUE #405, Vancouver, BC V5Y 1K2 | Electrical Permit | Commercial | Tenant Improvement | Completed | Installation / Repair - Commercial - Supply and Install electrical and data required for new dental office. -The grounding/bonding is for the bonding of the data cabinet 208 volts 200 amps CEC SECTION 24 APPLIES >BP: Interior alterations and First Tenant Improvements to combine the existing office units #405 & #407 into one unit for a Health Care Office on the 4th floor of this existing commercial building. Letter of assurance provided by: Schedule B (Mechanical, Plumbing, Electrical): Moortaza Bhaiji, 403-460-2277 Energy upgrade exempt for 1st TI Building Sprinklered - Separate sprinkler permit required for proposed sprinkler work. Addressing Note: #405 - Healthcare Office #407 has been canceled and is to be removed from the building/suite entry. #405 is to be posted as shown on the approved plans & clearly visible from the suite entry prior to final inspection. | Priority Electric LTD.
SP-2022-01289 | 2022-08-12 | 63 W 6TH AVENUE #405, Vancouver, BC V5Y 1K2 | Sprinkler Permit | Commercial | Tenant Improvement | Completed | Commercial - add heads into new ceilings >Interior alterations and First Tenant Improvements to combine the existing office units #405 & #407 into one unit for a Health Care Office on the 4th floor of this existing commercial building. Letter of assurance provided by: Schedule B (Mechanical, Plumbing, Electrical): Moortaza Bhaiji, 403-460-2277 Energy upgrade exempt for 1st TI Building Sprinklered - Separate sprinkler permit required for proposed sprinkler work. Addressing Note: #407 has been canceled and is to be removed from the building/suite entry. #405 is to be posted as shown on the approved plans & clearly visible from the suite entry prior to final inspection. *****This application does not include any of the following: 1. Not more than 20 sprinklers (add, relocate, or remove), 2. hydraulic calculations, 3. change in occupancy and /or hazard classification, 4. warehouse storage arrangements, 5. mobile compact storage arrangements, 6. alternative solutions, 7. changes to the sprinkler system supply piping (e.g. valves, mains, cross-mains, branch-lines, etc.), or 8. flexible sprinkler pipe. | Five Star Fire Protection Ltd
SP-2022-00091 | 2022-01-24 | 63 W 6TH AVENUE #503, Vancouver, BC V5Y 1K2 | Sprinkler Permit | Commercial | Tenant Improvement | Completed | Commercial - Add and Relocation of heads for tenant improvement #503 - 5th floor First tenant improvement and change of use from office shell to office on the 5th floor (#503) in this existing mixed use building. Scope of work: construct new partition walls, doors, staff kitchen, accessible washroom, finishes, lighting, HVAC, electrical, plumbing, mechanical and sprinkler work. TENANT: MSC Trinity Investment Inc This application does not include any of the following: 1. Not more than 20 sprinklers (add, relocate, or remove), 2. hydraulic calculations, 3. change in occupancy and /or hazard classification, 4. warehouse storage arrangements, 5. mobile compact storage arrangements, 6. alternative solutions, 7. changes to the sprinkler system supply piping (e.g. valves, mains, cross-mains, branch-lines, etc.), or 8. flexible sprinkler pipe. | Frontier Fire Protection Ltd
PP-2021-04188 | 2022-01-04 | 63 W 6TH AVENUE #503, Vancouver, BC V5Y 1K2 | Plumbing Permit | Commercial | Tenant Improvement | Completed | Commercial - Plumbing #503 - 5th floor First tenant improvement and change of use from office shell to office on the 5th floor (#503) in this existing mixed use building. Scope of work: construct new partition walls, doors, staff kitchen, accessible washroom, finishes, lighting, HVAC, electrical, plumbing, mechanical and sprinkler work. TENANT: MSC Trinity Investment Inc | Ange's Plumbing Ltd
PP-2023-02899 | 2023-08-17 | 63 W 6TH AVENUE #501, Vancouver, BC V5Y 1K2 | Plumbing Permit | Commercial | Tenant Improvement | Issued | Commercial - Staff sink and hot water tank. >BP: #501 - 5th Floor Interior alterations to provide a first tenant improvement for a new office tenant on the 5th floor (#501) this existing Municipally Designated Heritage 'C' mixed use building on this site. Scope of work: Construct new kitchen, open concept workstation, paint ceiling and walls, duct work distribution, new flooring, lighting, electrical and plumbing work. Building Sprinklered – Building inspector to determine on site if a separate sprinkler permit is required. | Status Mechanical Ltd
PP-2022-04538 | 2023-01-05 | 63 W 6TH AVENUE #505, Vancouver, BC V5Y 1K2 | Plumbing Permit | Commercial | Tenant Improvement | Completed | Commercial - Rough in Only of 2 Hot water tanks 2 sinks waterlines to future - coffee maker waterline to future - residential fridge | VANMECH PLUMBING & HEATING LTD.
SP-2022-01797 | 2022-11-01 | 63 W 6TH AVENUE #505, Vancouver, BC V5Y 1K2 | Sprinkler Permit | Commercial | Tenant Improvement | Completed | Commercial - Addition and Relocation of Sprinklers for Tenant Improvement *****This application does not include any of the following: 1. Not more than 20 sprinklers (add, relocate, or remove), 2. hydraulic calculations, 3. change in occupancy and /or hazard classification, 4. warehouse storage arrangements, 5. mobile compact storage arrangements, 6. alternative solutions, 7. changes to the sprinkler system supply piping (e.g. valves, mains, cross-mains, branch-lines, etc.), or 8. flexible sprinkler pipe. | Frontier Fire Protection Ltd
NULL | NULL | 63 W 6TH AVENUE #505, Vancouver, BC V5Y 1K2 | Plumbing Permit | Commercial | Tenant Improvement | Draft | Commercial - Installation of fixtures after PP-2022-04538 2 x undermount sinks 2 x faucets 2 x dishwashers 2 x water filtration 2 x coffee makers | Pioneer Plumbing & Heating Inc
PP-2022-00218 | 2022-01-27 | 63 W 6TH AVENUE #313, Vancouver, BC V5Y 1K2 | Plumbing Permit | Commercial | Tenant Improvement | Completed | Commercial - SUITE #313 - Plumbing Upgrade #313 - 3rd floor First tenant improvement and change of use from Office (Shell) to Health Care Office in this existing mixed use commercial building. No change in parking; Mount pleasant. Scope of work: construct new partition walls, doors, finishes, lighting, HVAC, electrical, plumbing and sprinkler work. | Pacific Mechanical Systems Ltd
EP-2022-00522 | 2022-02-01 | 63 W 6TH AVENUE #313, Vancouver, BC V5Y 1K2 | Electrical Permit | Commercial | Tenant Improvement | Completed | Installation / Repair - Commercial - Install new light fixtures, occupancy sensor switches, exit sign and receptacles. run Data lines, run hospital grade branch circuits. >BP: First tenant improvement and change of use from Office (Shell) to Health Care Office in this existing mixed use commercial building. No change in parking; Mount pleasant. Scope of work: construct new partition walls, doors, finishes, lighting, HVAC, electrical, plumbing and sprinkler work. TENANT : Enable Clinic Letters of Assurance submitted by: Schedule A and Architectural Schedule B, Mohammed Saeed Jhatam, Architect, ph: 778-688-1966 Mechanical and Plumbing Schedule B, Justin Chu, P.Eng., ph: 604-329-3008 Electrical Schedule B, Shivjeet Sidhu, P.Eng., ph: 604-724-0701 Energy upgrade exempt for 1st TI Energy checklist is currently no longer required with your Building Permit (BP) application. Some supporting documents are still required at BP stage, specifically Envelope and HVAC, if applicable. Service Water Heating and Lighting supporting documents, if applicable, must be submitted with your related trades permits (e.g. electrical and plumbing). All energy upgrades will be checked during inspections stage. It is the applicant's responsibility to identify and note all required upgrades including energy upgrades on their BP drawings at BP stage. | Marcel Electric Inc
SP-2022-00141 | 2022-02-11 | 63 W 6TH AVENUE #313, Vancouver, BC V5Y 1K2 | Sprinkler Permit | Commercial | Tenant Improvement | Completed | Commercial - Addition and Relocation of sprinklers for tenant improvements >BP: #313 - 3rd floor First tenant improvement and change of use from Office (Shell) to Health Care Office in this existing mixed use commercial building. No change in parking; Mount pleasant. Scope of work: construct new partition walls, doors, finishes, lighting, HVAC, electrical, plumbing and sprinkler work. TENANT : Enable Clinic Letters of Assurance submitted by: Schedule A and Architectural Schedule B, Mohammed Saeed Jhatam, Architect, ph: 778-688-1966 Mechanical and Plumbing Schedule B, Justin Chu, P.Eng., ph: 604-329-3008 Electrical Schedule B, Shivjeet Sidhu, P.Eng., ph: 604-724-0701 Energy upgrade exempt for 1st TI Energy checklist is currently no longer required with your Building Permit (BP) application. Some supporting documents are still required at BP stage, specifically Envelope and HVAC, if applicable. Service Water Heating and Lighting supporting documents, if applicable, must be submitted with your related trades permits (e.g. electrical and plumbing). All energy upgrades will be checked during inspections stage. It is the applicant's responsibility to identify and note all required upgrades including energy upgrades on their BP drawings at BP stage. >BP: *****This application does not include any of the following: 1. Not more than 20 sprinklers (add, relocate, or remove), 2. hydraulic calculations, 3. change in occupancy and /or hazard classification, 4. warehouse storage arrangements, 5. mobile compact storage arrangements, 6. alternative solutions, 7. changes to the sprinkler system supply piping (e.g. valves, mains, cross-mains, branch-lines, etc.), or 8. flexible sprinkler pipe. | Frontier Fire Protection Ltd
PP-2022-01515 | 2022-05-03 | 3888 W 26TH AVENUE, Vancouver, BC V6S 1P4 | Plumbing Permit | Residential | New | Completed | Residential - sump | Ajac Construction & Excavation Inc
SP-2023-00516 | 2023-03-27 | 3888 W 26TH AVENUE, Vancouver, BC V6S 1P4 | Sprinkler Permit | Residential | New | Completed | Residential - To Install 34 Sprinkler Heads -The entire building to be sprinklered to NFPA 13D. -**THIS PERMIT HAS BEEN ISSUED UNDER THE REQUIREMENTS OF VBBL #12511 (2019) ** >BP: To construct a 2 storey one-family dwelling with a secondary suite located in the Basement ($1,141,850.00) with an open parking pad, providing a total of 2 parking spaces, having vehicular access from the 20' Lane. 1. Covenant registered at the Land Title Office under CA9348609 2. No Strata Titling permitted 3. A/C proposed – Exterior component located in Rear Yard, Interior component located in Basement Mechanical Room. 4. Bar sink located in Basement 5. Schedule B: (HENRY SN HSU, P.Eng, 604-322-7158) Structural / Geotechnical 6. Schedule B: (RAYMOND HW LIANG, P.Eng, 604-353.5188) Architectural / Structural 7. HPO: Residential Builder- (Pantheon Developments Ltd) | General Sprinkler Systems Ltd
MP-2023-00397 | 2023-03-16 | 3888 W 26TH AVENUE, Vancouver, BC V6S 1P4 | Mechanical Permit | NULL | NULL | Cancelled | NULL | Centigrade Mechanical Ltd
MP-2023-00165 | 2023-02-07 | 3888 W 26TH AVENUE, Vancouver, BC V6S 1P4 | Mechanical Permit | NULL | NULL | Completed | NULL | Centigrade Mechanical Ltd
GP-2023-00455 | 2023-02-08 | 3888 W 26TH AVENUE, Vancouver, BC V6S 1P4 | Gas Permit | Residential | New | Completed | Residential - Installation of 2 gas fireplace - venting and hook up only >BP: To construct a 2 storey one-family dwelling with a secondary suite located in the Basement ($1,141,850.00) with an open parking pad, providing a total of 2 parking spaces, having vehicular access from the 20' Lane. | Urban Fireplaces Ltd
GP-2023-00545 | 2023-02-15 | 3888 W 26TH AVENUE, Vancouver, BC V6S 1P4 | Gas Permit | Residential | New | Completed | Residential - To install 1 Boiler, 1 Range, 1 BBQ & 2 Fireplaces There is pipping for 2 fireplace >BP: To construct a 2 storey one-family dwelling with a secondary suite located in the Basement ($1,141,850.00) with an open parking pad, providing a total of 2 parking spaces, having vehicular access from the 20' Lane. | JOT MECHANICAL LTD
EP-2022-09755 | 2022-11-17 | 3888 W 26TH AVENUE, Vancouver, BC V6S 1P4 | Electrical Permit | Residential | New | Expired | Temporary Power - Residential - To provide temporary power. | Wespac Electrical Contractor Ltd
PP-2022-03639 | 2022-10-12 | 3888 W 26TH AVENUE, Vancouver, BC V6S 1P4 | Plumbing Permit | Residential | New | Completed | Residential - New plumbing for single family residential To construct a 2 storey one-family dwelling with a secondary suite located in the Basement with an open parking pad, providing a total of 2 parking spaces, having vehicular access from the 20' Lane. 1. Covenant registered at the Land Title Office under CA9348609 2. No Strata Titling permitted 3. A/C proposed – Exterior component located in Rear Yard, Interior component located in Basement Mechanical Room. 4. Bar sink located in Basement 5. Schedule B: (HENRY SN HSU, P.Eng, 604-322-7158) Structural / Geotechnical 6. Schedule B: (RAYMOND HW LIANG, P.Eng, 604-353.5188) Architectural / Structural 7. HPO: Residential Builder- (Pantheon Developments Ltd) | ASPRA PLUMBING & HEATING LTD.
EP-2022-08827 | 2022-10-19 | 3888 W 26TH AVENUE, Vancouver, BC V6S 1P4 | Electrical Permit | Residential | New | Completed | Installation / Repair - Residential - Electrical Provisions for One Family Dwelling with Secondary Suite >BP: To construct a 2 storey one-family dwelling with a secondary suite located in the Basement ($1,141,850.00) with an open parking pad, providing a total of 2 parking spaces, having vehicular access from the 20' Lane. 1. Covenant registered at the Land Title Office under CA9348609 2. No Strata Titling permitted 3. A/C proposed – Exterior component located in Rear Yard, Interior component located in Basement Mechanical Room. 4. Bar sink located in Basement 5. Schedule B: (HENRY SN HSU, P.Eng, 604-322-7158) Structural / Geotechnical 6. Schedule B: (RAYMOND HW LIANG, P.Eng, 604-353.5188) Architectural / Structural 7. HPO: Residential Builder- (Pantheon Developments Ltd) Note: - This is a 2 storey building pursuant to the Zoning and Development By-Law - Additional Parking for the site has been provided under DB-2022-00502 (Laneway House) **THIS PERMIT HAS BEEN ISSUED UNDER THE REQUIREMENTS OF VBBL #12511 (2019) ** | Wespac Electrical Contractor Ltd
EP-2023-07424 | 2023-08-24 | 3888 W 26TH AVENUE, Vancouver, BC V6S 1P4 | Electrical Permit | Residential | Addition | Completed | Installation / Repair - Residential - Installation of a 7.11 kW solar grid tie system with a battery back up. Installation of a self-contained energy storage system (ESS: Tesla Powerwall, Total Energy 14 kWh), and a disconnecting means for the ESS. The ESS will be located outside the house (on the west side), so will be above grade. >BP: To construct a 2 storey one-family dwelling with a secondary suite located in the Basement ($1,141,850.00) with an open parking pad, providing a total of 2 parking spaces, having vehicular access from the 20' Lane. 1. Covenant registered at the Land Title Office under CA9348609 2. No Strata Titling permitted 3. A/C proposed – Exterior component located in Rear Yard, Interior component located in Basement Mechanical Room. 4. Bar sink located in Basement 5. Schedule B: (HENRY SN HSU, P.Eng, 604-322-7158) Structural / Geotechnical 6. Schedule B: (RAYMOND HW LIANG, P.Eng, 604-353.5188) Architectural / Structural 7. HPO: Residential Builder- (Pantheon Developments Ltd) Note: - This is a 2 storey building pursuant to the Zoning and Development By-Law - Additional Parking for the site has been provided under DB-2022-00502 (Laneway House) **THIS PERMIT HAS BEEN ISSUED UNDER THE REQUIREMENTS OF VBBL #12511 (2019) ** | Terratek Energy Solutions Inc
PP-2023-04210 | 2023-12-01 | 3888 W 26TH AVENUE, Vancouver, BC V6S 1P4 | Plumbing Permit | Residential | New | Completed | Residential - 1FD+SS- #1 & #2 - Install a backflow preventer | Five Elements Design and Landscape Ltd
PP-2023-00014 | 2023-01-04 | 3276 W 22ND AVENUE #3, Vancouver, BC V6L 1N2 | Plumbing Permit | Residential | New | Completed | Residential - Plumbing >To construct a 2 storey laneway house building ($224,750.00) with an attached garage and 1 open parking pad, providing a total of 2 parking spaces, having vehicular access from the lane. Note: This is a 1 ½ storey building pursuant to the Zoning & Development By-law Note: Bldg 1 (principal bldg) addressed #1-3276 W 22nd Ave. retained on site. 1. No A/C unit proposed 2. Schedule B: CLINTON YIU - 604-255-7670 Structural 2. Schedule B: JIAN ZHONG JIN - 604-362-7021 Geotechnical 3. HPO: Residential Builder - Pridwen Construction Ltd. Address number assigned as per approved plans for Fire and Emergency response. The address number is to be posted and to the building and to be visible from the street in accordance with the Building By-law prior to final inspection. ******THIS PERMIT HAS BEEN ISSUED UNDER THE REQUIREMENTS OF VBBL #12511 (2019)****** | Garcha Bros Mechanical Ltd
SP-2022-01324 | 2022-08-18 | 3276 W 22ND AVENUE #3, Vancouver, BC V6L 1N2 | Sprinkler Permit | Residential | New | Completed | Residential - new sprinkler system for: >BP: To construct a 2 storey laneway house building ($224,750.00) with an attached garage and 1 open parking pad, providing a total of 2 parking spaces, having vehicular access from the lane. Note: This is a 1 ½ storey building pursuant to the Zoning & Development By-law Note: Bldg 1 (principal bldg) addressed #1-3276 W 22nd Ave. retained on site. 1. No A/C unit proposed 2. Schedule B: CLINTON YIU - 604-255-7670 Structural 2. Schedule B: JIAN ZHONG JIN - 604-362-7021 Geotechnical 3. HPO: Residential Builder - Pridwen Construction Ltd. ******THIS PERMIT HAS BEEN ISSUED UNDER THE REQUIREMENTS OF VBBL #12511 (2019)****** | Haven Fire Protection Ltd
PP-2022-02900 | 2022-08-29 | 3276 W 22ND AVENUE #3, Vancouver, BC V6L 1N2 | Plumbing Permit | Residential | New | Completed | Residential - SUMP | Ajac Construction & Excavation Inc
EP-2023-02446 | 2023-03-28 | 3276 W 22ND AVENUE #3, Vancouver, BC V6L 1N2 | Electrical Permit | Residential | New | Completed | Installation / Repair - Residential - Electrical wiring laneway house *Main Service at laneway: 200A/ EP-2023-02446 *Laneway house: 125A/ EP-2023-02446 *Main house: Service disconnect/ re-connect: 100A/ EP-2022-07505 >BP: To construct a 2 storey laneway house building ($224,750.00) with an attached garage and 1 open parking pad, providing a total of 2 parking spaces, having vehicular access from the lane. Note: This is a 1 ½ storey building pursuant to the Zoning & Development By-law Note: Bldg 1 (principal bldg) addressed #1-3276 W 22nd Ave. retained on site. 1. No A/C unit proposed 2. Schedule B: CLINTON YIU - 604-255-7670 Structural 2. Schedule B: JIAN ZHONG JIN - 604-362-7021 Geotechnical 3. HPO: Residential Builder - Pridwen Construction Ltd. ******THIS PERMIT HAS BEEN ISSUED UNDER THE REQUIREMENTS OF VBBL #12511 (2019)****** | JIU DING ELECTRIC LTD
EP-2023-02440 | 2023-03-22 | 3276 W 22ND AVENUE #3, Vancouver, BC V6L 1N2 | Electrical Permit | Residential | New | Completed | Installation / Repair - Residential - To pre-wire and install complete security Alarm, and TV/Data cables >BP: To construct a 2 storey laneway house building ($224,750.00) with an attached garage and 1 open parking pad, providing a total of 2 parking spaces, having vehicular access from the lane. | Yao Rong Xu
EP-2022-04616 | 2022-06-01 | 3276 W 22ND AVENUE #3, Vancouver, BC V6L 1N2 | Electrical Permit | Residential | New | Expired | Temporary Power - Residential - To provide temporary power. | JIU DING ELECTRIC LTD
EP-2022-07259 | 2022-08-29 | 3442 PANDORA STREET, Vancouver, BC V5K 1W8 | Electrical Permit | Residential | New | Completed | Installation / Repair - Residential - Duplex - Alarm / tv / tel >BP: To construct a 2 storey two-family dwelling ($704,000) with a detached accessory building (garage) at the rear providing 2 parking spaces, having vehicular access from the lane. Note: The entire building, INCLUDING THE ATTACHED GARAGE (if applicable), to be sprinklered to 2 x NFPA 13D 1. A/C proposed – Exterior component located in front and rear, Interior component located in second floor. 2. Bar sink located in basement 3. Schedule B: (J.J.S Hui) P.Eng (778.319.3403) Structural & Geotechnical 4. HPO: Residential Builder- Bhullar Dream Construction Ltd Note: This is a 2 storey building pursuant to the Zoning and Development By-Law Address Information: Principle Dwelling (North): 3442 Pandora St Principle Dwelling (South): 3440 Pandora St Address numbers assigned as per approved plans for Fire and Emergency response. The address numbers are to be posted to the building to be visible from the street and in accordance with the Building By-law prior to final inspection. **THIS PERMIT HAS BEEN ISSUED UNDER THE REQUIREMENTS OF VBBL #12511 (2019)** | Sea-West Communications & Security Inc
EP-2022-07226 | 2022-08-26 | 3442 PANDORA STREET, Vancouver, BC V5K 1W8 | Electrical Permit | Residential | New | Completed | Installation / Repair - Residential - New Construction >BP: To construct a 2 storey two-family dwelling ($704,000) with a detached accessory building (garage) at the rear providing 2 parking spaces, having vehicular access from the lane. Note: The entire building, INCLUDING THE ATTACHED GARAGE (if applicable), to be sprinklered to 2 x NFPA 13D 1. A/C proposed – Exterior component located in front and rear, Interior component located in second floor. 2. Bar sink located in basement 3. Schedule B: (J.J.S Hui) P.Eng (778.319.3403) Structural & Geotechnical 4. HPO: Residential Builder- Bhullar Dream Construction Ltd Note: This is a 2 storey building pursuant to the Zoning and Development By-Law **THIS PERMIT HAS BEEN ISSUED UNDER THE REQUIREMENTS OF VBBL #12511 (2019)** | Highlight Electrical Ltd
GP-2022-02640 | 2022-09-02 | 3442 PANDORA STREET, Vancouver, BC V5K 1W8 | Gas Permit | Residential | New | Completed | Residential - Gas piping rough in for: >BP: To construct a 2 storey two-family dwelling ($704,000) with a detached accessory building (garage) at the rear providing 2 parking spaces, having vehicular access from the lane. | FOCUS MECHANICAL LTD.
PP-2022-02196 | 2022-06-22 | 3442 PANDORA STREET, Vancouver, BC V5K 1W8 | Plumbing Permit | Residential | New | Completed | Residential - Plumbing of a duplex house >To construct a 2 storey two-family dwelling ($704,000) with a detached accessory building (garage) at the rear providing 2 parking spaces, having vehicular access from the lane. Note: The entire building, INCLUDING THE ATTACHED GARAGE (if applicable), to be sprinklered to 2 x NFPA 13D 1. A/C proposed – Exterior component located in front and rear, Interior component located in second floor. 2. Bar sink located in basement 3. Schedule B: (J.J.S Hui) P.Eng (778.319.3403) Structural & Geotechnical 4. HPO: Residential Builder- Bhullar Dream Construction Ltd Note: This is a 2 storey building pursuant to the Zoning and Development By-Law Address Information: Principle Dwelling (North): 3442 Pandora St Principle Dwelling (South): 3440 Pandora St Address numbers assigned as per approved plans for Fire and Emergency response. The address numbers are to be posted to the building to be visible from the street and in accordance with the Building By-law prior to final inspection. **THIS PERMIT HAS BEEN ISSUED UNDER THE REQUIREMENTS OF VBBL #12511 (2019)** | Karan Plumbing & Heating Ltd
PP-2022-02136 | 2022-06-20 | 3275 E 19TH AVENUE #3, Vancouver, BC V5M 2T4 | Plumbing Permit | Residential | New | Completed | Residential - Plumbing for new Lanway house >BP: To construct a 2 storey laneway house building with an attached garage and 1 open parking pad, providing a total of 2 parking spaces, having vehicular access from the lane. Note: This is a 1 ½ storey building pursuant to the Zoning & Development By-law 1. No Strata Titling permitted 2. No A/C unit proposed 3. Schedule B: Xue Li Chen P.Eng (778.235.5447) Structural & Geotechnical 4. Contractor: Owner builder ( Steve Chand) | Rain Coast Plumbing & Heating Ltd
SP-2022-01606 | 2022-10-04 | 3275 E 19TH AVENUE #3, Vancouver, BC V5M 2T4 | Sprinkler Permit | Residential | New | Completed | Residential - LWH - #3 - new sprinkler installation >DB: To construct a 2 storey laneway house building with an attached garage and 1 open parking pad, providing a total of 2 parking spaces, having vehicular access from the lane. Note: This is a 1 ½ storey building pursuant to the Zoning & Development By-law 1. No Strata Titling permitted 2. No A/C unit proposed | Real Tech Fire Protection Ltd
EP-2022-08280 | 2022-10-03 | 3275 E 19TH AVENUE #3, Vancouver, BC V5M 2T4 | Electrical Permit | Residential | New | Completed | Installation / Repair - Residential - New Construction of Laneway house Service 200 amps To construct a 2 storey laneway house building with an attached garage and 1 open parking pad, providing a total of 2 parking spaces, having vehicular access from the lane. Note: This is a 1 ½ storey building pursuant to the Zoning & Development By-law 1. No Strata Titling permitted 2. No A/C unit proposed 3. Schedule B: Xue Li Chen P.Eng (778.235.5447) Structural & Geotechnical 4. Contractor: Owner builder ( Steve Chand) | Apaar Electrical Ltd
EP-2022-09205 | 2022-10-28 | 3275 E 19TH AVENUE #3, Vancouver, BC V5M 2T4 | Electrical Permit | Residential | New | Completed | Installation / Repair - Residential - lv wiring for lwh >>BP: To construct a 2 storey laneway house building with an attached garage and 1 open parking pad, providing a total of 2 parking spaces, having vehicular access from the lane. Note: This is a 1 ½ storey building pursuant to the Zoning & Development By-law 1. No Strata Titling permitted 2. No A/C unit proposed 3. Schedule B: Xue Li Chen P.Eng (778.235.5447) Structural & Geotechnical 4. Contractor: Owner builder ( Steve Chand) Combustible projections or roof soffits on an exposing building face shall not project to less than .45m from the property line and shall be in compliance with VBBL 2019 9.10.15.5.(9) The entire building, INCLUDING THE ATTACHED GARAGE, to be sprinklered to NFPA 13D. Any alterations or conversions to the attached garage to habitable living space shall not be permitted without first obtaining the approval of the Director of Planning and the Chief Building Official. Thermal protection measures and Laneway house design guidelines shall be required to be met prior to the approval of the conversion. ******THIS PERMIT HAS BEEN ISSUED UNDER THE REQUIREMENTS OF VBBL #12511 (2019)****** | Premier Audio & Home Integration Inc
EP-2022-02630 | 2022-04-01 | 4992 MOSS STREET, Vancouver, BC | Electrical Permit | Residential | Addition | Completed | Installation / Repair - Residential - Add car chargers in shared garage of 4 car space. Upgrade Elecrical panel from 100 amps to 125 amps. - only installing outlets for future car charger not any electric equipments >BP: Building Permit for BP-2019-02352 Building Permit for DP-2018-00092 to develop a one-family dwelling with 1 secondary suite and 1 Family Dwelling with lock off unit. Building A - 1 Family Dwelling with 1 secondary suite and 1 Family Dwelling with lock off unit | Apaar Electrical Ltd
GP-2023-01443 | NULL | 8077 BORDEN STREET, Vancouver, BC | Gas Permit | Residential | New | Cancelled | Residential - new gas | Sodhi Development Ltd
SP-2023-00573 | 2023-04-06 | 5813 JOYCE STREET, Vancouver, BC | Sprinkler Permit | Residential | New | Completed | Residential - 2FD+1LO - SOUTH - 5815 JOYCE ST NORTH - 5813 JOYCE ST - #1 & #2 (LO) Fire Sprinkler Installation, Rough In done by previous contractor, Need to finish underground water service for fire sprinkler, backflow inside pit and final inspection The entire building, INCLUDING THE ATTACHED GARAGE (if applicable), to be sprinklered to NFPA 13R. >DB: *To construct a two-storey two-family dwelling with one lock off unit located in the basement, with an attached garage providing 2 parking spaces, having vehicular access from Joyce street. 1. Covenant registered at the Land Title Office under CA9707625 to CA9707626 2. No strata titling permitted 3. A/C units proposed on second floor & rear yard 4. No Bar sinks proposed | NewTech Fire Protection Ltd
EP-2023-03551 | 2023-04-27 | 583 W 17TH AVENUE #3, Vancouver, BC V5Z 1T6 | Electrical Permit | Residential | New | Issued | Installation / Repair - Residential - LWH Rough-in / Finishing >Permit Amendment Nov 16, 2023 -2 SEPARATE 200A SERVICES ¦ 1-200A: 1FD ¦ 1- 200A: LWH + 1SS -"Revise Load calculation for Laneway/Suite for 200 amp service with 2 meters" *Document(s) uploaded to "Application Documents" tab for Electrical Inspector review. Documents are at pending status at time of permit amendment approval >BP: To construct a 1 storey laneway house building ($160,750.00) with an attached garage and 1 open parking pad, providing a total of 2 parking spaces, having vehicular access from the 20' Lane. 1. Covenant registered at the Land Title Office under CA9199719 2. Covenant not required with existing house 3. No Strata Titling permitted 4. No A/C Unit proposed 5. Schedule B: (Tsung-Hua Yang) P.Eng (604.729.0585) Structural & Geotechnical 6. HPO: Residential Builder- ALIIA DEVELOPMENTS LTD. | ORBIT ENERGY CONTROLS LTD
PP-2023-01559 | 2023-05-03 | 583 W 17TH AVENUE #3, Vancouver, BC V5Z 1T6 | Plumbing Permit | Residential | New | Issued | Residential - LWH - #3 - new plumbing >DB: To construct a 1 storey laneway house building with an attached garage and 1 open parking pad, providing a total of 2 parking spaces, having vehicular access from the 20' Lane. 1. Covenant registered at the Land Title Office under CA9199719 2. Covenant not required with existing house 3. No Strata Titling permitted 4. No A/C Unit proposed | ALI & ALI PLUMBING & HEATING LTD
MP-2023-00947 | 2023-05-29 | 583 W 17TH AVENUE #3, Vancouver, BC V5Z 1T6 | Mechanical Permit | NULL | NULL | Issued | NULL | ALI & ALI PLUMBING & HEATING LTD
EP-2023-06816 | 2023-07-27 | 583 W 17TH AVENUE #3, Vancouver, BC V5Z 1T6 | Electrical Permit | Residential | New | Issued | Installation / Repair - Residential - Installation of extra low voltage with TV data and alarm system. >BP: To construct a 1 storey laneway house building ($160,750.00) with an attached garage and 1 open parking pad, providing a total of 2 parking spaces, having vehicular access from the 20' Lane. 1. Covenant registered at the Land Title Office under CA9199719 2. Covenant not required with existing house 3. No Strata Titling permitted 4. No A/C Unit proposed 5. Schedule B: (Tsung-Hua Yang) P.Eng (604.729.0585) Structural & Geotechnical 6. HPO: Residential Builder- ALIIA DEVELOPMENTS LTD. NOTE: To achieve the required FSR. A floor space exclusion of 3% has been applied to this application as per section 11.24.18 of the district schedule, to accommodate improved building performance. *NEW HOUSE* Note: See DB-2021-05041 for Bldg 1 on site (principal bldg) addressed #1-583 W 17 Ave. **THIS PERMIT HAS BEEN ISSUED UNDER THE REQUIREMENTS OF VBBL #12511 (2019) ** ****ALL PROJECT COORDINATOR NOTES HAS BEEN ACCEPTED BY THE APPLICANT**** | Orbit Home Automation Ltd
SP-2023-01687 | 2023-09-14 | 583 W 17TH AVENUE #3, Vancouver, BC V5Z 1T6 | Sprinkler Permit | Residential | New | Issued | Residential - Install sprinklers in LWH >BP: To construct a 1 storey laneway house building with an attached garage and 1 open parking pad, providing a total of 2 parking spaces, having vehicular access from the 20' Lane. 1. Covenant registered at the Land Title Office under CA9199719 2. Covenant not required with existing house 3. No Strata Titling permitted 4. No A/C Unit proposed 5. Schedule B: (Tsung-Hua Yang) P.Eng (604.729.0585) Structural & Geotechnical 6. HPO: Residential Builder- ALIIA DEVELOPMENTS LTD. | Gold Key Fire Protection Ltd
GP-2023-00141 | NULL | 342 W 16TH AVENUE, Vancouver, BC | Gas Permit | Residential | New | Withdrawn | Residential - New house gas work > ***PART 5*** To construct a new 3-storey multiple dwelling containing five (5) dwelling unit with three (3) surface parking spaces at the rear of the site with vehicular access from the lane. Note: 1. The building is a two-and-a-half (2.5) storey plus basement per the development permit. 2. All 5 dwelling units have direct exterior entrance. Revision-1 February 25, 2022 Updated the landscaping drawing Revision-2 October 4, 2022 1- Revised roof assembly components 2- Conglomerate some adjacent windows 3- Replaced fire listed windows with standard windows protected with sprinkler water curtain per VBBL 3.2.3.13.(5) 4. Some windows are removed 5. Front entrance doors doors of unit 1 and unit 2 is modified 6- Fire department connection is relocated 7. Some interior bypass closet doors are replaced with swing type doors 8. layout of kitchens in unit 1 and unit 2 is modified 9. attic access hatches are identified on the drawings 10. Skylights added 11. Some interior wall types were modified and new roof assembly added | BC 2000 Plumbing & Heating Ltd
PP-2022-01355 | 2022-05-04 | 342 W 16TH AVENUE, Vancouver, BC | Plumbing Permit | Commercial | New | Completed | Commercial - Plumbing,Heating ****PART 5 ****o construct a new 3-storey multiple dwelling containing five (5) dwelling unit with three (3) surface parking spaces at the rear of the site with vehicular access from the lane. Note: 1. The building is a two-and-a-half (2.5) storey plus basement per the development permit. 2. All 5 dwelling units have direct exterior entrance. | JN Mechanical Ltd
GP-2023-00144 | NULL | 348 W 16TH AVENUE, Vancouver, BC | Gas Permit | Residential | New | Withdrawn | Residential - new house gas | BC 2000 Plumbing & Heating Ltd
GP-2023-00145 | NULL | 350 W 16TH AVENUE, Vancouver, BC | Gas Permit | Residential | New | Withdrawn | Residential - new house gas work | BC 2000 Plumbing & Heating Ltd
PP-2022-01800 | 2022-05-27 | 7840 THORNHILL DRIVE #3, Vancouver, BC V5P 3T5 | Plumbing Permit | Residential | New | Completed | Residential - sump >BP: To construct a 2 storey laneway house building ($225,000) with an open parking pad, providing 1 parking space, having vehicular access from the lane. Garage alteration permit issued under BP-2021-03016 to provide two car garage. Note: This is a 1 ½ storey building pursuant to the Zoning & Development By-law Note: Bldg 1 (principal bldg) addressed #1 - 7840 Thornhill Drive retained on site. 1. No A/C unit proposed 2. Schedule B: P. Eng SHAHIDUL ALAM - (604-653-7475). Structural & Geotechnical 3. HPO: Residential Builder- Rubbix Creations Ltd BUILDING 2 #3-7840 Thornhill Dr - Laneway House (1.5 storey) Address and suite number assigned as per approved plans for Fire and Emergency response. The address number is to be posted to the building to be visible from the street and the suite number is to be posted at the suite entry in accordance with the Building By-law prior to final inspection. Note: As a result of the addition of a laneway house, the main house / principal dwelling will be assigned a suite number and the site will be as follows: #1-7840 Thornhill Dr - Principal Dwelling ****ALL PROJECT COORINATOR NOTES HAS BEEN ACCEPTED BY THE APPLICANT**** ******THIS PERMIT HAS BEEN ISSUED UNDER THE REQUIREMENTS OF VBBL #12511 (2019)****** | Trust Excavation & Demolition Ltd
SP-2022-00953 | 2022-06-14 | 7840 THORNHILL DRIVE #3, Vancouver, BC V5P 3T5 | Sprinkler Permit | Residential | New | Completed | Residential - NEW HOME >To construct a 2 storey laneway house building ($225,000) with an open parking pad, providing 1 parking space, having vehicular access from the lane. Garage alteration permit issued under BP-2021-03016 to provide two car garage. Note: This is a 1 ½ storey building pursuant to the Zoning & Development By-law Note: Bldg 1 (principal bldg) addressed #1 - 7840 Thornhill Drive retained on site. 1. No A/C unit proposed 2. Schedule B: P. Eng SHAHIDUL ALAM - (604-653-7475). Structural & Geotechnical 3. HPO: Residential Builder- Rubbix Creations Ltd BUILDING 2 #3-7840 Thornhill Dr - Laneway House (1.5 storey) Address and suite number assigned as per approved plans for Fire and Emergency response. The address number is to be posted to the building to be visible from the street and the suite number is to be posted at the suite entry in accordance with the Building By-law prior to final inspection. Note: As a result of the addition of a laneway house, the main house / principal dwelling will be assigned a suite number and the site will be as follows: #1-7840 Thornhill Dr - Principal Dwelling ****ALL PROJECT COORINATOR NOTES HAS BEEN ACCEPTED BY THE APPLICANT**** ******THIS PERMIT HAS BEEN ISSUED UNDER THE REQUIREMENTS OF VBBL #12511 (2019)****** | SBMS Construction Ltd
EP-2022-04991 | 2022-06-20 | 7840 THORNHILL DRIVE #3, Vancouver, BC V5P 3T5 | Electrical Permit | Residential | New | Completed | Installation / Repair - Residential - Extra low voltage -Rough in and completion of security alarm system camera data tel and tv >BP: To construct a 2 storey laneway house building ($225,000) with an open parking pad, providing 1 parking space, having vehicular access from the lane. Garage alteration permit issued under BP-2021-03016 to provide two car garage. | ITech Security Systems Ltd
GP-2022-01300 | 2022-04-26 | 7840 THORNHILL DRIVE #3, Vancouver, BC V5P 3T5 | Gas Permit | Residential | New | Completed | Residential - Complete boiler only. >BP: To construct a 2 storey laneway house building ($225,000) with an open parking pad, providing 1 parking space, having vehicular access from the lane. Garage alteration permit issued under BP-2021-03016 to provide two car garage. Note: This is a 1 ½ storey building pursuant to the Zoning & Development By-law Note: Bldg 1 (principal bldg) addressed #1 - 7840 Thornhill Drive retained on site. 1. No A/C unit proposed 2. Schedule B: P. Eng SHAHIDUL ALAM - (604-653-7475). Structural & Geotechnical 3. HPO: Residential Builder- Rubbix Creations Ltd BUILDING 2 #3-7840 Thornhill Dr - Laneway House (1.5 storey) Address and suite number assigned as per approved plans for Fire and Emergency response. The address number is to be posted to the building to be visible from the street and the suite number is to be posted at the suite entry in accordance with the Building By-law prior to final inspection. Note: As a result of the addition of a laneway house, the main house / principal dwelling will be assigned a suite number and the site will be as follows: #1-7840 Thornhill Dr - Principal Dwelling ****ALL PROJECT COORINATOR NOTES HAS BEEN ACCEPTED BY THE APPLICANT**** ******THIS PERMIT HAS BEEN ISSUED UNDER THE REQUIREMENTS OF VBBL #12511 (2019)****** | Deep Gas Fitting Ltd.
PP-2022-01678 | 2022-05-16 | 4381 GLADSTONE STREET #3, Vancouver, BC V5N 4Z4 | Plumbing Permit | Residential | New | Completed | Residential - sump >BP: To construct a 2 storey laneway house building with an open parking pad, providing 1 parking space, having vehicular access from the lane. Note: This is a 1 storey building pursuant to the Zoning & Development By-law 1. No A/C unit proposed 2. Schedule B: P.K.L Fong, P.Eng (604.837.3205) Geotechnical 3. Schedule B: I. Parlindungan, (604.579.0110) Structural 4. HPO: Smallworks Studios and Laneway Housing Inc. BUILDING 2 #3-4381 Gladstone St - Laneway House (1 storey) Address and suite number assigned as per approved plans for Fire and Emergency response. The address number is to be posted to the building to be visible from the street and the suite number is to be posted at the suite entry in accordance with the Building By-law prior to final inspection. Note: As a result of the addition of a laneway house, the main house / principal dwelling will be assigned a suite number and the site will be as follows: #1-4381 Gladstone St - Principal Dwelling Combustible projections or roof soffits on an exposing building face shall not project to less than .45m from the property line and shall be in compliance with VBBL 2019 9.10.15.5.(9) Information regarding the principal building on the survey and site plan is for reference only. Any discrepancy between information regarding the principal building on the survey and/or site plan and approved permit drawings for the principal building are neither approved nor authorized under this laneway house permit. The entire building, to be sprinklered to NFPA 13D. ******THIS PERMIT HAS BEEN ISSUED UNDER THE REQUIREMENTS OF VBBL #12511 (2019)****** | Octiscapes Site Services Ltd
EP-2022-04006 | 2022-05-16 | 4381 GLADSTONE STREET #3, Vancouver, BC V5N 4Z4 | Electrical Permit | Residential | New | Completed | Installation / Repair - Residential - New laneway house construction, move service from main house to laneways, service 200 amp main, 100 amp main house, 100 amp laneway house ** Amend 09/23/2022** please change service 100amps to 125amps as per new load calculation >BP: To construct a 2 storey laneway house building with an open parking pad, providing 1 parking space, having vehicular access from the lane. Note: This is a 1 storey building pursuant to the Zoning & Development By-law 1. No A/C unit proposed 2. Schedule B: P.K.L Fong, P.Eng (604.837.3205) Geotechnical 3. Schedule B: I. Parlindungan, (604.579.0110) Structural 4. HPO: Smallworks Studios and Laneway Housing Inc. Combustible projections or roof soffits on an exposing building face shall not project to less than .45m from the property line and shall be in compliance with VBBL 2019 9.10.15.5.(9) Information regarding the principal building on the survey and site plan is for reference only. Any discrepancy between information regarding the principal building on the survey and/or site plan and approved permit drawings for the principal building are neither approved nor authorized under this laneway house permit. The entire building, to be sprinklered to NFPA 13D. Amend: Oct 28, 2022 service to triple meter base 200amps main ,125amps lane way house ,100amps main house and 100amps suite see new load calculation | O J ELECTRIC LTD
PP-2022-02070 | 2022-06-15 | 4381 GLADSTONE STREET #3, Vancouver, BC V5N 4Z4 | Plumbing Permit | Residential | New | Completed | Residential - LWH - #3 - Rough and installation of plumbing in the lane way house To construct a 2 storey laneway house building with an open parking pad, providing 1 parking space, having vehicular access from the lane. Note: This is a 1 storey building pursuant to the Zoning & Development By-law 1. No A/C unit proposed | Division Mechanical Ltd
NULL | NULL | 4381 GLADSTONE STREET #3, Vancouver, BC V5N 4Z4 | Gas Permit | Residential | NULL | Withdrawn | Residential - Rough in and installation of gas appliances and piping in the laneway house | Division Mechanical Ltd
SP-2022-01433 | 2022-09-07 | 4381 GLADSTONE STREET #3, Vancouver, BC V5N 4Z4 | Sprinkler Permit | Residential | New | Completed | Residential - LWH - #3 - sprinkler system laneway >DB: To construct a 2 storey laneway house building with an open parking pad, providing 1 parking space, having vehicular access from the lane. Note: This is a 1 storey building pursuant to the Zoning & Development By-law 1. No A/C unit proposed | Alco Fire Protection Ltd
EP-2022-07352 | 2022-08-31 | 4381 GLADSTONE STREET #3, Vancouver, BC V5N 4Z4 | Electrical Permit | Residential | New | Completed | Installation / Repair - Residential - Alarm (Pre-wire only), TV, Net, Doorbell >BP: To construct a 2 storey laneway house building with an open parking pad, providing 1 parking space, having vehicular access from the lane. Note: This is a 1 storey building pursuant to the Zoning & Development By-law 1. No A/C unit proposed 2. Schedule B: P.K.L Fong, P.Eng (604.837.3205) Geotechnical 3. Schedule B: I. Parlindungan, (604.579.0110) Structural 4. HPO: Smallworks Studios and Laneway Housing Inc. Note: As a result of the addition of a laneway house, the main house / principal dwelling will be assigned a suite number and the site will be as follows: #1-4381 Gladstone St - Principal Dwelling Combustible projections or roof soffits on an exposing building face shall not project to less than .45m from the property line and shall be in compliance with VBBL 2019 9.10.15.5.(9) Information regarding the principal building on the survey and site plan is for reference only. Any discrepancy between information regarding the principal building on the survey and/or site plan and approved permit drawings for the principal building are neither approved nor authorized under this laneway house permit. The entire building, to be sprinklered to NFPA 13D. ******THIS PERMIT HAS BEEN ISSUED UNDER THE REQUIREMENTS OF VBBL #12511 (2019)****** | Best Built-In Centre Ltd
SP-2022-01072 | 2022-07-04 | 3171 W 26TH AVENUE #3, Vancouver, BC V6L 1V9 | Sprinkler Permit | Residential | New | Completed | Residential - NEW SPRINKLER SYSTEM LANEWAY To construct a 1 storey laneway house building 1. No Strata Titling permitted 2. No A/C Unit proposed 3. Schedule B: (O.Wegner) P.Eng (604.579-0110) Structural 4. Schedule B: (P.K.L.Fong) P.Eng (604.837-3205) Geotechnical 5. BC Housing (Small works Lane Housing Inc.) | Alco Fire Protection Ltd
EP-2022-05619 | 2022-07-04 | 3171 W 26TH AVENUE #3, Vancouver, BC V6L 1V9 | Electrical Permit | Residential | New | Completed | Installation / Repair - Residential - LWH - #3 - Extra Low Voltage, Cat-5, RG-6, Telephone Alarm prewire only | Infra-Tech Enterprises Ltd
PP-2022-00941 | 2022-03-22 | 3171 W 26TH AVENUE #3, Vancouver, BC V6L 1V9 | Plumbing Permit | Residential | New | Completed | Residential - LWH - #3 - The rough in an installation of plumbing in the lane way home To construct a 1 storey laneway house building 1. No Strata Titling permitted 2. No A/C Unit proposed | Division Mechanical Ltd
GP-2022-00871 | 2022-03-21 | 3171 W 26TH AVENUE #3, Vancouver, BC V6L 1V9 | Gas Permit | Residential | New | Completed | Residential - Rough in of gas piping and appliances in the lane way house | Division Mechanical Ltd
EP-2022-01242 | 2022-02-22 | 3171 W 26TH AVENUE #3, Vancouver, BC V6L 1V9 | Electrical Permit | Residential | New | Completed | Installation / Repair - Residential - new lane way house wiring and finishing , new service 200 amps main ,100 amps main house and 100 amps lane way house >BP: To construct a 1 storey laneway house building ($146,000) 1. No Strata Titling permitted 2. No A/C Unit proposed 3. Schedule B: (O.Wegner) P.Eng (604.579-0110) Structural 4. Schedule B: (P.K.L.Fong) P.Eng (604.837-3205) Geotechnical 5. BC Housing (Small works Lane Housing Inc.) Permit condition: PARKING IN THE REAR LANE IS PROHIBITED AT ALL TIMES | O J ELECTRIC LTD
PP-2022-00507 | 2022-02-15 | 3171 W 26TH AVENUE #3, Vancouver, BC V6L 1V9 | Plumbing Permit | Residential | New | Completed | Residential - LWH - #3 - Install 2 outside sumps without pumps To construct a 1 storey laneway house building 1. No Strata Titling permitted 2. No A/C Unit proposed AMEND: APR.1/2022 Change to pumped sumps | Octiscapes Site Services Ltd
PP-2022-00655 | 2022-02-24 | 7017 STIRLING STREET, Vancouver, BC | Plumbing Permit | Residential | New | Completed | Residential - Install one outside storm sump | PTL Contracting Ltd
EP-2022-02997 | 2022-04-19 | 7017 STIRLING STREET, Vancouver, BC | Electrical Permit | Residential | New | Completed | Installation / Repair - Residential - Installing fixture, receptacle , and power distribution for the new lane-way house. Total incoming service : 200amp - Main house : 100 Amp -Lane way house :125 Amp >BP: To construct a 2 storey laneway house building ($238,000) with an open parking pad providing 1 parking space over gravel, having vehicular access from the 20' Lane. Note: This is a 1 ½ storey building pursuant to the Zoning & Development By-law. 1. No Strata Titling permitted 2. No A/C Unit proposed 3. Schedule B: (Zhanchao Zhao) P.Eng (604.526.1305) Structural & Geotechnical 4. BC Housing (AR Event Solution Inc. ) BUILDING 2 7017 Stirling St - Laneway House (1.5 storey) Address number assigned as per approved plans for Fire and Emergency response. The address number is to be posted and to the building and to be visible from the street in accordance with the Building By-law prior to final inspection. NOTE: To achieve the required FSR. A floor space exclusion of 3% has been applied to this application as per section 11.24.18 of the district schedule, to accommodate improved building performance. "Combustible projections or roof soffits on an exposing building face shall not project to less than .45m from the property line and shall be in compliance with VBBL 2019 9.10.15.5.(9)" The entire building, to be sprinklered to NFPA 13D. ******THIS PERMIT HAS BEEN ISSUED UNDER THE REQUIREMENTS OF VBBL 2019 ****** *EXISTING HOUSE* Note: Bldg 1 (principal bldg) addressed 2293 E 55th Ave retained on site. | Allone Electric Ltd
SP-2022-00492 | 2022-04-14 | 7017 STIRLING STREET, Vancouver, BC | Sprinkler Permit | Residential | New | Completed | Residential - To install 10 heads fire sprinkler system for the LWH >BP: To construct a 2 storey laneway house building ($238,000) with an open parking pad providing 1 parking space over gravel, having vehicular access from the 20' Lane. Note: This is a 1 ½ storey building pursuant to the Zoning & Development By-law. 1. No Strata Titling permitted 2. No A/C Unit proposed 3. Schedule B: (Zhanchao Zhao) P.Eng (604.526.1305) Structural & Geotechnical 4. BC Housing (AR Event Solution Inc. ) BUILDING 2 7017 Stirling St - Laneway House (1.5 storey) Address number assigned as per approved plans for Fire and Emergency response. The address number is to be posted and to the building and to be visible from the street in accordance with the Building By-law prior to final inspection. NOTE: To achieve the required FSR. A floor space exclusion of 3% has been applied to this application as per section 11.24.18 of the district schedule, to accommodate improved building performance. "Combustible projections or roof soffits on an exposing building face shall not project to less than .45m from the property line and shall be in compliance with VBBL 2019 9.10.15.5.(9)" The entire building, to be sprinklered to NFPA 13D. ******THIS PERMIT HAS BEEN ISSUED UNDER THE REQUIREMENTS OF VBBL 2019 ****** *EXISTING HOUSE* Note: Bldg 1 (principal bldg) addressed 2293 E 55th Ave retained on site. | Bright Star Plumbing & Heating Supply Ltd
EP-2022-03790 | 2022-05-10 | 7017 STIRLING STREET, Vancouver, BC | Electrical Permit | Residential | New | Completed | Installation / Repair - Residential - Prewiring & Completion for Alarm, data, doorbell and TV >BP: To construct a 2 storey laneway house building ($238,000) with an open parking pad providing 1 parking space over gravel, having vehicular access from the 20' Lane. Note: This is a 1 ½ storey building pursuant to the Zoning & Development By-law. 1. No Strata Titling permitted 2. No A/C Unit proposed 3. Schedule B: (Zhanchao Zhao) P.Eng (604.526.1305) Structural & Geotechnical 4. BC Housing (AR Event Solution Inc. ) BUILDING 2 7017 Stirling St - Laneway House (1.5 storey) Address number assigned as per approved plans for Fire and Emergency response. The address number is to be posted and to the building and to be visible from the street in accordance with the Building By-law prior to final inspection. NOTE: To achieve the required FSR. A floor space exclusion of 3% has been applied to this application as per section 11.24.18 of the district schedule, to accommodate improved building performance. "Combustible projections or roof soffits on an exposing building face shall not project to less than .45m from the property line and shall be in compliance with VBBL 2019 9.10.15.5.(9)" The entire building, to be sprinklered to NFPA 13D. ******THIS PERMIT HAS BEEN ISSUED UNDER THE REQUIREMENTS OF VBBL 2019 ****** *EXISTING HOUSE* Note: Bldg 1 (principal bldg) addressed 2293 E 55th Ave retained on site. | Columbia Security Systems & Surveillance Inc
SP-2022-00484 | 2022-04-05 | 6238 CHURCHILL STREET #3, Vancouver, BC V6M 3H7 | Sprinkler Permit | Residential | New | Completed | Residential - installation of a new fire sprinkler system >BP: To construct a 2 storey laneway house building ($225,000.00) with an attached garage providing 2 parking space + 1 on grade parking space, having vehicular access from the lane. The entire building, INCLUDING THE ATTACHED GARAGE (if applicable), to be sprinklered to NFPA 13R. NOTE: To achieve the required FSR a floor space exclusion of 3% has been applied to this application as per section 11.17.24(d) of the district schedule, to accommodate improved building performance. 1. No A/C unit proposed 2. Schedule B Antony Wang P.Eng (604-618-6236) Structural & Geotechnical 3. BC Housing: 366074 - Bona Development Ltd. Note: This is a 1 1/2 storey building pursuant to the Zoning & Development By-law ******THIS PERMIT HAS BEEN ISSUED UNDER THE REQUIREMENTS OF VBBL 2019****** "Combustible projections or roof soffits on an exposing building face shall not project to less than .45m from the property line and shall be in compliance with VBBL 2019 9.10.15.5.(9)" Any alterations or conversions to the attached garage (if applicable) to habitable living space shall not be permitted without first obtaining the approval of the Director of Planning and the Chief Building Official. Thermal protection measures and Laneway house design guidelines shall be required to be met prior to the approval of the conversion. Note: #1-6238 Churchill St - Principal Dwelling retained on site. | CENTRE LINE FIRE SPRINKLERS LTD
EP-2022-03138 | 2022-04-19 | 6238 CHURCHILL STREET #3, Vancouver, BC V6M 3H7 | Electrical Permit | Residential | New | Completed | Installation / Repair - Residential - Alarm system >BP: To construct a 2 storey laneway house building ($225,000.00) with an attached garage providing 2 parking space + 1 on grade parking space, having vehicular access from the lane. Rev #1: The entire building, INCLUDING THE ATTACHED GARAGE (if applicable), to be sprinklered to NFPA 13D as per VBBL 3.2.5.12(3)(d). NOTE: To achieve the required FSR a floor space exclusion of 3% has been applied to this application as per section 11.17.24(d) of the district schedule, to accommodate improved building performance. 1. No A/C unit proposed 2. Schedule B Antony Wang P.Eng (604-618-6236) Structural & Geotechnical 3. BC Housing: 366074 - Bona Development Ltd. Note: This is a 1 1/2 storey building pursuant to the Zoning & Development By-law ******THIS PERMIT HAS BEEN ISSUED UNDER THE REQUIREMENTS OF VBBL 2019****** "Combustible projections or roof soffits on an exposing building face shall not project to less than .45m from the property line and shall be in compliance with VBBL 2019 9.10.15.5.(9)" Any alterations or conversions to the attached garage (if applicable) to habitable living space shall not be permitted without first obtaining the approval of the Director of Planning and the Chief Building Official. Thermal protection measures and Laneway house design guidelines shall be required to be met prior to the approval of the conversion. Note: #1-6238 Churchill St - Principal Dwelling retained on site. | Digimax Solutions Ltd
PP-2022-00345 | NULL | 6238 CHURCHILL STREET #3, Vancouver, BC V6M 3H7 | Plumbing Permit | Residential | New | Withdrawn | Residential - LWH - #3 - plumbing work at new build laneway house To construct a 2 storey laneway house building with an attached garage providing 2 parking space + 1 on grade parking space, having vehicular access from the lane. The entire building, INCLUDING THE ATTACHED GARAGE (if applicable), to be sprinklered to NFPA 13R. 1. No A/C unit proposed | PROWORK PLUMBING & HEATING LTD.
PP-2022-00529 | 2022-02-16 | 6238 CHURCHILL STREET #3, Vancouver, BC V6M 3H7 | Plumbing Permit | Residential | New | Completed | Residential - Plumbing work at new laneway house. To construct a 2 storey laneway house building with an attached garage providing 2 parking space + 1 on grade parking space, having vehicular access from the lane. 1. No A/C unit proposed 2. Schedule B Antony Wang P.Eng (604-618-6236) Structural & Geotechnical 3. BC Housing: 366074 - Bona Development Ltd. | PROWORK PLUMBING & HEATING LTD.
EP-2023-04505 | 2023-06-01 | 4572 W 2ND AVENUE #3, Vancouver, BC V6R 1K9 | Electrical Permit | Residential | New | Issued | Installation / Repair - Residential - HVAC Controls. Run Thermostat Wires, Heating and pump control. >BP: To construct a 2 storey laneway house building ($187,555) with an detached garage and 1 open parking pad, providing a total of 3 parking spaces, having vehicular access from the lane. Note: This is a 1 ½ storey building pursuant to the Zoning & Development By-law 1. Covenant registered at the Land Title Office under CA8725319 2. No Strata Titling permitted 3. No A/C unit proposed 4. Schedule A: W. NEIL ROBERTSON P.Eng (604-716-8881) 5. Schedule B: W. NEIL ROBERTSON P.Eng (604-716-8881) Architectural. 6. Schedule B: DAN WICKE P.Eng (604-484-2859) Structural 7. Schedule B: WARD PHILLIPS P.Eng (604-716-8881) Geotechnical 8. Schedule D: W. NEIL ROBERTSON P.Eng (604-716-8881) 9. HPO: Residential Builder – Murray-Sims construction Ltd # 28854 10. Entire Building to have NFPA 13-D *NEW HOUSE* Note: See DB-2020-03753 for Bldg 1 on site (principal bldg) addressed #1-3842 W 26 Ave. Note : Adaptable bathroom relaxation at Basement level per D Westerman on May 11, 2022. ****ALL PROJECT COORDINATOR NOTES HAS BEEN ACCEPTED BY THE APPLICANT**** ******THIS PERMIT HAS BEEN ISSUED UNDER THE REQUIREMENTS OF VBBL #12511 (2019)****** | IES ELECTRICAL SYSTEMS LTD
SP-2023-00669 | 2023-04-18 | 4572 W 2ND AVENUE #3, Vancouver, BC V6R 1K9 | Sprinkler Permit | Residential | New | Issued | Residential - Installation of new fire sprinkler system in Laneway >BP: To construct a 2 storey laneway house building with an detached garage and 1 open parking pad, providing a total of 3 parking spaces, having vehicular access from the lane. Note: This is a 1 ½ storey building pursuant to the Zoning & Development By-law 1. Covenant registered at the Land Title Office under CA8725319 2. No Strata Titling permitted 3. No A/C unit proposed 4. Schedule A: W. NEIL ROBERTSON P.Eng (604-716-8881) 5. Schedule B: W. NEIL ROBERTSON P.Eng (604-716-8881) Architectural. 6. Schedule B: DAN WICKE P.Eng (604-484-2859) Structural 7. Schedule B: WARD PHILLIPS P.Eng (604-716-8881) Geotechnical 8. Schedule D: W. NEIL ROBERTSON P.Eng (604-716-8881) 9. HPO: Residential Builder – Murray-Sims construction Ltd # 28854 10. Entire Building to have NFPA 13-D | Fire Busters Inc
NULL | NULL | 4572 W 2ND AVENUE #3, Vancouver, BC V6R 1K9 | Electrical Permit | Residential | New | Withdrawn | Installation / Repair - Residential - new construction of a Laneway house | Kuban Electric Ltd
EP-2023-01616 | 2023-03-15 | 4572 W 2ND AVENUE #3, Vancouver, BC V6R 1K9 | Electrical Permit | Residential | New | Issued | Installation / Repair - Residential - wiring of laneway complete with its own separate 200 amp service. The main house at 4572 west 2nd has its own separate 600amp service. *An approved mechanical permit is required for the installation of air conditioning or heat pump unit at the time of installation before an electrical inspection will be performed. >BP: To construct a 2 storey laneway house building ($187,555) with an detached garage and 1 open parking pad, providing a total of 3 parking spaces, having vehicular access from the lane. Note: This is a 1 ½ storey building pursuant to the Zoning & Development By-law 1. Covenant registered at the Land Title Office under CA8725319 2. No Strata Titling permitted 3. No A/C unit proposed 4. Schedule A: W. NEIL ROBERTSON P.Eng (604-716-8881) 5. Schedule B: W. NEIL ROBERTSON P.Eng (604-716-8881) Architectural. 6. Schedule B: DAN WICKE P.Eng (604-484-2859) Structural 7. Schedule B: WARD PHILLIPS P.Eng (604-716-8881) Geotechnical 8. Schedule D: W. NEIL ROBERTSON P.Eng (604-716-8881) 9. HPO: Residential Builder – Murray-Sims construction Ltd # 28854 10. Entire Building to have NFPA 13-D *NEW HOUSE* Note: See DB-2020-03753 for Bldg 1 on site (principal bldg) addressed #1-3842 W 26 Ave. Note : Adaptable bathroom relaxation at Basement level per D Westerman on May 11, 2022. ****ALL PROJECT COORDINATOR NOTES HAS BEEN ACCEPTED BY THE APPLICANT**** ******THIS PERMIT HAS BEEN ISSUED UNDER THE REQUIREMENTS OF VBBL #12511 (2019)****** | Kuban Electric Ltd
PP-2023-00791 | NULL | 4572 W 2ND AVENUE #3, Vancouver, BC V6R 1K9 | Plumbing Permit | Residential | New | Submitted | Residential - LWH - #3 - New water and drain lines for all fixtures. - Electric HWT for domestic - GEO system for heating >DB: To construct a 2 storey laneway house building with an detached garage and 1 open parking pad, providing a total of 3 parking spaces, having vehicular access from the lane. Note: This is a 1 ½ storey building pursuant to the Zoning & Development By-law 1. Covenant registered at the Land Title Office under CA8725319 2. No Strata Titling permitted 3. No A/C unit proposed | Paris Plumbing And Heating Ltd
MP-2023-00356 | 2023-03-13 | 4572 W 2ND AVENUE #3, Vancouver, BC V6R 1K9 | Mechanical Permit | NULL | NULL | Issued | NULL | Paris Plumbing And Heating Ltd
PP-2022-02791 | 2022-08-11 | 2335 ROSEDALE DRIVE #3, Vancouver, BC V5P 2R2 | Plumbing Permit | Residential | New | Completed | Residential - LWH - #3 - New plumbing for laneway house To construct a 2 storey laneway house building with an open parking pad, providing 1 parking space, having vehicular access from the lane. Note: This is a 1 ½ storey building pursuant to the Zoning & Development By-law 1. A/C unit proposed in rear yard | Philip Ma
EP-2022-07288 | 2022-08-30 | 2335 ROSEDALE DRIVE #3, Vancouver, BC V5P 2R2 | Electrical Permit | Residential | New | Completed | Installation / Repair - Residential - Electrical work for new laneway house. main service 200A 120/240V single phase ,Sub service 125A 120/240 V single phase >BP: To construct a 2 storey laneway house building with an open parking pad, providing 1 parking space, having vehicular access from the lane. Note: This is a 1 ½ storey building pursuant to the Zoning & Development By-law 1. A/C unit proposed in rear yard 2. Schedule B: Alan Prahalad P.Eng (604.831.1431) Structural & Geotechnical 3. HPO: L.S. Developments Ltd. Note: As a result of the addition of the laneway house, the existing one family dwelling / principle dwelling, will be assigned a suite number. The site is now as follows: The entire building, to be sprinklered to NFPA 13D. ******THIS PERMIT HAS BEEN ISSUED UNDER THE REQUIREMENTS OF VBBL #12511 (2019)****** Amend: Nov 7, 2022 modify the permit below original " Sub service 125A 120/240 V single phase " to "Sub service 200A 120/240V single phase 3 wires" and add scope of work: Supply power to the heat pump and hot water tank. Amend: May 23, 2023 modify the permit below original " Sub service 125A 120/240 V single phase " to Sub service e200A 120/240V single phase 3 wires" Add scope of work: Supply power to the heat pump and hot water tank. | SNG Electric Ltd
MP-2022-00307 | 2022-09-29 | 2335 ROSEDALE DRIVE #3, Vancouver, BC V5P 2R2 | Mechanical Permit | NULL | NULL | Completed | NULL | Philip Ma
GP-2022-03677 | 2022-11-22 | 2335 ROSEDALE DRIVE #3, Vancouver, BC V5P 2R2 | Gas Permit | Residential | New | Completed | Residential - Gas piping and connection for new house. >BP: To construct a 2 storey laneway house building with an open parking pad, providing 1 parking space, having vehicular access from the lane. Note: This is a 1 ½ storey building pursuant to the Zoning & Development By-law 1. A/C unit proposed in rear yard 2. Schedule B: Alan Prahalad P.Eng (604.831.1431) Structural & Geotechnical 3. HPO: L.S. Developments Ltd. Combustible projections or roof soffits on an exposing building face shall not project to less than .45m from the property line and shall be in compliance with VBBL 2019 9.10.15.5.(9) Information regarding the principal building on the survey and site plan is for reference only. Any discrepancy between information regarding the principal building on the survey and/or site plan and approved permit drawings for the principal building are neither approved nor authorized under this laneway house permit. The entire building, to be sprinklered to NFPA 13D. ******THIS PERMIT HAS BEEN ISSUED UNDER THE REQUIREMENTS OF VBBL #12511 (2019)****** | Latek Gas Fitting Inc
EP-2022-09640 | 2022-11-16 | 2335 ROSEDALE DRIVE #3, Vancouver, BC V5P 2R2 | Electrical Permit | Residential | New | Completed | Installation / Repair - Residential - Installation of low voltage system for alarm , camera and data wiring >BP: To construct a 2 storey laneway house building with an open parking pad, providing 1 parking space, having vehicular access from the lane. Note: This is a 1 ½ storey building pursuant to the Zoning & Development By-law 1. A/C unit proposed in rear yard 2. Schedule B: Alan Prahalad P.Eng (604.831.1431) Structural & Geotechnical 3. HPO: L.S. Developments Ltd. Note: As a result of the addition of the laneway house, the existing one family dwelling / principle dwelling, will be assigned a suite number. The site is now as follows: Combustible projections or roof soffits on an exposing building face shall not project to less than .45m from the property line and shall be in compliance with VBBL 2019 9.10.15.5.(9) Information regarding the principal building on the survey and site plan is for reference only. Any discrepancy between information regarding the principal building on the survey and/or site plan and approved permit drawings for the principal building are neither approved nor authorized under this laneway house permit. The entire building, to be sprinklered to NFPA 13D. ******THIS PERMIT HAS BEEN ISSUED UNDER THE REQUIREMENTS OF VBBL #12511 (2019)****** | Opticnet Communications Inc
NULL | NULL | 2335 ROSEDALE DRIVE #3, Vancouver, BC V5P 2R2 | Electrical Permit | Residential | New | Withdrawn | Installation / Repair - Residential - Low voltage installation for a laneway house | Opticnet Communications Inc
SP-2022-01746 | 2022-10-21 | 2335 ROSEDALE DRIVE #3, Vancouver, BC V5P 2R2 | Sprinkler Permit | Residential | New | Completed | Residential - Install new fire sprinkler system for: >BP: To construct a 2 storey laneway house building with an open parking pad, providing 1 parking space, having vehicular access from the lane. Note: This is a 1 ½ storey building pursuant to the Zoning & Development By-law 1. A/C unit proposed in rear yard 2. Schedule B: Alan Prahalad P.Eng (604.831.1431) Structural & Geotechnical 3. HPO: L.S. Developments Ltd. **The entire building, to be sprinklered to NFPA 13D.** | CENTRE LINE FIRE SPRINKLERS LTD
PP-2022-02046 | 2022-06-14 | 2335 ROSEDALE DRIVE #3, Vancouver, BC V5P 2R2 | Plumbing Permit | Residential | New | Completed | Residential - Sump | Jewel Mini Excavating Ltd
SP-2022-01695 | 2022-10-14 | 267 W 46TH AVENUE #3, Vancouver, BC V5Y 2X2 | Sprinkler Permit | Residential | New | Completed | Residential - new sprinkler system To construct a 2 storey laneway house building with an open parking pad, providing 1 parking space, having vehicular access from the lane. Note: This is a 1 ½ storey building pursuant to the Zoning & Development By-law 1. No A/C unit proposed 2. Schedule B: O.Wegner P.Eng (604.579.0110) Structural 3. Schedule B: P.K.L Fong (604.837.3205) Geotechnical 4. HPO: Smallworks Studios and Laneway Housing Inc. | Alco Fire Protection Ltd
EP-2022-09298 | 2022-11-02 | 267 W 46TH AVENUE #3, Vancouver, BC V5Y 2X2 | Electrical Permit | Residential | New | Issued | Installation / Repair - Residential - Alarm, telephone, tv, sound >BP: To construct a 2 storey laneway house building with an open parking pad, providing 1 parking space, having vehicular access from the lane. Note: This is a 1 ½ storey building pursuant to the Zoning & Development By-law 1. No A/C unit proposed 2. Schedule B: O.Wegner P.Eng (604.579.0110) Structural 3. Schedule B: P.K.L Fong (604.837.3205) Geotechnical 4. HPO: Smallworks Studios and Laneway Housing Inc. Note: As a result of the addition of the laneway house, the existing one family dwelling / principle dwelling, will be assigned a suite number. The site is now as follows: Combustible projections or roof soffits on an exposing building face shall not project to less than .45m from the property line and shall be in compliance with VBBL 2019 9.10.15.5.(9) Information regarding the principal building on the survey and site plan is for reference only. Any discrepancy between information regarding the principal building on the survey and/or site plan and approved permit drawings for the principal building are neither approved nor authorized under this laneway house permit. The entire building, to be sprinklered to NFPA 13D. ******THIS PERMIT HAS BEEN ISSUED UNDER THE REQUIREMENTS OF VBBL #12511 (2019)****** | Best Built-In Centre Ltd
EP-2022-06430 | 2022-08-04 | 267 W 46TH AVENUE #3, Vancouver, BC V5Y 2X2 | Electrical Permit | Residential | New | Completed | Installation / Repair - Residential - New laneway house wiring and finishing >BP: To construct a 2 storey laneway house building with an open parking pad, providing 1 parking space, having vehicular access from the lane. Note: This is a 1 ½ storey building pursuant to the Zoning & Development By-law 1. No A/C unit proposed 2. Schedule B: O.Wegner P.Eng (604.579.0110) Structural 3. Schedule B: P.K.L Fong (604.837.3205) Geotechnical 4. HPO: Smallworks Studios and Laneway Housing Inc. | O J ELECTRIC LTD
GP-2022-02292 | 2022-08-05 | 267 W 46TH AVENUE #3, Vancouver, BC V5Y 2X2 | Gas Permit | Residential | New | Completed | Residential - the rough in of 1 boiler and 1 bbq box in the new lane way home >To construct a 2 storey laneway house building with an open parking pad, providing 1 parking space, having vehicular access from the lane. Note: This is a 1 ½ storey building pursuant to the Zoning & Development By-law 1. No A/C unit proposed 2. Schedule B: O.Wegner P.Eng (604.579.0110) Structural 3. Schedule B: P.K.L Fong (604.837.3205) Geotechnical 4. HPO: Smallworks Studios and Laneway Housing Inc. Note: As a result of the addition of the laneway house, the existing one family dwelling / principle dwelling, will be assigned a suite number. The site is now as follows: BUILDING 1 #1 - 267 W 46th Av - One Family Dwelling BUILDING 2 #3 - 267 W 46th Av - LWH Address and suite numbers assigned as per approved plans for Fire and Emergency response. The address number is to be posted to the building to be visible from the street and the suite numbers are to be posted at the suite entries in accordance with the Building By-law prior to final inspection. Combustible projections or roof soffits on an exposing building face shall not project to less than .45m from the property line and shall be in compliance with VBBL 2019 9.10.15.5.(9) Information regarding the principal building on the survey and site plan is for reference only. Any discrepancy between information regarding the principal building on the survey and/or site plan and approved permit drawings for the principal building are neither approved nor authorized under this laneway house permit. The entire building, to be sprinklered to NFPA 13D. ******THIS PERMIT HAS BEEN ISSUED UNDER THE REQUIREMENTS OF VBBL #12511 (2019)****** | Division Mechanical Ltd
PP-2022-02701 | 2022-08-05 | 267 W 46TH AVENUE #3, Vancouver, BC V5Y 2X2 | Plumbing Permit | Residential | New | Completed | Residential - The rough in and installation of new plumbing in the lane way home >BP: To construct a 2 storey laneway house building with an open parking pad, providing 1 parking space, having vehicular access from the lane. Note: This is a 1 ½ storey building pursuant to the Zoning & Development By-law 1. No A/C unit proposed 2. Schedule B: O.Wegner P.Eng (604.579.0110) Structural 3. Schedule B: P.K.L Fong (604.837.3205) Geotechnical 4. HPO: Smallworks Studios and Laneway Housing Inc. | Division Mechanical Ltd
PP-2022-02240 | 2022-06-24 | 267 W 46TH AVENUE #3, Vancouver, BC V5Y 2X2 | Plumbing Permit | Residential | New | Completed | Residential - Install one outside sump without pump | Octiscapes Site Services Ltd
PP-2022-03933 | 2022-11-01 | 1515 E 61ST AVENUE #3, Vancouver, BC V5P 2J5 | Plumbing Permit | Residential | New | Completed | Residential - New Plumbing for: >BP: To construct a 2 storey laneway house building ($149,155) with 1 open parking pad having vehicular access from the 20' Lane. | ACME PLUMBING HEATING & GAS LTD.
SP-2023-00031 | 2023-01-09 | 1515 E 61ST AVENUE #3, Vancouver, BC V5P 2J5 | Sprinkler Permit | Residential | New | Completed | Residential - To install a new Sprinkler System in LWH To construct a 2 storey laneway house building with 1 open parking pad having vehicular access from the 20' Lane. Note: The entire building, INCLUDING THE ATTACHED GARAGE (if applicable), to be sprinklered to NFPA 13D Note: This is a 1 ½ storey building pursuant to the Zoning & Development By-law. 1. Covenant registered at the Land Title Office under CA9442439 2. No Strata Titling permitted 3. No A/C Unit proposed 4. Schedule B: (M.S. Alam) P.Eng (604.653.7475) Structural & Geotechnical 5. Schedule B: (J.J.S. Hui) P.Eng (778.319.3403) Geotechnical 6. HPO: Residential Builder- Trans Pacific Homes Inc | ACME PLUMBING HEATING & GAS LTD.
EP-2022-10689 | 2022-12-21 | 1515 E 61ST AVENUE #3, Vancouver, BC V5P 2J5 | Electrical Permit | Residential | New | Completed | Installation / Repair - Residential - Wiring of Lane way house underground cables and Service Main 200 Amps main house 125, lane way 100 Amps >BP: To construct a 2 storey laneway house building ($149,155) with 1 open parking pad having vehicular access from the 20' Lane. Note: The entire building, INCLUDING THE ATTACHED GARAGE (if applicable), to be sprinklered to NFPA 13D Note: This is a 1 ½ storey building pursuant to the Zoning & Development By-law. 1. Covenant registered at the Land Title Office under CA9442439 2. No Strata Titling permitted 3. No A/C Unit proposed 4. Schedule B: (M.S. Alam) P.Eng (604.653.7475) Structural & Geotechnical 5. Schedule B: (J.J.S. Hui) P.Eng (778.319.3403) Geotechnical 6. HPO: Residential Builder- Trans Pacific Homes Inc NOTE: To achieve the required FSR. A floor space exclusion of 3% has been applied to this application as per section 11.24.18 of the district schedule, to accommodate improved building performance. NOTE: Information regarding the principal building on the survey and site plan is for reference only. Any discrepancy between information regarding the principal building on the survey and/or site plan and approved permit drawings for the principal building are neither approved nor authorized under this laneway house permit. *NEW HOUSE* Note: See DB-2021-05036 for Bldg 1 on site (principal bldg) #1-1515 E 61st Av **THIS PERMIT HAS BEEN ISSUED UNDER THE REQUIREMENTS OF VBBL #12511 (2019) ** | AULAKH ELECTRICAL CORPORATION
EP-2023-00751 | 2023-01-30 | 1515 E 61ST AVENUE #3, Vancouver, BC V5P 2J5 | Electrical Permit | Residential | New | Completed | Installation / Repair - Residential - tv,telephone,alarm prewire and complete >BP: To construct a 2 storey laneway house building ($149,155) with 1 open parking pad having vehicular access from the 20' Lane. Note: The entire building, INCLUDING THE ATTACHED GARAGE (if applicable), to be sprinklered to NFPA 13D Note: This is a 1 ½ storey building pursuant to the Zoning & Development By-law. 1. Covenant registered at the Land Title Office under CA9442439 2. No Strata Titling permitted 3. No A/C Unit proposed 4. Schedule B: (M.S. Alam) P.Eng (604.653.7475) Structural & Geotechnical 5. Schedule B: (J.J.S. Hui) P.Eng (778.319.3403) Geotechnical 6. HPO: Residential Builder- Trans Pacific Homes Inc NOTE: To achieve the required FSR. A floor space exclusion of 3% has been applied to this application as per section 11.24.18 of the district schedule, to accommodate improved building performance. NOTE: Information regarding the principal building on the survey and site plan is for reference only. Any discrepancy between information regarding the principal building on the survey and/or site plan and approved permit drawings for the principal building are neither approved nor authorized under this laneway house permit. *NEW HOUSE* Note: See DB-2021-05036 for Bldg 1 on site (principal bldg) #1-1515 E 61st Av **THIS PERMIT HAS BEEN ISSUED UNDER THE REQUIREMENTS OF VBBL #12511 (2019) ** | Tvisha Technologies Ltd
EP-2023-07417 | 2023-08-15 | 6035 DUNBAR STREET, Vancouver, BC V5N 1W8 | Electrical Permit | Commercial | New | Issued | Temporary Power - Commercial - To provide temporary power. | Mainpower Electrical Ltd
EP-2022-04007 | 2022-05-16 | 3358 E 49TH AVENUE, Vancouver, BC | Electrical Permit | Residential | New | Completed | Installation / Repair - Residential - LWH - Laneway house wiring and finishing To construct a 2 storey laneway house building with 1 open parking pad, providing a total of 1 parking spaces, having vehicular access from the 20' Lane. Note: This is a 1 ½ storey building pursuant to the Zoning & Development By-law. 1. Covenant not required with existing house 2. No Strata Titling permitted 3. No A/C Unit proposed | ALPHA TECH ELECTRICAL LTD
EP-2022-03962 | 2022-05-13 | 3358 E 49TH AVENUE, Vancouver, BC | Electrical Permit | Residential | New | Completed | Installation / Repair - Residential - LWH - tv, telephone, alarm prewire and COMPLETE SECURITY SYSTEM To construct a 2 storey laneway house building with 1 open parking pad, providing a total of 1 parking spaces, having vehicular access from the 20' Lane. Note: This is a 1 ½ storey building pursuant to the Zoning & Development By-law. 1. Covenant not required with existing house 2. No Strata Titling permitted 3. No A/C Unit proposed | Tvisha Technologies Ltd
PP-2022-03894 | 2022-10-28 | 2863 TURNER STREET, Vancouver, BC | Plumbing Permit | Residential | New | Completed | Residential - 1 sump out of the duplex | Jewel Mini Excavating Ltd
PP-2022-04076 | 2022-11-14 | 791 E 18TH AVENUE #3, Vancouver, BC V5V 1G6 | Plumbing Permit | Residential | New | Completed | Residential - DWV AND INSTALLING WATER PIPE AND FIXTURES To construct a 2 storey laneway house building with an open parking pad, providing 1 parking space, having vehicular access from the lane. Note: This is a 1 ½ storey building pursuant to the Zoning & Development By-law 1- Covenant registered at the Land Title Office under CA9895391 2- No strata titling permitted 3- Schedule B: Alan Prahalad P.Eng (604.831.1431) Structural 4- Schedule B: Paullus K.F. Young P.Eng (604.831.7748) Geotechnical 5- HPO: Residential Builder - Astec Development Ltd | CRESCENT PLUMBING HEATING & DRAINAGE LTD
SP-2023-00045 | 2023-01-12 | 791 E 18TH AVENUE #3, Vancouver, BC V5V 1G6 | Sprinkler Permit | Residential | New | Completed | Residential - LWH WITH NEW SPRINKLER >BP: To construct a 2 storey laneway house building ($160,750) with an open parking pad, providing 1 parking space, having vehicular access from the lane. Note: This is a 1 ½ storey building pursuant to the Zoning & Development By-law 1- Covenant registered at the Land Title Office under CA9895391 2- No strata titling permitted 3- Schedule B: Alan Prahalad P.Eng (604.831.1431) Structural 4- Schedule B: Paullus K.F. Young P.Eng (604.831.7748) Geotechnical 5- HPO: Residential Builder - Astec Development Ltd The entire building, INCLUDING THE ATTACHED GARAGE (if applicable), to be sprinklered to NFPA 13D. ******THIS PERMIT HAS BEEN ISSUED UNDER THE REQUIREMENTS OF VBBL #12511 (2019)****** | BC Fire Sprinklers Ltd
EP-2023-00479 | 2023-01-20 | 791 E 18TH AVENUE #3, Vancouver, BC V5V 1G6 | Electrical Permit | Residential | New | Completed | Installation / Repair - Residential - LWH - #3 - Data wiring & alarm completion >DB: To construct a 2 storey laneway house building with an open parking pad, providing 1 parking space, having vehicular access from the lane. | Xon Automation Ltd
NULL | NULL | 791 E 18TH AVENUE #3, Vancouver, BC V5V 1G6 | Mechanical Permit | NULL | NULL | Draft | NULL | KDD Plumbing & Heating Ltd
EP-2023-01019 | 2023-02-24 | 791 E 18TH AVENUE #3, Vancouver, BC V5V 1G6 | Electrical Permit | Residential | New | Completed | Installation / Repair - Residential - ¦ LWH#3/ 125A/ 2 MAIN SERVICES ¦1FD- 200A ¦ LWH- 125A ¦ Wiring, finishing and service >BP: To construct a 2 storey laneway house building ($160,750) with an open parking pad, providing 1 parking space, having vehicular access from the lane. Note: This is a 1 ½ storey building pursuant to the Zoning & Development By-law 1- Covenant registered at the Land Title Office under CA9895391 2- No strata titling permitted 3- Schedule B: Alan Prahalad P.Eng (604.831.1431) Structural 4- Schedule B: Paullus K.F. Young P.Eng (604.831.7748) Geotechnical 5- HPO: Residential Builder - Astec Development Ltd ******THIS PERMIT HAS BEEN ISSUED UNDER THE REQUIREMENTS OF VBBL #12511 (2019)****** | IDEAL ELECTRICAL LTD
NULL | NULL | 791 E 18TH AVENUE #3, Vancouver, BC V5V 1G6 | Electrical Permit | Residential | New | Draft | Installation / Repair - Residential - Wiring, finishing and service | IDEAL ELECTRICAL LTD
EP-2023-05241 | 2023-06-29 | 5094 CLARENDON STREET, Vancouver, BC | Electrical Permit | Residential | New | Issued | Installation / Repair - Residential - Full Electrical wiring for new duplex house >BP: To construct a two-storey two-family dwelling ($750,000), with a detached accessory building (garage) at the rear providing 2 parking spaces, having vehicular access from the lane. The entire building, INCLUDING THE ATTACHED GARAGE (if applicable), to be sprinklered to 2 x NFPA 13D. 1. No A/C units proposed 2. No Bar sinks proposed 3. Schedule B: Md. Shahidul Alam (604.653.7475) Structural & Geotechnical 4. HPO: Residential Builder - Isher Developments Ltd. | A1 Cheema Electrical Ltd
EP-2023-05506 | 2023-06-20 | 5094 CLARENDON STREET, Vancouver, BC | Electrical Permit | Residential | New | Issued | Installation / Repair - Residential - Extra low voltage roughing and finishing for tv, data, alarm system and security cameras. >BP: To construct a two-storey two-family dwelling ($750,000), with a detached accessory building (garage) at the rear providing 2 parking spaces, having vehicular access from the lane. | Smarthomes Security Ltd.
GP-2022-02475 | NULL | 2608 W 6TH AVENUE, Vancouver, BC | Gas Permit | Residential | New | Withdrawn | Residential - To rough in the following fixtures: 1 bbq box, 1 range, and 1 boiler | Paolo's Plumbing & Heating Ltd
EP-2023-06106 | 2023-07-21 | 3085 E 18TH AVENUE #3, Vancouver, BC V5M 2R4 | Electrical Permit | Residential | New | Issued | Installation / Repair - Residential - ¦ #3LWH/ 200A ¦ Laneway house electrical wiring >BP: To construct a 1 storey laneway house building ($125,875) with an attached garage and 1 open parking pad, providing a total of 2 parking spaces, having vehicular access from the 20' Lane. 1. Covenant registered at the Land Title Office under CA9613762 2. No Strata Titling permitted 3. No A/C Unit proposed 4. Schedule B: (Frankie (Sijie) Xu) P.Eng (778.895.0848) Structural 5. Schedule B: (P.K.L. Fong) P.Eng (604.837.3205) Geotechnical 6. HPO: Residential Builder- Richtown Construction Ltd. NOTE: To achieve the required FSR. A floor space exclusion of 3% has been applied to this application as per section 11.24.18 of the district schedule, to accommodate improved building performance. NOTE: Information regarding the principal building on the survey and site plan is for reference only. Any discrepancy between information regarding the principal building on the survey and/or site plan and approved permit drawings for the principal building are neither approved nor authorized under this laneway house permit. *EXISTING HOUSE* Note: Bldg 1 (principal bldg) addressed #1-3085 E 18th Ave retained on site. **THIS PERMIT HAS BEEN ISSUED UNDER THE REQUIREMENTS OF VBBL #12511 (2019) ** | JIU DING ELECTRIC LTD
SP-2023-01274 | 2023-07-18 | 3085 E 18TH AVENUE #3, Vancouver, BC V5M 2R4 | Sprinkler Permit | Residential | New | Issued | Residential - New sprinkler system >BP: To construct a 1 storey laneway house building with an attached garage and 1 open parking pad, providing a total of 2 parking spaces, having vehicular access from the 20' Lane. 1. Covenant registered at the Land Title Office under CA9613762 2. No Strata Titling permitted 3. No A/C Unit proposed 4. Schedule B: (Frankie (Sijie) Xu) P.Eng (778.895.0848) Structural 5. Schedule B: (P.K.L. Fong) P.Eng (604.837.3205) Geotechnical 6. HPO: Residential Builder- Richtown Construction Ltd. | Haven Fire Protection Ltd
SP-2022-01395 | 2022-09-01 | 4365 SKEENA STREET #3, Vancouver, BC V5R 2L6 | Sprinkler Permit | Residential | New | Completed | Residential - Install sprinklers in lwh >To construct a 2 storey laneway house building with an open parking pad providing 1 parking space, having vehicular access from the 20' Lane. Note: This is a 1 ½ storey building pursuant to the Zoning & Development By-law. 1. Schedule B: (Md. Shahidul Alam) P.Eng (604.653.7475) Structural & Geotechnical 2. BC Housing (Metro-City Projects Inc.) NOTE: To achieve the required FSR. A floor space exclusion of 3% has been applied to this application as per section 11.24.18 of the district schedule, to accommodate improved building performance. BUILDING 2 #3-4365 Skeena St - Laneway House (1.5 storey) Address and suite number assigned as per approved plans for Fire and Emergency response. The address number is to be posted to the building to be visible from the street and the suite number is to be posted at the suite entry in accordance with the Building By-law prior to final inspection. Note: As a result of the addition of a laneway house, the main house / principal dwelling will be assigned a suite number and the site will be as follows: #1-4365 Skeena St - Principal Dwelling "Combustible projections or roof soffits on an exposing building face shall not project to less than .45m from the property line and shall be in compliance with VBBL 2019 9.10.15.5.(9)" The entire building, to be sprinklered to NFPA 13D. Information regarding the principal building on the survey and site plan is for reference only. Any discrepancy between information regarding the principal building on the survey and/or site plan and approved permit drawings for the principal building are neither approved nor authorized under this laneway house permit. ******THIS PERMIT HAS BEEN ISSUED UNDER THE REQUIREMENTS OF VBBL 2019 ****** | Gold Key Fire Protection Ltd
PP-2022-02160 | 2022-06-20 | 4365 SKEENA STREET #3, Vancouver, BC V5R 2L6 | Plumbing Permit | Residential | New | Completed | Residential - Laneway house with 9 Fixtures To construct a 2 storey laneway house building with an open parking pad providing 1 parking space, having vehicular access from the 20' Lane. Note: This is a 1 ½ storey building pursuant to the Zoning & Development By-law. 1. Schedule B: (Md. Shahidul Alam) P.Eng (604.653.7475) Structural & Geotechnical 2. BC Housing (Metro-City Projects Inc.) | AKAL Plumbing & Heating Ltd
EP-2022-06713 | 2022-08-11 | 4365 SKEENA STREET #3, Vancouver, BC V5R 2L6 | Electrical Permit | Residential | New | Completed | Installation / Repair - Residential - New construction laneway Upgrade existing service to 200A duplex meter base 125A - Laneway main switch 100A - Main house switch Electric Space heating Electrical rough-wire and finishing Underground tek Electrical low voltage rough-wire only EVC >BP: To construct a 2 storey laneway house building with an open parking pad providing 1 parking space, having vehicular access from the 20' Lane. Note: This is a 1 ½ storey building pursuant to the Zoning & Development By-law. 1. Schedule B: (Md. Shahidul Alam) P.Eng (604.653.7475) Structural & Geotechnical 2. BC Housing (Metro-City Projects Inc.) NOTE: To achieve the required FSR. A floor space exclusion of 3% has been applied to this application as per section 11.24.18 of the district schedule, to accommodate improved building performance. Note: As a result of the addition of a laneway house, the main house / principal dwelling will be assigned a suite number and the site will be as follows: #1-4365 Skeena St - Principal Dwelling "Combustible projections or roof soffits on an exposing building face shall not project to less than .45m from the property line and shall be in compliance with VBBL 2019 9.10.15.5.(9)" The entire building, to be sprinklered to NFPA 13D. Information regarding the principal building on the survey and site plan is for reference only. Any discrepancy between information regarding the principal building on the survey and/or site plan and approved permit drawings for the principal building are neither approved nor authorized under this laneway house permit. ******THIS PERMIT HAS BEEN ISSUED UNDER THE REQUIREMENTS OF VBBL 2019 ****** | AMTEK Electric Ltd
PP-2022-01868 | 2022-06-02 | 4365 SKEENA STREET #3, Vancouver, BC V5R 2L6 | Plumbing Permit | Residential | New | Completed | Residential - OBP >BP: To construct a 2 storey laneway house building with an open parking pad providing 1 parking space, having vehicular access from the 20' Lane. Note: This is a 1 ½ storey building pursuant to the Zoning & Development By-law. 1. Schedule B: (Md. Shahidul Alam) P.Eng (604.653.7475) Structural & Geotechnical 2. BC Housing (Metro-City Projects Inc.) NOTE: To achieve the required FSR. A floor space exclusion of 3% has been applied to this application as per section 11.24.18 of the district schedule, to accommodate improved building performance. BUILDING 2 #3-4365 Skeena St - Laneway House (1.5 storey) Address and suite number assigned as per approved plans for Fire and Emergency response. The address number is to be posted to the building to be visible from the street and the suite number is to be posted at the suite entry in accordance with the Building By-law prior to final inspection. Note: As a result of the addition of a laneway house, the main house / principal dwelling will be assigned a suite number and the site will be as follows: #1-4365 Skeena St - Principal Dwelling "Combustible projections or roof soffits on an exposing building face shall not project to less than .45m from the property line and shall be in compliance with VBBL 2019 9.10.15.5.(9)" The entire building, to be sprinklered to NFPA 13D. Information regarding the principal building on the survey and site plan is for reference only. Any discrepancy between information regarding the principal building on the survey and/or site plan and approved permit drawings for the principal building are neither approved nor authorized under this laneway house permit. ******THIS PERMIT HAS BEEN ISSUED UNDER THE REQUIREMENTS OF VBBL 2019 ****** | Canstar Excavating & Landscaping Ltd
EP-2022-04447 | 2022-05-27 | 715 E 62ND AVENUE #3, Vancouver, BC V5X 2G6 | Electrical Permit | Residential | New | Completed | Installation / Repair - Residential - Tv telephone alarm prewire and complete >BP: To construct a 2 storey laneway house building with an open parking pad, providing 1 parking space, having vehicular access from the lane. Note: This is a 1 ½ storey building pursuant to the Zoning & Development By-law 1. No A/C unit proposed 2. Schedule B: Alan Prahalad P.Eng (604.831.1413) Structural & Geotechnical 3. HPO: Residential Builder- Grand Van Homes Inc. Note: As a result of the addition of a laneway house, the main house / principal dwelling will be assigned a suite number and the site will be as follows: #1-715 E 62nd Av - Principal Dwelling ******THIS PERMIT HAS BEEN ISSUED UNDER THE REQUIREMENTS OF VBBL #12511 (2019)****** Combustible projections or roof soffits on an exposing building face shall not project to less than .45m from the property line and shall be in compliance with VBBL 2019 9.10.15.5.(9) Information regarding the principal building on the survey and site plan is for reference only. Any discrepancy between information regarding the principal building on the survey and/or site plan and approved permit drawings for the principal building are neither approved nor authorized under this laneway house permit. The entire building, to be sprinklered to NFPA 13D. | Tvisha Technologies Ltd
SP-2022-00700 | 2022-05-08 | 715 E 62ND AVENUE #3, Vancouver, BC V5X 2G6 | Sprinkler Permit | Residential | New | Completed | Residential - new sprinkler installation To construct a 2 storey laneway house building with an open parking pad, providing 1 parking space, having vehicular access from the lane. Note: This is a 1 ½ storey building pursuant to the Zoning & Development By-law 1. No A/C unit proposed 2. Schedule B: Alan Prahalad P.Eng (604.831.1413) Structural & Geotechnical 3. HPO: Residential Builder- Grand Van Homes Inc. | Real Tech Fire Protection Ltd
PP-2022-01113 | 2022-04-01 | 715 E 62ND AVENUE #3, Vancouver, BC V5X 2G6 | Plumbing Permit | Residential | New | Completed | Residential - LWH - #3 - Plumbing complete To construct a 2 storey laneway house building with an open parking pad, providing 1 parking space, having vehicular access from the lane. Note: This is a 1 ½ storey building pursuant to the Zoning & Development By-law 1. No A/C unit proposed | bcc mechanicals ltd
EP-2022-01619 | 2022-03-03 | 715 E 62ND AVENUE #3, Vancouver, BC V5X 2G6 | Electrical Permit | Residential | New | Completed | Installation / Repair - Residential - New electrical installation >BP:To construct a 2 storey laneway house building with an open parking pad, providing 1 parking space, having vehicular access from the lane. Note: This is a 1 ½ storey building pursuant to the Zoning & Development By-law 1. No A/C unit proposed 2. Schedule B: Alan Prahalad P.Eng (604.831.1413) Structural & Geotechnical 3. HPO: Residential Builder- Grand Van Homes Inc. BUILDING 2 #3-715 E 62nd Av - Laneway House (1.5 storey) Address and suite number assigned as per approved plans for Fire and Emergency response. The address number is to be posted to the building to be visible from the street and the suite number is to be posted at the suite entry in accordance with the Building By-law prior to final inspection. Note: As a result of the addition of a laneway house, the main house / principal dwelling will be assigned a suite number and the site will be as follows: #1-715 E 62nd Av - Principal Dwelling ******THIS PERMIT HAS BEEN ISSUED UNDER THE REQUIREMENTS OF VBBL #12511 (2019)****** Combustible projections or roof soffits on an exposing building face shall not project to less than .45m from the property line and shall be in compliance with VBBL 2019 9.10.15.5.(9) The entire building, to be sprinklered to NFPA 13D. | Best Choice Electrical Ltd
PP-2022-00541 | 2022-02-16 | 715 E 62ND AVENUE #3, Vancouver, BC V5X 2G6 | Plumbing Permit | Residential | New | Completed | Residential - LWH - #3 - One sump out of the laneway house To construct a 2 storey laneway house building with an open parking pad, providing 1 parking space, having vehicular access from the lane. Note: This is a 1 ½ storey building pursuant to the Zoning & Development By-law 1. No A/C unit proposed | Jewel Mini Excavating Ltd
PP-2022-03252 | 2022-09-15 | 4126 W 15TH AVENUE, Vancouver, BC V6R 3A5 | Plumbing Permit | Residential | New | Issued | Residential - sump | Canadian Excavating Ltd
EP-2023-06430 | 2023-07-17 | 4126 W 15TH AVENUE, Vancouver, BC V6R 3A5 | Electrical Permit | Residential | New | Issued | Installation / Repair - Residential - Low Voltage Rough-In and Completion of Alarm system, Tel, data, cable. >BP: To construct a 2 storey + basement one-family dwelling with a secondary suite ($703,750) located in the basement. Note: Parking for the site has been provided under DB-2022-01930 (Laneway House). Note: This is a 2 storey building pursuant to the Zoning and Development By-Law. 1- Covenant registered at the Land Title Office under CB59128 2- No strata titling permitted 3- No bar sink proposed 4- A/C unit proposed in the rear yard 5- Schedule B: Jason Hui, P.Eng (778-319-3403) Structural & Geotechnical 6- BC Housing Residential Builder - JBI Development Ltd. ******THIS PERMIT HAS BEEN ISSUED UNDER THE REQUIREMENTS OF VBBL #12997 (2019)****** | Infinitech Security & Integration Inc.
GP-2023-02004 | 2023-07-05 | 4126 W 15TH AVENUE, Vancouver, BC V6R 3A5 | Gas Permit | Residential | New | Issued | Residential - 1 Fireplace INSTALL FIREPLACE ON AN OUTSIDE WALL AND CONSIST OF 3' UP AND OUT THE WALL / new home construction /vent and connect only >BP: To construct a 2 storey + basement one-family dwelling with a secondary suite | The LM Fireplace Warehouse Ltd.
GP-2023-01856 | 2023-06-27 | 4126 W 15TH AVENUE, Vancouver, BC V6R 3A5 | Gas Permit | Residential | New | Issued | Residential - 3 Ranges, 1 BBQ & 1 Fireplace >BP: To construct a 2 storey + basement one-family dwelling with a secondary suite | Laxmi Plumbing
SP-2023-01087 | 2023-06-20 | 4126 W 15TH AVENUE, Vancouver, BC V6R 3A5 | Sprinkler Permit | Residential | New | Issued | Residential - sprinkler >BP: To construct a 2 storey + basement one-family dwelling with a secondary suite located in the basement. Note: Parking for the site has been provided under DB-2022-01930 (Laneway House). Note: This is a 2 storey building pursuant to the Zoning and Development By-Law. 1- Covenant registered at the Land Title Office under CB59128 2- No strata titling permitted 3- No bar sink proposed 4- A/C unit proposed in the rear yard 5- Schedule B: Jason Hui, P.Eng (778-319-3403) Structural & Geotechnical 6- BC Housing Residential Builder - JBI Development Ltd. | Ghuman Mechanical Ltd
PP-2023-00784 | 2023-03-08 | 4126 W 15TH AVENUE, Vancouver, BC V6R 3A5 | Plumbing Permit | Residential | New | Issued | Residential - 1FD+SS - #1 & #2 - plumbing >DB: To construct a 2 storey + basement one-family dwelling with a secondary suite located in the basement. Note: Parking for the site has been provided under DB-2022-01930 (Laneway House). Note: This is a 2 storey building pursuant to the Zoning and Development By-Law. 1- Covenant registered at the Land Title Office under CB59128 2- No strata titling permitted 3- No bar sink proposed 4- A/C unit proposed in the rear yard | Laxmi Plumbing
EP-2023-03150 | 2023-04-18 | 4126 W 15TH AVENUE, Vancouver, BC V6R 3A5 | Electrical Permit | Residential | New | Issued | Installation / Repair - Residential - ¦ 1FD + 1SS- 200A ¦ New Build single family detached house *An approved mechanical permit is required for the installation of air conditioning or heat pump unit before a final electrical inspection will be performed >Permit Amendment Dec 01, 2023 -"costumer decided to use gas dryer. Here is the updated load calculation" *Document(s) uploaded to "Application Documents" tab for Electrical Inspector review. Documents are at pending status at time of permit amendment approval >BP: To construct a 2 storey + basement one-family dwelling with a secondary suite ($703,750) located in the basement. Note: Parking for the site has been provided under DB-2022-01930 (Laneway House). Note: This is a 2 storey building pursuant to the Zoning and Development By-Law. 1- Covenant registered at the Land Title Office under CB59128 2- No strata titling permitted 3- No bar sink proposed 4- A/C unit proposed in the rear yard 5- Schedule B: Jason Hui, P.Eng (778-319-3403) Structural & Geotechnical 6- BC Housing Residential Builder - JBI Development Ltd. Address number assigned as per approved plans for Fire and Emergency response. The address number is to be posted and to the building and to be visible from the street in accordance with the Building By-law prior to final inspection. ******THIS PERMIT HAS BEEN ISSUED UNDER THE REQUIREMENTS OF VBBL #12997 (2019)****** | Econ Energy Group Ltd
MP-2023-00391 | 2023-03-15 | 4126 W 15TH AVENUE, Vancouver, BC V6R 3A5 | Mechanical Permit | NULL | NULL | Issued | NULL | Laxmi Plumbing
EP-2022-06376 | 2022-07-28 | 2511 STEPHENS STREET, Vancouver, BC V6K 4K4 | Electrical Permit | Commercial | Addition | Completed | Installation / Repair - Commercial - Install and wire 3 additional 15 amp receptacle with surface mount conduit and connect it to the spare breaker in the panel >BP: Change of Use from Retail (Shell) to Fitness Centre - Small suite (D) in this new CRU unit in the mixed use building on this site. Scope of work: None proposed - This DB is for Change of Use Only. D portion for CoU from Retail (shell) to Fitness Centre. B portion for CoO from (E Shell) to Small Suite Fitnes Centre (D). DBI to confirm no work is being done without approval on site | V Care Electrik Ltd
PP-2022-02165 | 2022-06-20 | 6921 ARGYLE STREET #3, Vancouver, BC V5P 3K7 | Plumbing Permit | Residential | New | Completed | Residential - New Laneway House Plumbing | Avion Mechanical Ltd
EP-2022-05405 | 2022-06-27 | 6921 ARGYLE STREET #3, Vancouver, BC V5P 3K7 | Electrical Permit | Residential | New | Completed | Installation / Repair - Residential - New installation. Main service 200amp. 100amp for house and 100amp for laneway. >BP: To construct a 2 storey laneway house building ($200,000) with 1 open parking pad, providing a total of 1 parking spaces, having vehicular access from the 20' Lane. Note: This is a 1 ½ storey building pursuant to the Zoning & Development By-law. 8. Covenant not required with existing house 9. No Strata Titling permitted 10. No A/C Unit proposed 11. Entire building to be sprinklered 13D 12. Schedule B: (Alan Prahalad) P.Eng (604.831.1431) Structural 13. Schedule B: (Alan Prahalad) P.Eng (604.831.1431) Geotechnical 14. HPO: Residential Builder- Liwa Enterprises Ltd. NOTE: To achieve the required FSR. A floor space exclusion of 3% has been applied to this application as per section 11.24.18 of the district schedule, to accommodate improved building performance. Address Information: Principle Dwelling: #1-6921 Argyle St Laneway home: #3-6921 Argyle St Address and suite number assigned as per approved plans for Fire and Emergency response. The address number is to be posted to the building to be visible from the street and the suite number is to be posted at the suite entry in accordance with the Building By-law prior to final inspection. NOTE: Information regarding the principal building on the survey and site plan is for reference only. Any discrepancy between information regarding the principal building on the survey and/or site plan and approved permit drawings for the principal building are neither approved nor authorized under this laneway house permit. *EXISTING HOUSE* Note: Bldg 1 (principal bldg) addressed #1-6921 Argyle St retained on site. **THIS PERMIT HAS BEEN ISSUED UNDER THE REQUIREMENTS OF VBBL #12511 (2019) ** | Elixir Electric Ltd
SP-2022-01677 | 2022-10-13 | 6921 ARGYLE STREET #3, Vancouver, BC V5P 3K7 | Sprinkler Permit | Residential | New | Completed | Residential - new sprinkler installation To construct a 2 storey laneway house building with 1 open parking pad, providing a total of 1 parking spaces, having vehicular access from the 20' Lane. Note: This is a 1 ½ storey building pursuant to the Zoning & Development By-law. 8. Covenant not required with existing house 9. No Strata Titling permitted 10. No A/C Unit proposed 11. Entire building to be sprinklered 13D 12. Schedule B: (Alan Prahalad) P.Eng (604.831.1431) Structural 13. Schedule B: (Alan Prahalad) P.Eng (604.831.1431) Geotechnical 14. HPO: Residential Builder- Liwa Enterprises Ltd. | Real Tech Fire Protection Ltd
EP-2022-08889 | 2022-10-31 | 6921 ARGYLE STREET #3, Vancouver, BC V5P 3K7 | Electrical Permit | Residential | New | Completed | Installation / Repair - Residential - Low voltage rough-in and complete alarm system, TV, date cable. - Complete Security Alarm System >BP: To construct a 2 storey laneway house building ($200,000) with 1 open parking pad, providing a total of 1 parking spaces, having vehicular access from the 20' Lane. Note: This is a 1 ½ storey building pursuant to the Zoning & Development By-law. 8. Covenant not required with existing house 9. No Strata Titling permitted 10. No A/C Unit proposed 11. Entire building to be sprinklered 13D 12. Schedule B: (Alan Prahalad) P.Eng (604.831.1431) Structural 13. Schedule B: (Alan Prahalad) P.Eng (604.831.1431) Geotechnical 14. HPO: Residential Builder- Liwa Enterprises Ltd. | BEO Services Co. Ltd
EP-2023-02907 | 2023-04-04 | 2298 E 33RD AVENUE, Vancouver, BC | Electrical Permit | Commercial | NULL | Issued | Annual / Operating - Maintenance of existing operating electrical equipment - fire alarm system. | Apna Fire & Electrical Service Ltd
EP-2022-01335 | 2022-03-01 | 1361 E 49TH AVENUE #3, Vancouver, BC V5W 2J6 | Electrical Permit | Residential | New | Completed | Installation / Repair - Residential - wiring of new laneway house, under ground cable and service Main Service 200 Amps Lane Way 100 Amps and Main old house 100 Amps >BP: To construct a 2 storey laneway house building with an open parking pad, providing 1 parking space, having vehicular access from the lane. Note: This is a 1 ½ storey building pursuant to the Zoning & Development By-law 1. No A/C unit proposed 2. Schedule B: Peter Yee P.Eng (604.255.3868) Structural & Geotechnical 3. HPO: Residential Builder- Fixright Construction Ltd Note: As a result of the addition of a laneway house, the main house / principal dwelling will be assigned a suite number and the site will be as follows: #1-1361 E 49th Av - Principal Dwelling Combustible projections or roof soffits on an exposing building face shall not project to less than .45m from the property line and shall be in compliance with VBBL 2019 9.10.15.5.(9) Information regarding the principal building on the survey and site plan is for reference only. Any discrepancy between information regarding the principal building on the survey and/or site plan and approved permit drawings for the principal building are neither approved nor authorized under this laneway house permit. The entire building, to be sprinklered to NFPA 13D. ******THIS PERMIT HAS BEEN ISSUED UNDER THE REQUIREMENTS OF VBBL #12511 (2019)****** | AULAKH ELECTRICAL CORPORATION
PP-2022-00602 | 2022-02-22 | 1361 E 49TH AVENUE #3, Vancouver, BC V5W 2J6 | Plumbing Permit | Residential | New | Completed | Residential - LWH - #3 - new installation To construct a 2 storey laneway house building with an open parking pad, providing 1 parking space, having vehicular access from the lane. Note: This is a 1 ½ storey building pursuant to the Zoning & Development By-law 1. No A/C unit proposed | A2P PLUMBING & HEATING LTD
PP-2022-00412 | 2022-02-08 | 1361 E 49TH AVENUE #3, Vancouver, BC V5W 2J6 | Plumbing Permit | Residential | New | Completed | Residential - LWH - #3 - Sump and sewer connections for new Laneway To construct a 2 storey laneway house building with an open parking pad, providing 1 parking space, having vehicular access from the lane. Note: This is a 1 ½ storey building pursuant to the Zoning & Development By-law 1. No A/C unit proposed | Canstar Excavating & Landscaping Ltd
SP-2022-00384 | 2022-03-18 | 1361 E 49TH AVENUE #3, Vancouver, BC V5W 2J6 | Sprinkler Permit | Residential | New | Completed | Residential - new sprinkler system To construct a 2 storey laneway house building with an open parking pad, providing 1 parking space, having vehicular access from the lane. Note: This is a 1 ½ storey building pursuant to the Zoning & Development By-law 1. No A/C unit proposed 2. Schedule B: Peter Yee P.Eng (604.255.3868) Structural & Geotechnical 3. HPO: Residential Builder- Fixright Construction Ltd | Haven Fire Protection Ltd
EP-2022-02099 | 2022-03-16 | 1361 E 49TH AVENUE #3, Vancouver, BC V5W 2J6 | Electrical Permit | Residential | New | Completed | Installation / Repair - Residential - cable,phone,data,doorbell >BP: To construct a 2 storey laneway house building with an open parking pad, providing 1 parking space, having vehicular access from the lane. Note: This is a 1 ½ storey building pursuant to the Zoning & Development By-law 1. No A/C unit proposed 2. Schedule B: Peter Yee P.Eng (604.255.3868) Structural & Geotechnical 3. HPO: Residential Builder- Fixright Construction Ltd Note: As a result of the addition of a laneway house, the main house / principal dwelling will be assigned a suite number and the site will be as follows: #1-1361 E 49th Av - Principal Dwelling Combustible projections or roof soffits on an exposing building face shall not project to less than .45m from the property line and shall be in compliance with VBBL 2019 9.10.15.5.(9) Information regarding the principal building on the survey and site plan is for reference only. Any discrepancy between information regarding the principal building on the survey and/or site plan and approved permit drawings for the principal building are neither approved nor authorized under this laneway house permit. The entire building, to be sprinklered to NFPA 13D. ******THIS PERMIT HAS BEEN ISSUED UNDER THE REQUIREMENTS OF VBBL #12511 (2019)****** | Supertech Systems Ltd
PP-2022-01473 | 2022-05-03 | 6527 BUTLER STREET #3, Vancouver, BC V5S 3K8 | Plumbing Permit | Residential | New | Completed | Residential - To install piping and fixtures for a new laneway house. | Skyway Plumbing & gas Ltd
EP-2022-04158 | 2022-06-03 | 6527 BUTLER STREET #3, Vancouver, BC V5S 3K8 | Electrical Permit | Residential | New | Completed | Installation / Repair - Residential - Wiring and service for new laneway house. Main house: 150Amp LWH: 100Amp Main Consumer's Service : 200 A >BP: To construct a one storey laneway house building ($224,817.50) with an attached garage and 1 open parking pad, providing a total of 3 parking spaces, having vehicular access from the lane. 1- Covenant registered at the Land Title Office under CA9441796 2- No strata titling permitted 3- A/C unit proposed in rear yard 4- Schedule B: Jason Hui, P.Eng (778.319.3403) Structural & Geotechnical 5- HPO: Residential Builder - Mountainview Enterprises Ltd. | G.S.G. Electric Ltd.
SP-2022-00868 | 2022-06-02 | 6527 BUTLER STREET #3, Vancouver, BC V5S 3K8 | Sprinkler Permit | Residential | New | Completed | Residential - To install piping and fixtures for a new laneway house. To construct a one storey laneway house building with an attached garage and 1 open parking pad, providing a total of 3 parking spaces, having vehicular access from the lane. 1- Covenant registered at the Land Title Office under CA9441796 2- No strata titling permitted 3- A/C unit proposed in rear yard 4- Schedule B: Jason Hui, P.Eng (778.319.3403) Structural & Geotechnical 5- HPO: Residential Builder - Mountainview Enterprises Ltd. | Skyway Plumbing & gas Ltd
EP-2022-04632 | 2022-06-02 | 6527 BUTLER STREET #3, Vancouver, BC V5S 3K8 | Electrical Permit | Residential | New | Completed | Installation / Repair - Residential - tv,telephone,alarm prewire and complete >BP: To construct a one storey laneway house building ($224,817.50) with an attached garage and 1 open parking pad, providing a total of 3 parking spaces, having vehicular access from the lane. 1- Covenant registered at the Land Title Office under CA9441796 2- No strata titling permitted 3- A/C unit proposed in rear yard 4- Schedule B: Jason Hui, P.Eng (778.319.3403) Structural & Geotechnical 5- HPO: Residential Builder - Mountainview Enterprises Ltd. Building 2 #3-6527 Butler St - Laneway House (1 storey) Address and suite number assigned as per approved plans for Fire and Emergency response. The address number is to be posted to the building to be visible from the street and the suite number is to be posted at the suite entry in accordance with the Building By-law prior to final inspection. ******THIS PERMIT HAS BEEN ISSUED UNDER THE REQUIREMENTS OF VBBL #12511 (2019)****** | Tvisha Technologies Ltd
SP-2022-00909 | 2022-06-07 | 1731 E 64TH AVENUE #3, Vancouver, BC V5P 2M8 | Sprinkler Permit | Residential | New | Completed | Residential - to install a new sprinkler system for LWH To construct a 2 storey laneway house building with an attached garage and 1 open parking pad, providing a total of 2 parking spaces, having vehicular access from the lane. Note: This is a 1 ½ storey building pursuant to the Zoning & Development By-law 1. No Strata Titling permitted 2. No A/C unit proposed 3. Schedule B: Shamsul Alam Shikder P.Eng (604.255.3740) Structural & Geotechnical 4. HPO: Owner Builder | ACME PLUMBING HEATING & GAS LTD.
PP-2022-01719 | 2022-05-19 | 1731 E 64TH AVENUE #3, Vancouver, BC V5P 2M8 | Plumbing Permit | Residential | New | Completed | Residential - to install new plumbing fixtures for the laneway >BP: To construct a 2 storey laneway house building with an attached garage and 1 open parking pad, providing a total of 2 parking spaces, having vehicular access from the lane. Note: This is a 1 ½ storey building pursuant to the Zoning & Development By-law 1. No Strata Titling permitted 2. No A/C unit proposed 3. Schedule B: Shamsul Alam Shikder P.Eng (604.255.3740) Structural & Geotechnical 4. HPO: Owner Builder BUILDING 2 #3-1731 E 64th Av - Laneway House (1.5 storey) Address and suite number assigned as per approved plans for Fire and Emergency response. The address number is to be posted to the building to be visible from the street and the suite number is to be posted at the suite entry in accordance with the Building By-law prior to final inspection. Note: As a result of the addition of a laneway house, the main house / principal dwelling will be assigned a suite number and the site will be as follows: #1-1731 E 64th Av - Principal Dwelling Information regarding the principal building on the survey and site plan is for reference only. Any discrepancy between information regarding the principal building on the survey and/or site plan and approved permit drawings for the principal building are neither approved nor authorized under this laneway house permit. Any alterations or conversions to the attached garage to habitable living space shall not be permitted without first obtaining the approval of the Director of Planning and the Chief Building Official. Thermal protection measures and Laneway house design guidelines shall be required to be met prior to the approval of the conversion. ******THIS PERMIT HAS BEEN ISSUED UNDER THE REQUIREMENTS OF VBBL #12511 (2019)****** | ACME PLUMBING HEATING & GAS LTD.
PP-2022-01307 | 2022-04-19 | 1731 E 64TH AVENUE #3, Vancouver, BC V5P 2M8 | Plumbing Permit | Residential | New | Completed | Residential - LWH - #3 - One sump out of the laneway To construct a 2 storey laneway house building with an attached garage and 1 open parking pad, providing a total of 2 parking spaces, having vehicular access from the lane. Note: This is a 1 ½ storey building pursuant to the Zoning & Development By-law 1. No Strata Titling permitted 2. No A/C unit proposed | Jewel Mini Excavating Ltd
EP-2022-05106 | 2022-06-16 | 1731 E 64TH AVENUE #3, Vancouver, BC V5P 2M8 | Electrical Permit | Residential | New | Completed | Installation / Repair - Residential - Rough in and plating of security, tv, telephone, network >BP: To construct a 2 storey laneway house building with an attached garage and 1 open parking pad, providing a total of 2 parking spaces, having vehicular access from the lane. Note: This is a 1 ½ storey building pursuant to the Zoning & Development By-law 1. No Strata Titling permitted 2. No A/C unit proposed 3. Schedule B: Shamsul Alam Shikder P.Eng (604.255.3740) Structural & Geotechnical 4. HPO: Owner Builder Note: As a result of the addition of a laneway house, the main house / principal dwelling will be assigned a suite number and the site will be as follows: #1-1731 E 64th Av - Principal Dwelling Information regarding the principal building on the survey and site plan is for reference only. Any discrepancy between information regarding the principal building on the survey and/or site plan and approved permit drawings for the principal building are neither approved nor authorized under this laneway house permit. Any alterations or conversions to the attached garage to habitable living space shall not be permitted without first obtaining the approval of the Director of Planning and the Chief Building Official. Thermal protection measures and Laneway house design guidelines shall be required to be met prior to the approval of the conversion. ******THIS PERMIT HAS BEEN ISSUED UNDER THE REQUIREMENTS OF VBBL #12511 (2019)****** | Tuong Su
EP-2022-04238 | 2022-05-24 | 1731 E 64TH AVENUE #3, Vancouver, BC V5P 2M8 | Electrical Permit | Residential | New | Completed | Installation / Repair - Residential - Rough wiring, service, and finishing complete. MAIN HOUSE BREAKER 100A LANEWAY BREAKER 125A MAIN SERVICE 200A >BP: To construct a 2 storey laneway house building with an attached garage and 1 open parking pad, providing a total of 2 parking spaces, having vehicular access from the lane. Note: This is a 1 ½ storey building pursuant to the Zoning & Development By-law 1. No Strata Titling permitted 2. No A/C unit proposed 3. Schedule B: Shamsul Alam Shikder P.Eng (604.255.3740) Structural & Geotechnical 4. HPO: Owner Builder Note: As a result of the addition of a laneway house, the main house / principal dwelling will be assigned a suite number and the site will be as follows: #1-1731 E 64th Av - Principal Dwelling Information regarding the principal building on the survey and site plan is for reference only. Any discrepancy between information regarding the principal building on the survey and/or site plan and approved permit drawings for the principal building are neither approved nor authorized under this laneway house permit. Any alterations or conversions to the attached garage to habitable living space shall not be permitted without first obtaining the approval of the Director of Planning and the Chief Building Official. Thermal protection measures and Laneway house design guidelines shall be required to be met prior to the approval of the conversion. ******THIS PERMIT HAS BEEN ISSUED UNDER THE REQUIREMENTS OF VBBL #12511 (2019)****** | Kooner Electrical Ltd
SP-2022-00975 | 2022-06-15 | 5570 DUMFRIES STREET #3, Vancouver, BC V5P 3A6 | Sprinkler Permit | Residential | New | Completed | Residential - Install sprinklers in lwh To construct a 2 storey laneway house building with an open parking pad, providing 1 parking space, having vehicular access from the lane. Note: This is a 1 ½ storey building pursuant to the Zoning & Development By-law 1. No A/C unit proposed 2. Schedule B: Alan Prahalad P.Eng (604.831.1431) Structural & Geotechnical 3. HPO: Devine Homes Ltd. | Gold Key Fire Protection Ltd
EP-2022-06068 | 2022-08-03 | 5570 DUMFRIES STREET #3, Vancouver, BC V5P 3A6 | Electrical Permit | Residential | New | Completed | Installation / Repair - Residential - A 2 storey laneway house building. 200 amp consumer's service. 150 amp main house service. 100 amp LWH service. new installation (-CF-2021-013117) >BP: To construct a 2 storey laneway house building with an open parking pad, providing 1 parking space, having vehicular access from the lane. Note: This is a 1 ½ storey building pursuant to the Zoning & Development By-law 1. No A/C unit proposed 2. Schedule B: Alan Prahalad P.Eng (604.831.1431) Structural & Geotechnical 3. HPO: Devine Homes Ltd. BUILDING 2 #3-5570 Dumfries St - Laneway House (1.5 storey) >>>>> Amend: Aug. 12th Roughing for camera, alarm and cable tel wiring -add $500 | AECOM ELECTRIC LTD
PP-2022-01408 | 2022-04-26 | 5570 DUMFRIES STREET #3, Vancouver, BC V5P 3A6 | Plumbing Permit | Residential | New | Completed | Residential - Laneway Home with 11 Fixtures. ** Amend 06/20/2022** add one roof drain to permit To construct a 2 storey laneway house building with an open parking pad, providing 1 parking space, having vehicular access from the lane. Note: This is a 1 ½ storey building pursuant to the Zoning & Development By-law 1. No A/C unit proposed 2. Schedule B: Alan Prahalad P.Eng (604.831.1431) Structural & Geotechnical 3. HPO: Devine Homes Ltd. | AKAL Plumbing & Heating Ltd
GP-2022-01659 | 2022-06-02 | 5570 DUMFRIES STREET #3, Vancouver, BC V5P 3A6 | Gas Permit | Residential | New | Completed | Residential - This is a new laneway house with 3 fixtures To construct a 2 storey laneway house building with an open parking pad, providing 1 parking space, having vehicular access from the lane. Note: This is a 1 ½ storey building pursuant to the Zoning & Development By-law 1. No A/C unit proposed 2. Schedule B: Alan Prahalad P.Eng (604.831.1431) Structural & Geotechnical 3. HPO: Devine Homes Ltd. | AKAL Plumbing & Heating Ltd
PP-2022-01846 | 2022-06-01 | 5570 DUMFRIES STREET #3, Vancouver, BC V5P 3A6 | Plumbing Permit | Residential | New | Completed | Residential - sump >BP : To construct a 2 storey laneway house building with an open parking pad, providing 1 parking space, having vehicular access from the lane. Note: This is a 1 ½ storey building pursuant to the Zoning & Development By-law 1. No A/C unit proposed 2. Schedule B: Alan Prahalad P.Eng (604.831.1431) Structural & Geotechnical 3. HPO: Devine Homes Ltd. BUILDING 2 #3-5570 Dumfries St - Laneway House (1.5 storey) Address and suite number assigned as per approved plans for Fire and Emergency response. The address number is to be posted to the building to be visible from the street and the suite number is to be posted at the suite entry in accordance with the Building By-law prior to final inspection. Note: As a result of the addition of a laneway house, the main house / principal dwelling will be assigned a suite number and the site will be as follows: #1-5570 Dumfries St - Principal Dwelling ******THIS PERMIT HAS BEEN ISSUED UNDER THE REQUIREMENTS OF VBBL #12511 (2019)****** NOTE: Main House exterior alteration work to be on a separate building permit (BP). The issuance of the Main House exterior alteration BP to be completed prior to Framing inspection of the Laneway House. The Main House exterior alteration work to be completed prior to the Final inspection of the Laneway House. Information regarding the principal building on the survey and site plan is for reference only. Any discrepancy between information regarding the principal building on the survey and/or site plan and approved permit drawings for the principal building are neither approved nor authorized under this laneway house permit. The entire building, to be sprinklered to NFPA 13D. | Bhullar Excavating and Demolition
PP-2023-04124 | 2023-11-29 | 130 W WOODSTOCK AVENUE, Vancouver, BC | Plumbing Permit | Commercial | New | Issued | Commercial - To construct a new 4 storey residential building consisting of 20 dwelling units, all over a single level of below grade parking having access from W Woodstock Avenue, as well as connection at P1 level with adjacent building at 136 W Woodstock Ave, related to AL-2020-00030. >BP: To construct a new 4 storey residential building consisting of 20 dwelling units, all over a single level of below grade parking having access from W Woodstock Avenue, as well as connection at P1 level with adjacent building at 136 W Woodstock Ave, related to AL-2020-00030. There are two blocks of buildings on this site (North and South) yet this will be treated as a single building since the lowest floor level of the North building is at the same level of the storage garage, there is only a 1.5 hour separation between the storage garage and the dwelling unit, the concrete podium slab will be constructed as a 2 h fire separation. This permit has been reviewed under the 2014 Vancouver Building By-law (#10908). Building to be sprinklered to NFPA 13R requirements. Stage 1 - Excavation and Shoring - issued September 21, 2022 Stage 2 - Full Construction - issued December 16, 2022 | Lucky Five Eight Plumbing & Heating Ltd
SP-2023-00049 | 2023-01-12 | 4612 W 12TH AVENUE #3, Vancouver, BC V6R 2R6 | Sprinkler Permit | Residential | New | Completed | Residential - installation of a new fire sprinkler system >BP: To construct a 2 story laneway house building with an attached garage and 1 open parking pad, providing a total of 2 parking spaces, having vehicular access from the lane. Note: This is a 1 ½ storey building pursuant to the Zoning & Development By-law 1. Covenant registered at the Land Title Office under CA9422128 2. No Strata Titling permitted 3. No A/C unit proposed 4. Schedule B: SHAOZHE GUO, P.Eng. (778-926-0525) Structural; Ward Phillips, P.Eng. (604-716-8881) Geotechnical; Peter Rose AIBC (604-736-7939) Architectural; 5. Schedule D: Julio Reynel-Gracia, P.Eng. (778-998-0709) Building Envelope 6. HPO: Residential Builder - Sage Construction Ltd. 7. The entire building, INCLUDING THE ATTACHED GARAGE (if applicable), to be sprinklered to NFPA 13D. | CENTRE LINE FIRE SPRINKLERS LTD
EP-2023-01726 | 2023-03-02 | 4612 W 12TH AVENUE #3, Vancouver, BC V6R 2R6 | Electrical Permit | Residential | New | Completed | Installation / Repair - Residential - Low voltage including security and CCTV March 1/23-AMEND address to laneway 4612 W 12th Ave #3 To construct a 2 storey laneway house building with an attached garage and 1 open parking pad, providing a total of 2 parking spaces, having vehicular access from the lane. Note: This is a 1 ½ storey building pursuant to the Zoning & Development By-law 1. Covenant registered at the Land Title Office under CA9422128 2. No Strata Titling permitted 3. No A/C unit proposed 4. Schedule B: SHAOZHE GUO, P.Eng. (778-926-0525) Structural; Ward Phillips, P.Eng. (604-716-8881) Geotechnical; Peter Rose AIBC (604-736-7939) Architectural; 5. Schedule D: Julio Reynel-Gracia, P.Eng. (778-998-0709) Building Envelope 6. HPO: Residential Builder - Sage Construction Ltd. 7. The entire building, INCLUDING THE ATTACHED GARAGE (if applicable), to be sprinklered to NFPA 13D. | Moda Smart Home Inc
MP-2023-00216 | 2023-02-16 | 4612 W 12TH AVENUE #3, Vancouver, BC V6R 2R6 | Mechanical Permit | NULL | NULL | Completed | NULL | Costello and Co. Plumbing Inc
EP-2022-04102 | 2022-05-19 | 4612 W 12TH AVENUE #3, Vancouver, BC V6R 2R6 | Electrical Permit | Residential | New | Completed | Installation / Repair - Residential - wiring for laneway >BP: To construct a 2 storey laneway house building ($225,000) with an attached garage and 1 open parking pad, providing a total of 2 parking spaces, having vehicular access from the lane. Note: This is a 1 ½ storey building pursuant to the Zoning & Development By-law 1. Covenant registered at the Land Title Office under CA9422128 2. No Strata Titling permitted 3. No A/C unit proposed 4. Schedule B: SHAOZHE GUO, P.Eng. (778-926-0525) Structural; Ward Phillips, P.Eng. (604-716-8881) Geotechnical; Peter Rose AIBC (604-736-7939) Architectural; 5. Schedule D: Julio Reynel-Gracia, P.Eng. (778-998-0709) Building Envelope 6. HPO: Residential Builder - Sage Construction Ltd. 7. The entire building, INCLUDING THE ATTACHED GARAGE (if applicable), to be sprinklered to NFPA 13D. Addressing Note: Building 2 #3-4612 W 12th Av - Laneway House Address number assigned as per approved plans for Fire and Emergency response. The address number is to be posted and to the building and to be visible from the street in accordance with the Building By-law prior to final inspection. ******THIS PERMIT HAS BEEN ISSUED UNDER THE REQUIREMENTS OF VBBL #12511 (2019)****** | FC Electric Inc
PP-2022-01682 | 2022-05-17 | 4612 W 12TH AVENUE #3, Vancouver, BC V6R 2R6 | Plumbing Permit | Residential | New | Completed | Residential - Plumbing for: >BP: To construct a 2 storey laneway house building ($225,000) with an attached garage and 1 open parking pad, providing a total of 2 parking spaces, having vehicular access from the lane. Note: This is a 1 ½ storey building pursuant to the Zoning & Development By-law 1. Covenant registered at the Land Title Office under CA9422128 2. No Strata Titling permitted 3. No A/C unit proposed 4. Schedule B: SHAOZHE GUO, P.Eng. (778-926-0525) Structural; Ward Phillips, P.Eng. (604-716-8881) Geotechnical; Peter Rose AIBC (604-736-7939) Architectural; 5. Schedule D: Julio Reynel-Gracia, P.Eng. (778-998-0709) Building Envelope 6. HPO: Residential Builder - Sage Construction Ltd. 7. The entire building, INCLUDING THE ATTACHED GARAGE (if applicable), to be sprinklered to NFPA 13D. Addressing Note: Building 2 #3-4612 W 12th Av - Laneway House Address number assigned as per approved plans for Fire and Emergency response. The address number is to be posted and to the building and to be visible from the street in accordance with the Building By-law prior to final inspection. ******THIS PERMIT HAS BEEN ISSUED UNDER THE REQUIREMENTS OF VBBL #12511 (2019)****** >>>>>>>>>>> Amend: January 23, 2023 -Please add a Floor Drain at Grade Level (1st floor) | Costello and Co. Plumbing Inc
EP-2022-03095 | 2022-04-17 | 2181 W 48TH AVENUE #3, Vancouver, BC V6M 2P6 | Electrical Permit | Residential | Renovation | Expired | Temporary Power - Residential - To provide temporary power. | Gold Medal Electric Ltd
EP-2023-02959 | 2023-04-17 | 2181 W 48TH AVENUE #3, Vancouver, BC V6M 2P6 | Electrical Permit | Residential | New | Issued | Installation / Repair - Residential - ¦ #3LWH- 200A¦ 2 SEPARATE 200A SERVICES ¦ Rough wire, Service, and Finishing to be completed for NEW LWH >Permit Amendment Nov 16, 2023 -Service details change: 1- 200A service to 2 separate 200A Services ¦ 1FD: 200A ¦ LWH: 200A -"Revised load calculations for main house " *Document(s) uploaded to "Application Documents" tab for Electrical Inspector review. Documents are at pending status at time of permit amendment approval >BP: To construct a 2 storey laneway house building ($265,605.00) with 1 open parking pad having vehicular access from the 20' Lane. Note: This is a 1 ½ storey building pursuant to the Zoning & Development By-law. 1. Covenant registered at the Land Title Office under CA9383638 2. No Strata Titling permitted 3. No A/C Unit proposed 4. Schedule B: (ZHANCHAO ZHAO, P.Eng - 604-526-1305) Structural & Geotechnical 5. HPO: Residential Builder- (RENG JIE YUE) | Kooner Electrical Ltd
SP-2023-01467 | 2023-09-26 | 2181 W 48TH AVENUE #3, Vancouver, BC V6M 2P6 | Sprinkler Permit | Residential | New | Issued | Residential - LWH - #3 - Installation of Fire sprinkler system >DB: To construct a 2 storey laneway house building with 1 open parking pad having vehicular access from the 20' Lane. Note: This is a 1 ½ storey building pursuant to the Zoning & Development By-law. 1. Covenant registered at the Land Title Office under CA9383638 2. No Strata Titling permitted 3. No A/C Unit proposed **THIS PERMIT HAS BEEN ISSUED UNDER THE REQUIREMENTS OF VBBL #12511 (2019) ** | Secure Fire Mechanical Ltd
GP-2023-04130 | 2023-12-20 | 2238 W 36TH AVENUE #3, Vancouver, BC V6M 1L5 | Gas Permit | Residential | New | Completed | Residential - 1 Water Heater, 1 Range & 1 Fireplace RI gas piping Install 1 underground gas line 35ft Rough in gas piping to range & fireplace >BP: To construct a 1 storey laneway house building with an open parking pad providing 1 parking space having vehicular access from the lane. | McKellar Plumbing & Heating Ltd
MP-2023-00528 | 2023-03-29 | 2238 W 36TH AVENUE #3, Vancouver, BC V6M 1L5 | Mechanical Permit | NULL | NULL | Issued | NULL | Terra Mechanical Ltd
EP-2022-08362 | 2022-10-03 | 2238 W 36TH AVENUE #3, Vancouver, BC V6M 1L5 | Electrical Permit | Residential | New | Expired | Temporary Power - Residential - To provide temporary power. | F & S Electrical Ltd
EP-2022-09645 | 2022-11-23 | 2238 W 36TH AVENUE #3, Vancouver, BC V6M 1L5 | Electrical Permit | Residential | New | Issued | Installation / Repair - Residential - New Laneway House wiring >BP: To construct a 1 storey laneway house building with an open parking pad providing 1 parking space having vehicular access from the lane. The entire building to be sprinklered to NFPA 13D. NOTE: To achieve the required FSR a floor space exclusion of 3% has been applied to this application as per section 11.17.24(d) of the district schedule, to accommodate improved building performance. 1. Covenant registered at the Land Title Office under CA9536749 2. No Strata Titling permitted 3. No A/C unit proposed 4. Schedule B Henry S.N Hsu P.Eng (604-322-7158) Structural and Geotechnical 5. BC Housing Eyco Building Group Note: This is a 1 1/2 storey building pursuant to the Zoning & Development By-law ******THIS PERMIT HAS BEEN ISSUED UNDER THE REQUIREMENTS OF VBBL 2019****** "Combustible projections or roof soffits on an exposing building face shall not project to less than .45m from the property line and shall be in compliance with VBBL 2019 9.10.15.5.(9)" | F & S Electrical Ltd
NULL | NULL | 2238 W 36TH AVENUE #3, Vancouver, BC V6M 1L5 | Mechanical Permit | NULL | NULL | Withdrawn | NULL | Terra Mechanical Ltd
PP-2022-02380 | 2022-07-11 | 2238 W 36TH AVENUE #3, Vancouver, BC V6M 1L5 | Plumbing Permit | Residential | New | Completed | Residential - LWH - #3 - Supply & Install drainage, venting and water pipe Finish plumbing fixtures To construct a 1 storey laneway house building with an open parking pad providing 1 parking space having vehicular access from the lane. The entire building to be sprinklered to NFPA 13D. NOTE: To achieve the required FSR a floor space exclusion of 3% has been applied to this application as per section 11.17.24(d) of the district schedule, to accommodate improved building performance. 1. Covenant registered at the Land Title Office under CA9536749 2. No Strata Titling permitted 3. No A/C unit proposed | McKellar Plumbing & Heating Ltd
GP-2022-02592 | 2022-08-30 | 2238 W 36TH AVENUE #3, Vancouver, BC V6M 1L5 | Gas Permit | Residential | Renovation | Issued | Residential - Installation of 1 gas fireplace in laneway house >To construct a 1 storey laneway house building with an open parking pad providing 1 parking space having vehicular access from the lane. The entire building to be sprinklered to NFPA 13D. NOTE: To achieve the required FSR a floor space exclusion of 3% has been applied to this application as per section 11.17.24(d) of the district schedule, to accommodate improved building performance. 1. Covenant registered at the Land Title Office under CA9536749 2. No Strata Titling permitted 3. No A/C unit proposed 4. Schedule B Henry S.N Hsu P.Eng (604-322-7158) Structural and Geotechnical 5. BC Housing Eyco Building Group Note: This is a 1 1/2 storey building pursuant to the Zoning & Development By-law ******THIS PERMIT HAS BEEN ISSUED UNDER THE REQUIREMENTS OF VBBL 2019****** "Combustible projections or roof soffits on an exposing building face shall not project to less than .45m from the property line and shall be in compliance with VBBL 2019 9.10.15.5.(9)" | Urban Fireplaces Ltd
SP-2022-00784 | 2022-05-24 | 2238 W 36TH AVENUE #3, Vancouver, BC V6M 1L5 | Sprinkler Permit | Residential | New | Issued | Residential - Sprinkler system for laneway To construct a 1 storey laneway house building with an open parking pad providing 1 parking space having vehicular access from the lane. The entire building to be sprinklered to NFPA 13D. NOTE: To achieve the required FSR a floor space exclusion of 3% has been applied to this application as per section 11.17.24(d) of the district schedule, to accommodate improved building performance. 1. Covenant registered at the Land Title Office under CA9536749 2. No Strata Titling permitted 3. No A/C unit proposed 4. Schedule B Henry S.N Hsu P.Eng (604-322-7158) Structural and Geotechnical 5. BC Housing Eyco Building Group | Allright Sprinklers Ltd
EP-2022-06146 | 2022-07-22 | 2238 W 36TH AVENUE #3, Vancouver, BC V6M 1L5 | Electrical Permit | Residential | New | Issued | Installation / Repair - Residential - LWH - #3 - structured wiring and security alarm system, audio system and doorbell system. COMPLETE SECURITY ALARM SYSTEM To construct a 1 storey laneway house building with an open parking pad providing 1 parking space having vehicular access from the lane. The entire building to be sprinklered to NFPA 13D. NOTE: To achieve the required FSR a floor space exclusion of 3% has been applied to this application as per section 11.17.24(d) of the district schedule, to accommodate improved building performance. 1. Covenant registered at the Land Title Office under CA9536749 2. No Strata Titling permitted 3. No A/C unit proposed | Vancouver Audiospace Home Control Ltd
EP-2023-00388 | 2023-01-17 | 8725 FRENCH STREET, Vancouver, BC V6P 4W9 | Electrical Permit | Commercial | New | Expired | Temporary Power - Commercial - To provide temporary power. | Berts Electric (2001) Ltd
EP-2024-00543 | 2024-01-22 | 8725 FRENCH STREET, Vancouver, BC V6P 4W9 | Electrical Permit | Commercial | New | Issued | Temporary Power - Commercial - To provide temporary power. | Berts Electric (2001) Ltd
EP-2023-11177 | 2023-12-14 | 8705 FRENCH STREET, Vancouver, BC V6P 4W9 | Electrical Permit | Residential | New | Issued | Installation / Repair - Residential - LOW VOLTAGE WIRING FOR HVAC CONTROLS To construct a new combustible 6-storey Passive House multiple dwelling (social housing) building containing one hundred (100) dwelling units over one level of underground parking having vehicular access from the lane. | Modern Systems Management Ltd
SP-2022-01367 | 2023-10-30 | 8705 FRENCH STREET, Vancouver, BC V6P 4W9 | Sprinkler Permit | Commercial | New | Issued | Commercial - ***Above Grade Sprinkler Permit - for a portion of Levels 3, 4 and 5, and all of Level 6. *** For all sprinkler work to the 2019 VBBL; NFPA 13, 2013; standpipe work to NFPA 14, 2013 for this newly constructed combustible 6-storey Passive House multiple dwelling (social housing) building containing one hundred (100) dwelling units over one level of underground parking having vehicular access from the lane. THIS IS A CERTIFIED PROFESSIONAL PROJECT and the CP is Emilia Mazzonna, P.Eng. CP. Related Permit: 1. SP-2022-00245 - Below Grade and Construction Standpipe Notes: 1. Fire Suppression System Engineer of Record Richard Corra, P.Eng of Rocky Point T: 604 888 7779 E: richard.corra@rpeng.ca. 2. One set of approved drawings and permit to be available for viewing at the jobsite. 3. Construction Standpipe to Bulletin 2017-003-BU/FI, VBBL, NFPA 14, and VFBL. 4. Post-Installed Concrete Anchors to be in accordance with the VBBL, City of Vancouver Bulletin 2016-003-BU, "Post-Installed Concrete Anchors," and NFPA 13. 5. Post-Installed Concrete Anchors to be DeWalt Power-Stud+ SD2 5/8in per swaying details provided by specialty engineer Elston Johnston, P.Eng. 6. Separate documents and application are required for above grade and final standpipe design. | Escape Fire Protection Ltd
PP-2023-01371 | 2023-05-23 | 8705 FRENCH STREET, Vancouver, BC V6P 4W9 | Plumbing Permit | Commercial | New | Issued | Commercial - A new 6-Storey Affordable Rental Housing Multi-Unit building. P1 and level 1 are concrete and levels 2 to the roof are wood frame. We will be doing all of the plumbing work for this project. **** Separate permit for Civil required**** >BP: To construct a new combustible 6-storey Passive House multiple dwelling (social housing) building containing one hundred (100) dwelling units over one level of underground parking having vehicular access from the lane. VBBL 2019 - NFPA 13. STAGE 1 - Excavation, Shoring, and Foundation to Grade issued on May 13, 2022. STAGE 1 - Rev 1 - (Dec. 7, 2022) - Excavation design change from pipe piles to raker shoring on the southern property line with no encroachment. STAGE 2 - Full Construction issued on Dec. 9, 2022. | Sentrax Mechanical Contracting Ltd
NULL | NULL | 8705 FRENCH STREET, Vancouver, BC V6P 4W9 | Mechanical Permit | NULL | NULL | Draft | NULL | DIXON HEATING & SHEET METAL LTD.
EP-2023-04659 | 2023-05-29 | 8705 FRENCH STREET, Vancouver, BC V6P 4W9 | Electrical Permit | Commercial | New | Completed | Interim - Commercial - Scope of work: slab, underground, raceways, grounding, branch circuits. Service connection to BC Hydro is not permitted under this permit. This is an intern permit for EP-2023-03873 >BP: To construct a new combustible 6-storey Passive House multiple dwelling (social housing) building containing one hundred (100) dwelling units over one level of underground parking having vehicular access from the lane. VBBL 2019 - NFPA 13. STAGE 1 - Excavation, Shoring, and Foundation to Grade issued on May 13, 2022. STAGE 1 - Rev 1 - (Dec. 7, 2022) - Excavation design change from pipe piles to raker shoring on the southern property line with no encroachment. STAGE 2 - Full Construction issued on Dec. 9, 2022. | Berts Electric (2001) Ltd
EP-2023-03873 | 2023-07-13 | 8705 FRENCH STREET, Vancouver, BC V6P 4W9 | Electrical Permit | Commercial | New | Issued | Installation / Repair - Commercial - Electrical installation for construction of a new combustible 6-storey Passive House multiple dwelling building containing one hundred (100) dwelling units over one level of underground parking. >BP: To construct a new combustible 6-storey Passive House multiple dwelling (social housing) building containing one hundred (100) dwelling units over one level of underground parking having vehicular access from the lane. VBBL 2019 - NFPA 13. STAGE 1 - Excavation, Shoring, and Foundation to Grade issued on May 13, 2022. STAGE 1 - Rev 1 - (Dec. 7, 2022) - Excavation design change from pipe piles to raker shoring on the southern property line with no encroachment. STAGE 2 - Full Construction issued on Dec. 9, 2022. | Berts Electric (2001) Ltd
SP-2022-00245 | 2023-07-28 | 8705 FRENCH STREET, Vancouver, BC V6P 4W9 | Sprinkler Permit | Commercial | New | Issued | Commercial - ***Below Grade Sprinklers and Construction Standpipe Only*** For all sprinkler work to the 2019 VBBL; NFPA 13, 2013; standpipe work to NFPA 14, 2013 for this newly constructed combustible 6-storey Passive House multiple dwelling (social housing) building containing one hundred (100) dwelling units over one level of underground parking having vehicular access from the lane. This application does not include any of the following: • Warehouse storage arrangements, or mobile compact storage arrangements. • Flexible sprinkler pipe. • Information Technology Equipment Rooms (e.g. IT Rooms, LAN Rooms, etc.). • Alternative solutions. THIS IS A CERTIFIED PROFESSIONAL PROJECT and the CP is Emilia Mazzonna, P.Eng. CP. Related Permit: 1. SP-2022-01367 - Above Grade and Final standpipe Notes: 1. Fire Suppression System Engineer of Record Richard Corra, P.Eng of Rocky Point T: 604 888 7779 E: richard.corra@rpeng.ca. 2. One set of approved drawings and permit to be available for viewing at the jobsite. 3. Construction Standpipe to Bulletin 2017-003-BU/FI, VBBL, NFPA 14, and VFBL. 4. Post-Installed Concrete Anchors to be in accordance with the VBBL, City of Vancouver Bulletin 2016-003-BU, "Post-Installed Concrete Anchors," and NFPA 13. 5. Post-Installed Concrete Anchors to be DeWalt Power-Stud+ SD2 5/8in per swaying details provided by specialty engineer Elston Johnston, P.Eng. 6. Separate documents and application are required for above grade and final standpipe design. | Escape Fire Protection Ltd
EP-2023-07505 | 2023-09-08 | 2662 E 3RD AVENUE #3, Vancouver, BC V5M 1H2 | Electrical Permit | Residential | New | Issued | Installation / Repair - Residential - laneway house >Permit Amendment Dec 11, 2023 Service Details Amended: MAIN SERVICE: 1- 400A TO 2- 200A SERVICES LWH: 1- 200A 1FD + 1SS: 1- 200A *Document(s) uploaded to "Application Documents" tab for Electrical Inspector review. Documents are at pending status at time of permit amendment approval -Electrical contractor to request an electrical inspection online for the District Electrical Inspector to review document(s) >BP: To construct a 2 storey laneway house building ($224,857.50) with an attached garage and 1 open parking pad, providing a total of 2 parking spaces, having vehicular access from the lane. Note: This is a 1 ½ storey building pursuant to the Zoning & Development By-law 1. Covenant registered at the Land Title Office under CA9091867 2. No Strata Titling permitted 3. No A/C unit proposed 4. Schedule B: Tsung-Hua Yang, P. Eng. (604-729-0585) Structural & Geotechnical 5. HPO: Residential Builder - Building Contractor Liban Property Management & Construction Co Ltd. 6. The entire building, INCLUDING THE ATTACHED GARAGE (if applicable), to be sprinklered to NFPA 13D | Amco & Harp Electric Ltd
PP-2023-02764 | 2023-08-03 | 2662 E 3RD AVENUE #3, Vancouver, BC V5M 1H2 | Plumbing Permit | Residential | New | Issued | Residential - LWH - #3 - Install one sump without pump | Van-City Excavating Ltd
PP-2023-03282 | 2023-09-15 | 2662 E 3RD AVENUE #3, Vancouver, BC V5M 1H2 | Plumbing Permit | Residential | New | Issued | Residential - lane way house >BP: To construct a 2 storey laneway house building with an attached garage and 1 open parking pad, providing a total of 2 parking spaces, having vehicular access from the lane. Note: This is a 1 ½ storey building pursuant to the Zoning & Development By-law 1. Covenant registered at the Land Title Office under CA9091867 2. No Strata Titling permitted 3. No A/C unit proposed 4. Schedule B: Tsung-Hua Yang, P. Eng. (604-729-0585) Structural & Geotechnical 5. HPO: Residential Builder - Building Contractor Liban Property Management & Construction Co Ltd. 6. The entire building, INCLUDING THE ATTACHED GARAGE (if applicable), to be sprinklered to NFPA 13D. | J&YMechanical Ltd
EP-2023-06125 | 2023-07-10 | 3585 MCGILL STREET #3, Vancouver, BC V5K 1J2 | Electrical Permit | Residential | New | Issued | Installation / Repair - Residential - Tv, data, alarm and doorbell rough wire and finishing. >BP: To construct a 2 storey laneway house building ($300,000) with an attached garage and 1 open parking pad, providing a total of 2 parking spaces, having vehicular access from the lane. Note: This is a 1 ½ storey building pursuant to the Zoning & Development By-law 1. Covenant registered at the Land Title Office under CA9487973 2. No Strata Titling permitted 3. No A/C unit proposed 4. Schedule B: Yatendra Kumar Sharma (778.863.7076) Structural & Geotechnical 5- HPO: Residential Builder - Coastalwind Development Inc ******THIS PERMIT HAS BEEN ISSUED UNDER THE REQUIREMENTS OF VBBL #12511 (2019)****** | Charanjit Singh
EP-2023-02203 | 2023-04-03 | 3585 MCGILL STREET #3, Vancouver, BC V5K 1J2 | Electrical Permit | Residential | New | Issued | Installation / Repair - Residential - ¦ #3LWH ¦ 2 Separate services ¦ 1FD- 200A ¦ #3LWH- 200A ¦ We are installing the electrical for this laneway house 2x200AmpSERVICES >BP: To construct a 2 storey laneway house building ($300,000) with an attached garage and 1 open parking pad, providing a total of 2 parking spaces, having vehicular access from the lane. Note: This is a 1 ½ storey building pursuant to the Zoning & Development By-law 1. Covenant registered at the Land Title Office under CA9487973 2. No Strata Titling permitted 3. No A/C unit proposed 4. Schedule B: Yatendra Kumar Sharma (778.863.7076) Structural & Geotechnical 5- HPO: Residential Builder - Coastalwind Development Inc ******THIS PERMIT HAS BEEN ISSUED UNDER THE REQUIREMENTS OF VBBL #12511 (2019)****** | BC1196168 Ltd
SP-2023-00316 | 2023-02-24 | 3585 MCGILL STREET #3, Vancouver, BC V5K 1J2 | Sprinkler Permit | Residential | New | Issued | Residential - LWH - #3 - To install fire sprinkler system in LWH >DB: To construct a 2 storey laneway house building with an attached garage and 1 open parking pad, providing a total of 2 parking spaces, having vehicular access from the lane. Note: This is a 1 ½ storey building pursuant to the Zoning & Development By-law 1. Covenant registered at the Land Title Office under CA9487973 2. No Strata Titling permitted 3. No A/C unit proposed | Max Fire Pro Ltd
PP-2022-04067 | 2022-11-10 | 3585 MCGILL STREET #3, Vancouver, BC V5K 1J2 | Plumbing Permit | Residential | New | Issued | Residential - plumbing >BP: 300,000.00 0.00 *Work Description To construct a 2 storey laneway house building ($300,000) with an attached garage and 1 open parking pad, providing a total of 2 parking spaces, having vehicular access from the lane. Note: This is a 1 ½ storey building pursuant to the Zoning & Development By-law 1. Covenant registered at the Land Title Office under CA9487973 2. No Strata Titling permitted 3. No A/C unit proposed 4. Schedule B: Yatendra Kumar Sharma (778.863.7076) Structural & Geotechnical 5- HPO: Residential Builder - Coastalwind Development Inc ******THIS PERMIT HAS BEEN ISSUED UNDER THE REQUIREMENTS OF VBBL #12511 (2019)****** | Easyway Plumbing & Heating Ltd
EP-2022-08062 | 2022-09-26 | 4069 W 29TH AVENUE #3, Vancouver, BC V6S 1V4 | Electrical Permit | Residential | New | Completed | Installation / Repair - Residential - security,tel,tv,data rough-in & completion To construct a 2 storey laneway house building with 1 open parking pad, providing a total of 1 parking spaces, having vehicular access from the 20' Lane. Note: This is a 1 ½ storey building pursuant to the Zoning & Development By-law. 1. Covenant not required with existing house 2. No Strata Titling permitted 3. No A/C Unit proposed 4. Entire building to be sprinklered 13D 5. Schedule B: (Yatendra Kumar Sharma) P.Eng (778.863.7076) Structural 6. Schedule B: (Yatendra Kumar Sharma) P.Eng (778.863.7076) Geotechnical 7. HPO: Residential Builder- Laneside Homes Ltd | Repel Security Systems Ltd
SP-2022-01151 | 2022-07-20 | 4069 W 29TH AVENUE #3, Vancouver, BC V6S 1V4 | Sprinkler Permit | Residential | New | Completed | Residential - LWH - #3 - NEW HOME To construct a 2 storey laneway house building with 1 open parking pad, providing a total of 1 parking spaces, having vehicular access from the 20' Lane. Note: This is a 1 ½ storey building pursuant to the Zoning & Development By-law. 1. Covenant not required with existing house 2. No Strata Titling permitted 3. No A/C Unit proposed | SBMS Construction Ltd
EP-2022-03360 | 2022-04-27 | 4069 W 29TH AVENUE #3, Vancouver, BC V6S 1V4 | Electrical Permit | Residential | New | Completed | Installation / Repair - Residential - New laneway house wiring. Main Consumer's Service: 200A. 2 Electric Meters. 100 amp service to LWH. 125 Amp service to principal house. A separate electrical permit is required >BP: To construct a 2 storey laneway house building with 1 open parking pad, providing a total of 1 parking spaces, having vehicular access from the 20' Lane. Note: This is a 1 ½ storey building pursuant to the Zoning & Development By-law. 1. Covenant not required with existing house 2. No Strata Titling permitted 3. No A/C Unit proposed 4. Entire building to be sprinklered 13D 5. Schedule B: (Yatendra Kumar Sharma) P.Eng (778.863.7076) Structural 6. Schedule B: (Yatendra Kumar Sharma) P.Eng (778.863.7076) Geotechnical 7. HPO: Residential Builder- Laneside Homes Ltd NOTE: To achieve the required FSR. A floor space exclusion of 3% has been applied to this application as per section 11.24.18 of the district schedule, to accommodate improved building performance. NOTE: Information regarding the principal building on the survey and site plan is for reference only. Any discrepancy between information regarding the principal building on the survey and/or site plan and approved permit drawings for the principal building are neither approved nor authorized under this laneway house permit. *EXISTING HOUSE* Note: Bldg 1 (principal bldg) addressed #1-4069 W 29th Av retained on site. Amend: Oct 26, 2022 Service to main house will remain 100 amps - 120/240V. Will not be 125 amps as previously stated. Laneway service will remain same. | Santec Electric Inc
PP-2022-01509 | 2022-05-04 | 4069 W 29TH AVENUE #3, Vancouver, BC V6S 1V4 | Plumbing Permit | Residential | New | Completed | Residential - Sump >BP: To construct a 2 storey laneway house building ($225,000) with 1 open parking pad, providing a total of 1 parking spaces, having vehicular access from the 20' Lane. Note: This is a 1 ½ storey building pursuant to the Zoning & Development By-law. 1. Covenant not required with existing house 2. No Strata Titling permitted 3. No A/C Unit proposed 4. Entire building to be sprinklered 13D 5. Schedule B: (Yatendra Kumar Sharma) P.Eng (778.863.7076) Structural 6. Schedule B: (Yatendra Kumar Sharma) P.Eng (778.863.7076) Geotechnical 7. HPO: Residential Builder- Laneside Homes Ltd NOTE: To achieve the required FSR. A floor space exclusion of 3% has been applied to this application as per section 11.24.18 of the district schedule, to accommodate improved building performance. Address Information: Principle Dwelling: #1-4069 W 29th Av Laneway home: #3-4069 W 29th Av Address number assigned as per approved plans for Fire and Emergency response. The address number is to be posted and to the building and to be visible from the street in accordance with the Building By-law prior to final inspection. NOTE: Information regarding the principal building on the survey and site plan is for reference only. Any discrepancy between information regarding the principal building on the survey and/or site plan and approved permit drawings for the principal building are neither approved nor authorized under this laneway house permit. *EXISTING HOUSE* Note: Bldg 1 (principal bldg) addressed #1-4069 W 29th Av retained on site. **THIS PERMIT HAS BEEN ISSUED UNDER THE REQUIREMENTS OF VBBL #12511 (2019) ** | Mash Construction Ltd.
GP-2022-01721 | 2022-06-08 | 4069 W 29TH AVENUE #3, Vancouver, BC V6S 1V4 | Gas Permit | Residential | New | Completed | Residential - Gas Boiler Complete BBQ Complete | G & D Hayer Plumbing Ltd
PP-2022-01926 | 2022-06-07 | 4069 W 29TH AVENUE #3, Vancouver, BC V6S 1V4 | Plumbing Permit | Residential | New | Completed | Residential - Plumbing >BP: To construct a 2 storey laneway house building ($225,000) with 1 open parking pad, providing a total of 1 parking spaces, having vehicular access from the 20' Lane. Note: This is a 1 ½ storey building pursuant to the Zoning & Development By-law. 1. Covenant not required with existing house 2. No Strata Titling permitted 3. No A/C Unit proposed 4. Entire building to be sprinklered 13D 5. Schedule B: (Yatendra Kumar Sharma) P.Eng (778.863.7076) Structural 6. Schedule B: (Yatendra Kumar Sharma) P.Eng (778.863.7076) Geotechnical 7. HPO: Residential Builder- Laneside Homes Ltd NOTE: To achieve the required FSR. A floor space exclusion of 3% has been applied to this application as per section 11.24.18 of the district schedule, to accommodate improved building performance. Address Information: Principle Dwelling: #1-4069 W 29th Av Laneway home: #3-4069 W 29th Av Address number assigned as per approved plans for Fire and Emergency response. The address number is to be posted and to the building and to be visible from the street in accordance with the Building By-law prior to final inspection. NOTE: Information regarding the principal building on the survey and site plan is for reference only. Any discrepancy between information regarding the principal building on the survey and/or site plan and approved permit drawings for the principal building are neither approved nor authorized under this laneway house permit. *EXISTING HOUSE* Note: Bldg 1 (principal bldg) addressed #1-4069 W 29th Av retained on site. **THIS PERMIT HAS BEEN ISSUED UNDER THE REQUIREMENTS OF VBBL #12511 (2019) ** | G & D Hayer Plumbing Ltd
PP-2022-01705 | 2022-05-19 | 2927 E 2ND AVENUE #3, Vancouver, BC V5M 1E6 | Plumbing Permit | Residential | New | Completed | Residential - Plumbing for: >BP: To construct a 2 storey laneway house building ($165,302.50) with an open parking pad, providing 1 parking space, having vehicular access from the lane. Note: This is a 1 ½ storey building pursuant to the Zoning & Development By-law Note: Bldg 1 (principal bldg) addressed #1 - 2927 E2nd Ave retained on site. 1. No A/C unit proposed 2. Schedule B: Jason Hui P.Eng (778.319.3403) Structural & Geotechnical 3. HPO: Residential Builder- BUILDING 2 #3-2927 E 2nd Av - Laneway House (1.5 storey) Address number assigned as per approved plans for Fire and Emergency response. The address number is to be posted and to the building and to be visible from the street in accordance with the Building By-law prior to final inspection. Note: As a result of the addition of a laneway house, the main house / principal dwelling will be assigned a suite number and the site will be as follows: #1-2927 E 2nd Av - Principal Dwelling ****ALL PROJECT COORINATOR NOTES HAS BEEN ACCEPTED BY THE APPLICANT**** ******THIS PERMIT HAS BEEN ISSUED UNDER THE REQUIREMENTS OF VBBL #12511 (2019)****** | Alpine Mechanicals Ltd
EP-2022-07047 | 2022-08-26 | 2927 E 2ND AVENUE #3, Vancouver, BC V5M 1E6 | Electrical Permit | Residential | New | Completed | Installation / Repair - Residential - New laneway house wiring >BP: To construct a 2 storey laneway house building ($165,302.50) with an open parking pad, providing 1 parking space, having vehicular access from the lane. Note: This is a 1 ½ storey building pursuant to the Zoning & Development By-law Note: Bldg 1 (principal bldg) addressed #1 - 2927 E2nd Ave retained on site. 1. No A/C unit proposed 2. Schedule B: Jason Hui P.Eng (778.319.3403) Structural & Geotechnical 3. HPO: Residential Builder- >>>>Amend: Oct. 19th -requested to correct load calc to match service conductor information >>>>>>>>Amend: Oct. 25th -updated load calcs, all loads have been revised and fixed | Bindi Electrical Services Ltd
SP-2022-01325 | 2022-08-18 | 2927 E 2ND AVENUE #3, Vancouver, BC V5M 1E6 | Sprinkler Permit | Residential | New | Completed | Residential - LWH WITH NEW SPRINKLERS >BP: To construct a 2 storey laneway house building ($165,302.50) with an open parking pad, providing 1 parking space, having vehicular access from the lane. Note: This is a 1 ½ storey building pursuant to the Zoning & Development By-law Note: Bldg 1 (principal bldg) addressed #1 - 2927 E2nd Ave retained on site. 1. No A/C unit proposed 2. Schedule B: Jason Hui P.Eng (778.319.3403) Structural & Geotechnical 3. HPO: Residential Builder- ****ALL PROJECT COORINATOR NOTES HAS BEEN ACCEPTED BY THE APPLICANT**** ******THIS PERMIT HAS BEEN ISSUED UNDER THE REQUIREMENTS OF VBBL #12511 (2019)****** -NFPA 13D | BC Fire Sprinklers Ltd
GP-2022-03149 | 2022-10-14 | 2927 E 2ND AVENUE #3, Vancouver, BC V5M 1E6 | Gas Permit | Residential | New | Completed | Residential - New boiler for: >BP: To construct a 2 storey laneway house building ($165,302.50) with an open parking pad, providing 1 parking space, having vehicular access from the lane. | Sodhi Development Ltd
EP-2022-09154 | 2022-10-28 | 5580 STAMFORD STREET #3, Vancouver, BC V5R 4K5 | Electrical Permit | Residential | New | Completed | Installation / Repair - Residential - Extra Low Voltage Work Installation of TV, Data , Security Alarm, Door Bell-Intercom >BP: To construct a 2 storey laneway house building ($216,500) with an open parking pad providing 1 parking space over gravel, having vehicular access from the 20' Lane. Note: This is a 1 ½ storey building pursuant to the Zoning & Development By-law. 1. No Strata Titling permitted 2. No A/C Unit proposed 3. Schedule B: (Antony Wang) P.Eng (604.618.6236) Structural & Geotechnical 5. BC Housing (Van Phong Hoang) NOTE: To achieve the required FSR. A floor space exclusion of 3% has been applied to this application as per section 11.24.18 of the district schedule, to accommodate improved building performance. Note: As a result of the addition of a laneway house, the main house / principal dwelling will be assigned a suite number and the site will be as follows: #1-5580 Stamford St - Principal Dwelling retained on site. "Combustible projections or roof soffits on an exposing building face shall not project to less than .45m from the property line and shall be in compliance with VBBL 2019 9.10.15.5.(9)" The entire building, INCLUDING THE ATTACHED GARAGE (if applicable), to be sprinklered to NFPA 13D. ******THIS PERMIT HAS BEEN ISSUED UNDER THE REQUIREMENTS OF VBBL 2019 ****** | Blue Horse Electric Ltd
EP-2022-07991 | 2022-10-13 | 5580 STAMFORD STREET #3, Vancouver, BC V5R 4K5 | Electrical Permit | Residential | New | Completed | Installation / Repair - Residential - NEW Electrical wiring for: Laneway house to be built in the rear of the property, with new 200 Amp meter base. BP: To construct a 2 storey laneway house building ($216,500) with an open parking pad providing 1 parking space over gravel, having vehicular access from the 20' Lane. Note: This is a 1 ½ storey building pursuant to the Zoning & Development By-law. 1. No Strata Titling permitted 2. No A/C Unit proposed 3. Schedule B: (Antony Wang) P.Eng (604.618.6236) Structural & Geotechnical 5. BC Housing (Van Phong Hoang) | Skyview Electrical Ltd
SP-2022-01257 | 2022-08-11 | 5580 STAMFORD STREET #3, Vancouver, BC V5R 4K5 | Sprinkler Permit | Residential | New | Completed | Residential - New sprinkler system >BP: To construct a 2 storey laneway house building ($216,500) with an open parking pad providing 1 parking space over gravel, having vehicular access from the 20' Lane. | Haven Fire Protection Ltd
SP-2022-01147 | 2022-08-12 | 235 W 15TH AVENUE, Vancouver, BC | Sprinkler Permit | Residential | New | Issued | Residential - New sprinkler system installed for new Infill BP: To construct a new two-storey infill building containing 1 dwelling unit ($300,000) at the rear of the site and to stratify the lot. ******THIS PERMIT HAS BEEN ISSUED UNDER THE REQUIREMENTS OF VBBL 2019******** Building Review Branch Notes: 1. Entire building to be sprinklered to NFPA 13R 2. See BP-2021-04070 for Building 1 on site (2 Unit MCD at FRONT) | Fire Busters Inc
PP-2022-04460 | 2023-02-01 | 235 W 15TH AVENUE, Vancouver, BC | Plumbing Permit | Residential | New | Issued | Residential - DWV, water lines and fixtures >BP: To construct a new two-storey infill building containing 1 dwelling unit ($300,000) at the rear of the site and to stratify the lot. ******THIS PERMIT HAS BEEN ISSUED UNDER THE REQUIREMENTS OF VBBL 2019******** Building Review Branch Notes: 1. Entire building to be sprinklered to NFPA 13R 2. See BP-2021-04070 for Building 1 on site (2 Unit MCD at FRONT) >>Amend: May 9th This laneway has: Water closets: 3 Lavs: 4 Tub:1 Shower:2 Kitchen sink:1 Sanitary sump:1 Auto washer:1 | Red Mechanical
EP-2023-02201 | 2023-03-16 | 235 W 15TH AVENUE, Vancouver, BC | Electrical Permit | Residential | New | Issued | Installation / Repair - Residential - NEW ELECTRICAL FOR LANEWAY MAIN SERVICE 200AMPS 3 PHASE IN ELECTRICAL CLOSET 125AMPS SINGLE PHASE TO EACH UNIT OF DUPLEX 125AMPS SINGLE PHASE TO LANEWAY 40AMPS SINGLE PHASE TO HOUSE LOAD >Permit Amendment Dec 15, 2023 -"NEW UPDATED LOAD CALCUALTIONS WITH CAR CHARGER" *Document(s) uploaded to "Application Documents" tab for Electrical Inspector review. Documents are at pending status at time of permit amendment approval >BP: To construct a new two-storey infill building containing 1 dwelling unit ($300,000) at the rear of the site and to stratify the lot. ******THIS PERMIT HAS BEEN ISSUED UNDER THE REQUIREMENTS OF VBBL 2019******** Building Review Branch Notes: 1. Entire building to be sprinklered to NFPA 13R 2. See BP-2021-04070 for Building 1 on site (2 Unit MCD at FRONT) | Indy Electrical Ltd
EP-2023-06712 | 2023-07-25 | 235 W 15TH AVENUE, Vancouver, BC | Electrical Permit | Residential | New | Issued | Installation / Repair - Residential - Installation of security, tv, tel, speaker, camera wiring & completion. >BP: To construct a new two-storey infill building containing 1 dwelling unit ($300,000) at the rear of the site and to stratify the lot. ******THIS PERMIT HAS BEEN ISSUED UNDER THE REQUIREMENTS OF VBBL 2019******** Building Review Branch Notes: 1. Entire building to be sprinklered to NFPA 13R 2. See BP-2021-04070 for Building 1 on site (2 Unit MCD at FRONT) | Repel Security Systems Ltd
GP-2023-01646 | 2023-05-26 | 235 W 15TH AVENUE, Vancouver, BC | Gas Permit | Residential | New | Issued | Residential - 1 -Zero Clearance Gas Fireplace to New Infill Dwelling >BP: To construct a new two-storey infill | Encore Fireplaces Ltd
SP-2022-01652 | 2022-10-06 | 168 E 53RD AVENUE #3, Vancouver, BC V5X 1H8 | Sprinkler Permit | Residential | New | Completed | Residential - Install sprinklers in lwh >To construct a 2 storey laneway house building ($184,875) with 1 open parking pad, providing a total of 1 parking spaces, having vehicular access from the 20' Lane. Note: This is a 1 ½ storey building pursuant to the Zoning & Development By-law. 1. Covenant not required with existing house 2. No Strata Titling permitted 3. No A/C Unit proposed 4. Schedule B: (MD. SHAHIDUL ALAM) P.Eng (604.653.7475) Structural 5. Schedule B: (MD. SHAHIDUL ALAM) P.Eng (604.653.7475) Geotechnical 6. HPO: Residential Builder- METRO-CITY PROJECTS INC. NOTE: To achieve the required FSR. A floor space exclusion of 3% has been applied to this application as per section 11.24.18 of the district schedule, to accommodate improved building performance. Address Information: Principle Dwelling: #1-168 E 53rd Ave Laneway home: #3-168 E 53rd Ave Address and suite number assigned as per approved plans for Fire and Emergency response. The address number is to be posted to the building to be visible from the street and the suite number is to be posted at the suite entry in accordance with the Building By-law prior to final inspection. NOTE: Information regarding the principal building on the survey and site plan is for reference only. Any discrepancy between information regarding the principal building on the survey and/or site plan and approved permit drawings for the principal building are neither approved nor authorized under this laneway house permit. *EXISTING HOUSE* Note: Bldg 1 (principal bldg) addressed #1-168 E 53rd Ave retained on site. **THIS PERMIT HAS BEEN ISSUED UNDER THE REQUIREMENTS OF VBBL #12511 (2019) ** | Gold Key Fire Protection Ltd
EP-2022-06895 | 2022-08-17 | 168 E 53RD AVENUE #3, Vancouver, BC V5X 1H8 | Electrical Permit | Residential | New | Completed | Installation / Repair - Residential - New construction laneway Upgrade existing service to 200A duplex meter base Main consumer's sevice: 200A. 125A - Laneway service. 125A - Main house service. Electrical rough-wire and finishing Underground tek Electrical low voltage rough-wire only EVSE >BP: To construct a 2 storey laneway house building ($184,875) with 1 open parking pad, providing a total of 1 parking spaces, having vehicular access from the 20' Lane. Note: This is a 1 ½ storey building pursuant to the Zoning & Development By-law. 1. Covenant not required with existing house 2. No Strata Titling permitted 3. No A/C Unit proposed 4. Schedule B: (MD. SHAHIDUL ALAM) P.Eng (604.653.7475) Structural 5. Schedule B: (MD. SHAHIDUL ALAM) P.Eng (604.653.7475) Geotechnical 6. HPO: Residential Builder- METRO-CITY PROJECTS INC. NOTE: To achieve the required FSR. A floor space exclusion of 3% has been applied to this application as per section 11.24.18 of the district schedule, to accommodate improved building performance. NOTE: Information regarding the principal building on the survey and site plan is for reference only. Any discrepancy between information regarding the principal building on the survey and/or site plan and approved permit drawings for the principal building are neither approved nor authorized under this laneway house permit. *EXISTING HOUSE* Note: Bldg 1 (principal bldg) addressed #1-168 E 53rd Ave retained on site. **THIS PERMIT HAS BEEN ISSUED UNDER THE REQUIREMENTS OF VBBL #12511 (2019) ** | AMTEK Electric Ltd
GP-2022-02395 | 2022-08-15 | 168 E 53RD AVENUE #3, Vancouver, BC V5X 1H8 | Gas Permit | Residential | New | Completed | Residential - LWH - #3 - This is a new laneway house with 2 fixtures To construct a 2 storey laneway house building with 1 open parking pad, providing a total of 1 parking spaces, having vehicular access from the 20' Lane. Note: This is a 1 ½ storey building pursuant to the Zoning & Development By-law. 1. Covenant not required with existing house 2. No Strata Titling permitted 3. No A/C Unit proposed | AKAL Plumbing & Heating Ltd
PP-2022-01633 | 2022-05-11 | 168 E 53RD AVENUE #3, Vancouver, BC V5X 1H8 | Plumbing Permit | Residential | New | Completed | Residential - Plumbing for: >BP: To construct a 2 storey laneway house building ($184,875) with 1 open parking pad, providing a total of 1 parking spaces, having vehicular access from the 20' Lane. Note: This is a 1 ½ storey building pursuant to the Zoning & Development By-law. 1. Covenant not required with existing house 2. No Strata Titling permitted 3. No A/C Unit proposed 4. Schedule B: (MD. SHAHIDUL ALAM) P.Eng (604.653.7475) Structural 5. Schedule B: (MD. SHAHIDUL ALAM) P.Eng (604.653.7475) Geotechnical 6. HPO: Residential Builder- METRO-CITY PROJECTS INC. NOTE: To achieve the required FSR. A floor space exclusion of 3% has been applied to this application as per section 11.24.18 of the district schedule, to accommodate improved building performance. Address Information: Principle Dwelling: #1-168 E 53rd Ave Laneway home: #3-168 E 53rd Ave Address and suite number assigned as per approved plans for Fire and Emergency response. The address number is to be posted to the building to be visible from the street and the suite number is to be posted at the suite entry in accordance with the Building By-law prior to final inspection. NOTE: Information regarding the principal building on the survey and site plan is for reference only. Any discrepancy between information regarding the principal building on the survey and/or site plan and approved permit drawings for the principal building are neither approved nor authorized under this laneway house permit. *EXISTING HOUSE* Note: Bldg 1 (principal bldg) addressed #1-168 E 53rd Ave retained on site. **THIS PERMIT HAS BEEN ISSUED UNDER THE REQUIREMENTS OF VBBL #12511 (2019) ** | AKAL Plumbing & Heating Ltd
PP-2022-01531 | 2022-05-05 | 168 E 53RD AVENUE #3, Vancouver, BC V5X 1H8 | Plumbing Permit | Residential | New | Completed | Residential - Sump >BP: To construct a 2 storey laneway house building ($184,875) with 1 open parking pad, providing a total of 1 parking spaces, having vehicular access from the 20' Lane. Note: This is a 1 ½ storey building pursuant to the Zoning & Development By-law. 1. Covenant not required with existing house 2. No Strata Titling permitted 3. No A/C Unit proposed 4. Schedule B: (MD. SHAHIDUL ALAM) P.Eng (604.653.7475) Structural 5. Schedule B: (MD. SHAHIDUL ALAM) P.Eng (604.653.7475) Geotechnical 6. HPO: Residential Builder- METRO-CITY PROJECTS INC. NOTE: To achieve the required FSR. A floor space exclusion of 3% has been applied to this application as per section 11.24.18 of the district schedule, to accommodate improved building performance. Address Information: Principle Dwelling: #1-168 E 53rd Ave Laneway home: #3-168 E 53rd Ave Address and suite number assigned as per approved plans for Fire and Emergency response. The address number is to be posted to the building to be visible from the street and the suite number is to be posted at the suite entry in accordance with the Building By-law prior to final inspection. NOTE: Information regarding the principal building on the survey and site plan is for reference only. Any discrepancy between information regarding the principal building on the survey and/or site plan and approved permit drawings for the principal building are neither approved nor authorized under this laneway house permit. *EXISTING HOUSE* Note: Bldg 1 (principal bldg) addressed #1-168 E 53rd Ave retained on site. **THIS PERMIT HAS BEEN ISSUED UNDER THE REQUIREMENTS OF VBBL #12511 (2019) ** | Canstar Excavating & Landscaping Ltd
EP-2022-09277 | 2022-11-23 | 2071 E 6TH AVENUE, Vancouver, BC V5N 1P8 | Electrical Permit | Residential | Addition | Completed | Installation / Repair - Residential - Installation of Level 2 EV charger | Nulight Electric Ltd.
EP-2022-10386 | 2022-12-21 | 2202 E 40TH AVENUE, Vancouver, BC | Electrical Permit | Residential | New | Completed | Installation / Repair - Residential - Complete wiring and finishing. Main house meter-125 amp Legal suite meter-100 amp Laneway house meter-100 amp To construct a 2 storey one-family dwelling with a secondary suite located in the Basement with an open parking pad, providing 1 parking space, having vehicular access from the 20' Lane. 1. Covenant registered at the Land Title Office under CA9447021 2. No Strata Titling permitted 3. A/C proposed – Exterior component located in rear yard, Interior component located on second floor. 4. Bar sink located in Basement & Main floor. 5. Schedule B: (JULIAN BOZSIK, P.Eng 604-431-0055.) Structural & Geotechnical 6. HPO: Residential Builder- (LIWA ENTERPRISES LTD.) AMEND: FEB 17/2023 Need 125 amp service. New load calculations is attached. | SUNSTONE ELECTRIC LTD
PP-2022-03028 | 2022-08-30 | 2202 E 40TH AVENUE, Vancouver, BC | Plumbing Permit | Residential | New | Issued | Residential - SUMP | ON TIME EXCAVATING & DEMOLITION LTD
NULL | NULL | 2202 E 40TH AVENUE, Vancouver, BC | Mechanical Permit | NULL | NULL | Draft | NULL | NULL
SP-2023-00332 | 2023-02-27 | 2202 E 40TH AVENUE, Vancouver, BC | Sprinkler Permit | Residential | New | Completed | Residential - 1FD+SS - new sprinkler installation >DB: To construct a 2 storey one-family dwelling with a secondary suite located in the Basement with an open parking pad, providing 1 parking space, having vehicular access from the 20' Lane. 1. Covenant registered at the Land Title Office under CA9447021 2. No Strata Titling permitted 3. A/C proposed – Exterior component located in rear yard, Interior component located on second floor. 4. Bar sink located in Basement & Main floor. | Real Tech Fire Protection Ltd
GP-2023-00730 | 2023-03-03 | 2202 E 40TH AVENUE, Vancouver, BC | Gas Permit | Residential | New | Issued | Residential - 1FD+SS - To install boiler range BBQ There is pipping for BBQ >DB: To construct a 2 storey one-family dwelling with a secondary suite located in the Basement with an open parking pad, providing 1 parking space, having vehicular access from the 20' Lane. 1. Covenant registered at the Land Title Office under CA9447021 2. No Strata Titling permitted 3. A/C proposed – Exterior component located in rear yard, Interior component located on second floor. 4. Bar sink located in Basement & Main floor. | JOT MECHANICAL LTD
EP-2023-01391 | 2023-02-17 | 2202 E 40TH AVENUE, Vancouver, BC | Electrical Permit | Residential | New | Completed | Installation / Repair - Residential - Security alarm system, cameras, TEL/Data/TV ,door bells >BP: To construct a 2 storey one-family dwelling with a secondary suite located in the Basement with an open parking pad, providing 1 parking space, having vehicular access from the 20' Lane. 1. Covenant registered at the Land Title Office under CA9447021 2. No Strata Titling permitted 3. A/C proposed – Exterior component located in rear yard, Interior component located on second floor. 4. Bar sink located in Basement & Main floor. 5. Schedule B: (JULIAN BOZSIK, P.Eng 604-431-0055.) Structural & Geotechnical 6. HPO: Residential Builder- (LIWA ENTERPRISES LTD.) | T S C Security Services Ltd
EP-2023-01393 | 2023-02-17 | 5628 GLADSTONE STREET, Vancouver, BC | Electrical Permit | Residential | New | Completed | Installation / Repair - Residential - Alarm system, TEL/Data/TV, Door bell, 2 cameras >BP: To construct a 2 storey laneway house building 1 open parking pad, having vehicular access from the 20' Lane. Note: This is a 1 ½ storey building pursuant to the Zoning & Development By-law. 1. Covenant registered at the Land Title Office under CA9447021 2. No Strata Titling permitted 3. Rev#1: 1 Mini-Split A/C Unit proposed 4. Schedule B: (JULIAN BOZSIK, P.Eng. 604-431-0055.) Structural & Geotechnical 5. HPO: Residential Builder- (LIWA ENTERPRISES LTD. | T S C Security Services Ltd
GP-2023-00731 | 2023-03-03 | 5628 GLADSTONE STREET, Vancouver, BC | Gas Permit | Residential | New | Completed | Residential - LWH - To install boiler >DB: To construct a 2 storey laneway house building 1 open parking pad, having vehicular access from the 20' Lane. Note: This is a 1 ½ storey building pursuant to the Zoning & Development By-law. 1. Covenant registered at the Land Title Office under CA9447021 2. No Strata Titling permitted 3. Rev#1: 1 Mini-Split A/C Unit proposed | JOT MECHANICAL LTD
SP-2023-00333 | 2023-02-27 | 5628 GLADSTONE STREET, Vancouver, BC | Sprinkler Permit | Residential | New | Completed | Residential - LWH - #3 - new sprinkler installation >DB: To construct a 2 storey laneway house building 1 open parking pad, having vehicular access from the 20' Lane. Note: This is a 1 ½ storey building pursuant to the Zoning & Development By-law. 1. Covenant registered at the Land Title Office under CA9447021 2. No Strata Titling permitted 3. Rev#1: 1 Mini-Split A/C Unit proposed | Real Tech Fire Protection Ltd
EP-2022-10419 | 2022-12-12 | 5628 GLADSTONE STREET, Vancouver, BC | Electrical Permit | Residential | New | Completed | Installation / Repair - Residential - Complete wiring and finishing. Main service-200 amp Main house meter-100 amp Legal suite meter-100 amp Laneway meter-100 amp >BP: To construct a 2 storey laneway house building ($224,027.50) 1 open parking pad, having vehicular access from the 20' Lane. Note: This is a 1 ½ storey building pursuant to the Zoning & Development By-law. 1. Covenant registered at the Land Title Office under CA9447021 2. No Strata Titling permitted 3. No A/C Unit proposed 4. Schedule B: (JULIAN BOZSIK, P.Eng. 604-431-0055.) Structural & Geotechnical 5. HPO: Residential Builder- (LIWA ENTERPRISES LTD. | SUNSTONE ELECTRIC LTD
PP-2022-04257 | 2022-11-25 | 5628 GLADSTONE STREET, Vancouver, BC | Plumbing Permit | Residential | New | Completed | Residential - Plumbing for lanway house To construct a 2 storey laneway house building 1 open parking pad, having vehicular access from the 20' Lane. Note: This is a 1 ½ storey building pursuant to the Zoning & Development By-law. 1. Covenant registered at the Land Title Office under CA9447021 2. No Strata Titling permitted 3. No A/C Unit proposed 4. Schedule B: (JULIAN BOZSIK, P.Eng. 604-431-0055.) Structural & Geotechnical 5. HPO: Residential Builder- (LIWA ENTERPRISES LTD. | Rain Coast Plumbing & Heating Ltd
MP-2023-00033 | 2023-01-06 | 5628 GLADSTONE STREET, Vancouver, BC | Mechanical Permit | NULL | NULL | Completed | NULL | Rain Coast Plumbing & Heating Ltd
PP-2022-03753 | 2022-10-20 | 3121 E 17TH AVENUE #3, Vancouver, BC V5M 2N8 | Plumbing Permit | Residential | New | Completed | Residential - New Plumbing for: >BP: To construct a 2 storey laneway house building ($149,250.00) with 1 open parking pad having vehicular access from the 20' Lane. Note: This is a 1 ½ storey building pursuant to the Zoning & Development By-law. 1. Covenant registered at the Land Title Office under CA9656537 2. No Strata Titling permitted 3. No A/C Unit proposed 4. Schedule B: (YATENDRA KUMAR SHARMA, P.Eng 778-863-7076) Structural & Geotechnical 5. HPO: Residential Builder- (CROWN PACIFIC DEVELOPMENT LTD) | BRAR PLUMBING & HEATING LTD
EP-2022-08070 | 2022-09-26 | 3121 E 17TH AVENUE #3, Vancouver, BC V5M 2N8 | Electrical Permit | Residential | New | Completed | Installation / Repair - Residential - Low voltage & security alarm To construct a 2 storey laneway house building with 1 open parking pad having vehicular access from the 20' Lane. Note: This is a 1 ½ storey building pursuant to the Zoning & Development By-law. 1. Covenant registered at the Land Title Office under CA9656537 2. No Strata Titling permitted 3. No A/C Unit proposed 4. Schedule B: (YATENDRA KUMAR SHARMA, P.Eng 778-863-7076) Structural & Geotechnical 5. HPO: Residential Builder- (CROWN PACIFIC DEVELOPMENT LTD) | Xon Automation Ltd
SP-2022-01550 | 2022-09-26 | 3121 E 17TH AVENUE #3, Vancouver, BC V5M 2N8 | Sprinkler Permit | Residential | New | Completed | Residential - LWH - #3 - new sprinkler system To construct a 2 storey laneway house building with 1 open parking pad having vehicular access from the 20' Lane. Note: This is a 1 ½ storey building pursuant to the Zoning & Development By-law. 1. Covenant registered at the Land Title Office under CA9656537 2. No Strata Titling permitted 3. No A/C Unit proposed | Haven Fire Protection Ltd
EP-2022-08131 | 2022-09-27 | 3121 E 17TH AVENUE #3, Vancouver, BC V5M 2N8 | Electrical Permit | Residential | New | Completed | Installation / Repair - Residential - New installation. 200amp main service. 100amp for laneway, 100amp for house and 100amp for suite To construct a 2 storey laneway house building with 1 open parking pad having vehicular access from the 20' Lane. Note: This is a 1 ½ storey building pursuant to the Zoning & Development By-law. 1. Covenant registered at the Land Title Office under CA9656537 2. No Strata Titling permitted 3. No A/C Unit proposed 4. Schedule B: (YATENDRA KUMAR SHARMA, P.Eng 778-863-7076) Structural & Geotechnical 5. HPO: Residential Builder- (CROWN PACIFIC DEVELOPMENT LTD) | Elixir Electric Ltd
PP-2022-02102 | 2022-06-20 | 3121 E 17TH AVENUE #3, Vancouver, BC V5M 2N8 | Plumbing Permit | Residential | New | Completed | Residential - Sumps "Engineering Assurance letter will be submitted with the District Inspector on the site" Amend: Sept 7, 2022 drain tiles delete engineer letter for laneway house | BigCity Excavation Ltd
SP-2022-01018 | 2022-06-22 | 2660 CHARLES STREET #3, Vancouver, BC V5K 3A5 | Sprinkler Permit | Residential | New | Completed | Residential - To Install 15 sprinkler heads To construct a 2 storey laneway house building with 1 open parking pad, providing a total of 1 parking spaces, having vehicular access from the 20' Lane. Note: This is a 1 ½ storey building pursuant to the Zoning & Development By-law. 1. Covenant not required with existing house 2. No Strata Titling permitted 3. No A/C Unit proposed 4. Schedule B: (Yeming Li) P.Eng (604.385.2666) Structural 5. Schedule B: (Yeming Li) P.Eng (604.385.2666) Geotechnical 6. HPO: Residential Builder- Lanefab Design Build Ltd | General Sprinkler Systems Ltd
EP-2022-06988 | 2022-08-19 | 2660 CHARLES STREET #3, Vancouver, BC V5K 3A5 | Electrical Permit | Residential | New | Completed | Installation / Repair - Residential - Security, tv, data ,tel , chime rough in & completion >BP: To construct a 2 storey laneway house building ($167,695) with 1 open parking pad, providing a total of 1 parking spaces, having vehicular access from the 20' Lane. Note: This is a 1 ½ storey building pursuant to the Zoning & Development By-law. 1. Covenant not required with existing house 2. No Strata Titling permitted 3. No A/C Unit proposed 4. Schedule B: (Yeming Li) P.Eng (604.385.2666) Structural 5. Schedule B: (Yeming Li) P.Eng (604.385.2666) Geotechnical 6. HPO: Residential Builder- Lanefab Design Build Ltd | Repel Security Systems Ltd
NULL | NULL | 2660 CHARLES STREET #3, Vancouver, BC V5K 3A5 | Electrical Permit | Residential | New | Draft | Installation / Repair - Residential - New one family dwelling wiring & finishing as per electrical code. | NULL
EP-2022-03387 | 2022-05-02 | 2660 CHARLES STREET #3, Vancouver, BC V5K 3A5 | Electrical Permit | Residential | New | Completed | Installation / Repair - Residential - New one family dwelling ( Laneway ) wiring & finishing as per electrical code. Main Consumer's Service: 200A. 100A Service for each Principal House and LWH. >BP: To construct a 2 storey laneway house building with 1 open parking pad, providing a total of 1 parking spaces, having vehicular access from the 20' Lane. Note: This is a 1 ½ storey building pursuant to the Zoning & Development By-law. 1. Covenant not required with existing house 2. No Strata Titling permitted 3. No A/C Unit proposed 4. Schedule B: (Yeming Li) P.Eng (604.385.2666) Structural 5. Schedule B: (Yeming Li) P.Eng (604.385.2666) Geotechnical 6. HPO: Residential Builder- Lanefab Design Build Ltd *EXISTING HOUSE* Note: Bldg 1 (principal bldg) addressed #1-2660 Charles St retained on site. **THIS PERMIT HAS BEEN ISSUED UNDER THE REQUIREMENTS OF VBBL #12511 (2019) ** >>>Amend: Sept. 15, 2022 -revised load calcs uploaded | Arc Flash Electric Ltd
PP-2022-01314 | 2022-04-19 | 2660 CHARLES STREET #3, Vancouver, BC V5K 3A5 | Plumbing Permit | Residential | New | Completed | Residential - LWH - #3 - Plumbing for 2 bathroom laneway house To construct a 2 storey laneway house building with 1 open parking pad, providing a total of 1 parking spaces, having vehicular access from the 20' Lane. Note: This is a 1 ½ storey building pursuant to the Zoning & Development By-law. 1. Covenant not required with existing house 2. No Strata Titling permitted 3. No A/C Unit proposed | Apple Mechanical Ltd
PP-2022-00712 | 2022-03-02 | 2660 CHARLES STREET #3, Vancouver, BC V5K 3A5 | Plumbing Permit | Residential | New | Completed | Residential - Sump | Jewel Mini Excavating Ltd
NULL | NULL | 2018 GRAVELEY STREET, Vancouver, BC | Mechanical Permit | NULL | NULL | Withdrawn | NULL | PANNU GAS & HEATING SERVICES
EP-2022-07124 | 2022-08-24 | 4583 W 14TH AVENUE #3, Vancouver, BC V6R 2Y5 | Electrical Permit | Residential | New | Completed | Installation / Repair - Residential - NEW ELECTRICAL WIRING for: >BP: To construct a 1 storey laneway house building ($159,462.50) with an open parking pad, providing 1 parking space, having vehicular access from the lane. Note: This is a 1 storey building pursuant to the Zoning & Development By-law 1. Covenant registered at the Land Title Office under CA9457037 2. No Strata Titling permitted 3. No A/C unit proposed 4. Schedule B: Jason Hui, P.Eng (778-319-3403) Structural & Geotechnical 5. Rev#1: HPO: Amarjot S Kang 6. The entire building, INCLUDING THE ATTACHED GARAGE (if applicable), to be sprinklered to NFPA 13D. ******THIS PERMIT HAS BEEN ISSUED UNDER THE REQUIREMENTS OF VBBL #12511 (2019)****** AMEND: DEC 5/2022 REVISED LOAD CALCULATIONS UPLOADED | AMJ ELECTRIC SERVICES INC
PP-2022-03156 | 2022-09-12 | 4583 W 14TH AVENUE #3, Vancouver, BC V6R 2Y5 | Plumbing Permit | Residential | New | Completed | Residential - Plumbing for: >BP: To construct a 1 storey laneway house building ($159,462.50) with an open parking pad, providing 1 parking space, having vehicular access from the lane. | ROYAN MECHANICAL LTD
NULL | NULL | 4583 W 14TH AVENUE #3, Vancouver, BC V6R 2Y5 | Mechanical Permit | NULL | NULL | Withdrawn | NULL | ROYAN MECHANICAL LTD
NULL | NULL | 4583 W 14TH AVENUE #3, Vancouver, BC V6R 2Y5 | Mechanical Permit | NULL | NULL | Withdrawn | NULL | ROYAN MECHANICAL LTD
MP-2022-00441 | 2022-10-19 | 4583 W 14TH AVENUE #3, Vancouver, BC V6R 2Y5 | Mechanical Permit | NULL | NULL | Completed | NULL | ROYAN MECHANICAL LTD
GP-2022-03554 | 2022-11-15 | 4583 W 14TH AVENUE #3, Vancouver, BC V6R 2Y5 | Gas Permit | Residential | New | Completed | Residential - To install boiler and BBQ There is pipping for BBQ >BP: To construct a 1 storey laneway house building ($159,462.50) with an open parking pad, providing 1 parking space, having vehicular access from the lane. | JOT MECHANICAL LTD
SP-2022-01975 | 2022-11-28 | 4583 W 14TH AVENUE #3, Vancouver, BC V6R 2Y5 | Sprinkler Permit | Residential | New | Completed | Residential - Install sprinklers in lwh To construct a 1 storey laneway house building with an open parking pad, providing 1 parking space, having vehicular access from the lane. Note: This is a 1 storey building pursuant to the Zoning & Development By-law 1. Covenant registered at the Land Title Office under CA9457037 2. No Strata Titling permitted 3. No A/C unit proposed 4. Schedule B: Jason Hui, P.Eng (778-319-3403) Structural & Geotechnical 5. Rev#1: HPO: Amarjot S Kang 6. The entire building, INCLUDING THE ATTACHED GARAGE (if applicable), to be sprinklered to NFPA 13D. | Gold Key Fire Protection Ltd
EP-2022-08336 | 2022-10-04 | 6608 ROSS STREET #3, Vancouver, BC V5X 4B2 | Electrical Permit | Residential | New | Completed | Installation / Repair - Residential - low volt wiring To construct a 2 storey laneway house building ($160,997) with an open parking pad, providing 1 parking space, having vehicular access from the lane. Note: This is a 1 ½ storey building pursuant to the Zoning & Development By-law 1. Covenant registered at the Land Title Office under CA9479306 2. No Strata Titling permitted 3. A/C unit proposed in rear yard 4. Schedule B: Alan Prahalad P.Eng (604.831.1431) Structural & Geotechnical 5. HPO: Owner Builder Address and suite number assigned as per approved plans for Fire and Emergency response. The address number is to be posted to the building to be visible from the street and the suite number is to be posted at the suite entry in accordance with the Building By-law prior to final inspection. ******THIS PERMIT HAS BEEN ISSUED UNDER THE REQUIREMENTS OF VBBL #12511 (2019)****** Amend: Nov 8, 2022 change the address to 6608-1 for main house And 6608-3 for laneway thanks | C N S Alarms Ltd
PP-2022-02910 | 2022-08-22 | 6608 ROSS STREET #3, Vancouver, BC V5X 4B2 | Plumbing Permit | Residential | New | Completed | Residential - LWH - #3- Plumbing for new Laneway house >DB: To construct a 2 storey laneway house building with an open parking pad, providing 1 parking space, having vehicular access from the lane. Note: This is a 1 ½ storey building pursuant to the Zoning & Development By-law 1. Covenant registered at the Land Title Office under CA9479306 2. No Strata Titling permitted 3. A/C unit proposed in rear yard | Rain Coast Plumbing & Heating Ltd
SP-2022-01274 | 2022-08-11 | 6608 ROSS STREET #3, Vancouver, BC V5X 4B2 | Sprinkler Permit | Residential | New | Completed | Residential - new sprinkler system >BP: To construct a 2 storey laneway house building ($160,997) with an open parking pad, providing 1 parking space, having vehicular access from the lane. Note: This is a 1 ½ storey building pursuant to the Zoning & Development By-law 1. Covenant registered at the Land Title Office under CA9479306 2. No Strata Titling permitted 3. A/C unit proposed in rear yard 4. Schedule B: Alan Prahalad P.Eng (604.831.1431) Structural & Geotechnical 5. HPO: Owner Builder Address and suite number assigned as per approved plans for Fire and Emergency response. The address number is to be posted to the building to be visible from the street and the suite number is to be posted at the suite entry in accordance with the Building By-law prior to final inspection. ******THIS PERMIT HAS BEEN ISSUED UNDER THE REQUIREMENTS OF VBBL #12511 (2019)****** | Haven Fire Protection Ltd
EP-2023-03902 | 2023-05-05 | 6608 ROSS STREET #3, Vancouver, BC V5X 4B2 | Electrical Permit | Residential | New | Completed | Installation / Repair - Residential - Security Alarm Complete >BP: To construct a 2 storey laneway house building ($160,997) with an open parking pad, providing 1 parking space, having vehicular access from the lane. | Summit Digital Systems Ltd
EP-2022-05019 | 2022-06-23 | 6608 ROSS STREET #3, Vancouver, BC V5X 4B2 | Electrical Permit | Residential | New | Completed | Installation / Repair - Residential - LWH - #3 - All electrical work BP: To construct a 2 storey laneway house building with an open parking pad, providing 1 parking space, having vehicular access from the lane. Note: This is a 1 ½ storey building pursuant to the Zoning & Development By-law 1. Covenant registered at the Land Title Office under CA9479306 2. No Strata Titling permitted 3. A/C unit proposed in rear yard | N & M Electric Ltd
EP-2023-01064 | 2023-02-07 | 648 E 30TH AVENUE #3, Vancouver, BC V5V 2V6 | Electrical Permit | Residential | New | Issued | Temporary Power - Residential - To provide temporary power. | SUNSTONE ELECTRIC LTD
EP-2023-04040 | 2023-06-05 | 648 E 30TH AVENUE #3, Vancouver, BC V5V 2V6 | Electrical Permit | Residential | New | Issued | Installation / Repair - Residential - Complete wiring and finishing. Main service-200 amps Main house 648 meter-100 amps Legal suite 2-648 meter-60 amps Laneway house 3-648 meter-100 amps *As per EC no garage in place. Only 1 open parking pad. 1 parking space accepted on load calculation >BP: To construct a 1 storey laneway house building ($131,000) with an attached garage and 1 open parking pad, providing a total of 2 parking spaces, having vehicular access from the 20' Lane. 1. Covenant registered at the Land Title Office under CA9214512 2. No Strata Titling permitted 3. No A/C Unit proposed 4. Schedule B: (Makhan S. Dhillon) P.Eng (604.537.6271) Structural & Geotechnical 5. HPO: Residential Builder- Cedar Van Homes Ltd. NOTE: To achieve the required FSR. A floor space exclusion of 3% has been applied to this application as per section 11.24.18 of the district schedule, to accommodate improved building performance. NOTE: Information regarding the principal building on the survey and site plan is for reference only. Any discrepancy between information regarding the principal building on the survey and/or site plan and approved permit drawings for the principal building are neither approved nor authorized under this laneway house permit. *NEW HOUSE* Note: See DB-2021-05280 for Bldg 1 on site (principal bldg) addressed #1-648 E 30 Ave. **THIS PERMIT HAS BEEN ISSUED UNDER THE REQUIREMENTS OF VBBL #12511 (2019) ** | SUNSTONE ELECTRIC LTD
PP-2023-02158 | 2023-06-19 | 648 E 30TH AVENUE #3, Vancouver, BC V5V 2V6 | Plumbing Permit | Residential | New | Issued | Residential - LWH - #3 - Plumbing >DB: To construct a 1 storey laneway house building with an attached garage and 1 open parking pad, providing a total of 2 parking spaces, having vehicular access from the 20' Lane. 1. Covenant registered at the Land Title Office under CA9214512 2. No Strata Titling permitted 3. No A/C Unit proposed **THIS PERMIT HAS BEEN ISSUED UNDER THE REQUIREMENTS OF VBBL #12511 (2019) ** | Ghuman Mechanical Ltd
SP-2023-01345 | 2023-07-25 | 648 E 30TH AVENUE #3, Vancouver, BC V5V 2V6 | Sprinkler Permit | Residential | New | Issued | Residential - Sprinkler >BP: To construct a 1 storey laneway house building with an attached garage and 1 open parking pad, providing a total of 2 parking spaces, having vehicular access from the 20' Lane. 1. Covenant registered at the Land Title Office under CA9214512 2. No Strata Titling permitted 3. No A/C Unit proposed 4. Schedule B: (Makhan S. Dhillon) P.Eng (604.537.6271) Structural & Geotechnical 5. HPO: Residential Builder- Cedar Van Homes Ltd. | Ghuman Mechanical Ltd
EP-2023-07027 | 2023-08-03 | 648 E 30TH AVENUE #3, Vancouver, BC V5V 2V6 | Electrical Permit | Residential | New | Issued | Installation / Repair - Residential - Data cabling and security alarm completion. | Xon Automation Ltd
EP-2023-06582 | 2023-07-20 | 110 W 4TH AVENUE, Vancouver, BC V5Y 1G6 | Electrical Permit | Commercial | New | Issued | Installation / Repair - Commercial - Install heat trace to domestic water, heating & cooling lines; all electrical connections by other. >BP: To construct a 9-storey mixed-use building with office and laboratory use all over four (4) levels of underground parking having vehicular access from the rear lane. The new building is designed to provide a highly flexible lab capable building with the potential to have up to 70% lab and up to 30% office/support space located anywhere in the building. The flexibility will respond to changing needs to the occupants for changes in science programs, personnel requirements, operational changes, changing equipment and growth/reduction of space needs. Stage I: Excavation/shoring issued July 27/ 22. Stage II: Full BP issued February 22/23.(tn for mv) | Artech Electric Ltd
EP-2023-03239 | 2023-04-14 | 110 W 4TH AVENUE, Vancouver, BC V5Y 1G6 | Electrical Permit | Commercial | New | Issued | Temporary Power - Commercial - To provide temporary power. | Action Electric Ltd
PP-2023-01588 | 2023-06-26 | 110 W 4TH AVENUE, Vancouver, BC V5Y 1G6 | Plumbing Permit | Commercial | New | Issued | Commercial - Install Fixtures >BP: To construct a 9-storey mixed-use building with office and laboratory use all over four (4) levels of underground parking having vehicular access from the rear lane. The new building is designed to provide a highly flexible lab capable building with the potential to have up to 70% lab and up to 30% office/support space located anywhere in the building. The flexibility will respond to changing needs to the occupants for changes in science programs, personnel requirements, operational changes, changing equipment and growth/reduction of space needs. Stage I: Excavation/shoring issued July 27/ 22. Stage II: Full BP issued February 22/23.(tn for mv) | DAVIDSON BROS MECHANICAL CONTRACTORS
EP-2023-02423 | 2023-05-12 | 110 W 4TH AVENUE, Vancouver, BC V5Y 1G6 | Electrical Permit | Commercial | New | Issued | Installation / Repair - Commercial - Electrical installation for 9-storey mixed-use building, scope of work includes installation of: ECOMM conduit and wiring. Line Voltage Control Wiring (low voltage control wiring by Others). CO System conduit only. Shutdown of Mech System upon Fire Alarm (per Elec dwgs). Parkade + Utility Light Fixture Supply & Install. Landscape lighting & Installation of all Light Fixtures and Lighting Control Systems to ASHRAAE 90.1. Emergency & Exit Lighting. Install Emergency Power, Emergency Generator & Commissioning. Sump Pump Wiring, Irrigation System power, Supply and Install Electric Heat Equipment. EVSE Rough-in only. Security System rough-in only, CCTV rough-in only. Fire Alarm Verification. >BP: To construct a 9-storey mixed-use building with office and laboratory use all over four (4) levels of underground parking having vehicular access from the rear lane. Stage I: Excavation/shoring issued July 27/ 22. Stage II: Full BP issued February 22/23.(tn for mv) | Action Electric Ltd
NULL | NULL | 110 W 4TH AVENUE, Vancouver, BC V5Y 1G6 | Plumbing Permit | Commercial | New | Withdrawn | Commercial - Install Fixtures - New Building | DAVIDSON BROS MECHANICAL CONTRACTORS
SP-2022-01447 | 2024-01-29 | 110 W 4TH AVENUE, Vancouver, BC V5Y 1G6 | Sprinkler Permit | Commercial | New | Issued | Commercial - For all sprinkler and standpipe work to the 2019 VBBL; NFPA 13, 14, 20, 22, and 45 2013; and alternative solutions prepared by LMDG. Site Description: To construct a 10-storey mixed-use building with office and laboratory use all over four (4) levels of underground parking having vehicular access from the rear lane. Levels 2, 8 & 9 Office (SHELL ONLY). DESIGNED TO LIGHT HAZARD. Levels 1, 3, 4, 5, 6, and 7 Lab/office (SHELL ONLY). DESIGNED TO ORDINARY HAZARD GROUP 2 • Designed to provide a highly flexible lab capable building with the potential to have up to 70% lab and up to 30% office/support space located anywhere on these floors. Level 10 Mechanical THIS IS A CERTIFIED PROFESSIONAL PROJECT and the CP is Dave Steer of LMDG. This application does not include any of the following: • Warehouse storage arrangements, or mobile compact storage arrangements. • Flexible sprinkler pipe. • Information Technology Equipment Rooms (e.g. IT Rooms, LAN Rooms, etc.). Related Permits: • AL-2021-00203 - Building Exposure Sprinkler Protection. • AL-2021-00204 - Protection of Loading Bay Opening. • AL-2021-00205 - Protection of Generator Air Intake Openings at Parkade Notes: • Fire protection engineer of record Yadim Castillo, P.Eng. of NWSC T: 604 779 5750 E: info@nwsprinkler.com • One set of approved drawings and permit to be available for viewing at the jobsite. • Construction Standpipe to Bulletin 2017-003-BU/FI, VBBL, NFPA 14, and VFBL. • Separate documents and application are required for the tenant improvement. | Kraico Mechanical Ltd
EP-2023-09204 | 2023-10-12 | 110 W 4TH AVENUE, Vancouver, BC V5Y 1G6 | Electrical Permit | Commercial | New | Issued | Installation / Repair - Commercial - Installation of Low Voltage Fan Coil and AHU Controls. >BP: To construct a 9-storey mixed-use building with office and laboratory use all over four (4) levels of underground parking having vehicular access from the rear lane. The new building is designed to provide a highly flexible lab capable building with the potential to have up to 70% lab and up to 30% office/support space located anywhere in the building. The flexibility will respond to changing needs to the occupants for changes in science programs, personnel requirements, operational changes, changing equipment and growth/reduction of space needs. | Ainsworth Inc
EP-2022-04894 | 2022-06-09 | 110 W 4TH AVENUE, Vancouver, BC V5Y 1G6 | Electrical Permit | Commercial | New | Expired | Temporary Power - Commercial - To provide temporary power. | Adria Electric Ltd
EP-2022-04355 | 2022-05-26 | 909 E 54TH AVENUE #3, Vancouver, BC V5X 1L8 | Electrical Permit | Residential | New | Completed | Installation / Repair - Residential - Laneway house rough wiring and finishing with 100 amp overhead service separate bc hydro line.with d-attached garage >BP: To construct a 2 storey laneway house building with a detached garage and 1 open parking pad, providing a total of 3 parking spaces, having vehicular access from the lane. Note: This is a 1 ½ storey building pursuant to the Zoning & Development By-law 1. No A/C unit proposed. 2. Schedule B: S Dulay (604.603.7254) Structural & Geotechnical 3. HPO: Kondola Development Inc. BUILDING 2 - #3 - 909 E 54th Av - Laneway House Address and suite numbers assigned as per approved plans for Fire and Emergency response. The address number is to be posted to the building to be visible from the street and the suite numbers are to be posted at the suite entries in accordance with the Building By-law prior to final inspection. Combustible projections or roof soffits on an exposing building face shall not project to less than .45m from the property line and shall be in compliance with VBBL 2019 9.10.15.5.(9) Information regarding the principal building on the survey and site plan is for reference only. Any discrepancy between information regarding the principal building on the survey and/or site plan and approved permit drawings for the principal building are neither approved nor authorized under this laneway house permit. The entire building, to be sprinklered to NFPA 13D. ******THIS PERMIT HAS BEEN ISSUED UNDER THE REQUIREMENTS OF VBBL #12511 (2019)****** | E G ELECTRICAL LTD.
SP-2022-01267 | 2022-08-12 | 909 E 54TH AVENUE #3, Vancouver, BC V5X 1L8 | Sprinkler Permit | Residential | New | Completed | Residential - New piping and sprinkler >BP: To construct a 2 storey laneway house building with a detached garage and 1 open parking pad, providing a total of 3 parking spaces, having vehicular access from the lane. Note: This is a 1 ½ storey building pursuant to the Zoning & Development By-law 1. No A/C unit proposed. 2. Schedule B: S Dulay (604.603.7254) Structural & Geotechnical 3. HPO: Kondola Development Inc. The entire building, to be sprinklered to NFPA 13D. ******THIS PERMIT HAS BEEN ISSUED UNDER THE REQUIREMENTS OF VBBL #12511 (2019)****** | MP FIRE PROTECTION LTD
EP-2023-07274 | NULL | 2120 W 54TH AVENUE #3, Vancouver, BC V6P 1P5 | Electrical Permit | Residential | New | Applicant Revisions | Installation / Repair - Residential - ¦ #3LWH- 200A ¦ New LWH electrical works installation and existing garage electrical works rework. To construct a 2 storey laneway house building with an ATTACHED GARAGE and 1 open parking pad, providing a total of 2 parking spaces, having vehicular access from the lane Note: This is a 1 ½ storey building pursuant to the Zoning & Development By-law Note: Bldg 1 (principal bldg) addressed 2120 W 54th Ave retained on site. 1. No A/C unit proposed 2. Schedule B: WEI ZHENG SU (778-707-7360) Structural, Geotechnical & Architectural. 3. HPO: Residential Builder- Spacious Construction Corp 4. Entire Building to have NFPA 13-R | Sy Teh Engineering Ltd
PP-2023-00872 | 2023-03-15 | 2120 W 54TH AVENUE #3, Vancouver, BC V6P 1P5 | Plumbing Permit | Residential | New | Issued | Residential - Sump | BESTWAY EXCAVATING & DEMOLITION 2008 LTD
PP-2023-01648 | 2023-05-10 | 2120 W 54TH AVENUE #3, Vancouver, BC V6P 1P5 | Plumbing Permit | Residential | New | Issued | Residential - Laneway >BP: To construct a 2 storey laneway house building with an attached garage and 1 open parking pad, providing a total of 2 parking spaces, having vehicular access from the lane Note: This is a 1 ½ storey building pursuant to the Zoning & Development By-law Note: Bldg 1 (principal bldg) addressed 2120 W 54th Ave retained on site. 1. No A/C unit proposed 2. Schedule B: WEI ZHENG SU (778-707-7360) Structural, Geotechnical & Architectural. 3. HPO: Residential Builder- Spacious Construction Corp 4. Entire Building to have NFPA 13-R | JAI Plumbing & Heating Ltd
SP-2023-01804 | 2023-11-01 | 2120 W 54TH AVENUE #3, Vancouver, BC V6P 1P5 | Sprinkler Permit | Residential | New | Issued | Residential - Install sprinklers in LWH >BP: To construct a 2 storey laneway house building with an attached garage and 1 open parking pad, providing a total of 2 parking spaces, having vehicular access from the lane Note: This is a 1 ½ storey building pursuant to the Zoning & Development By-law Note: Bldg 1 (principal bldg) addressed 2120 W 54th Ave retained on site. 1. No A/C unit proposed 2. Schedule B: WEI ZHENG SU (778-707-7360) Structural, Geotechnical & Architectural. 3. HPO: Residential Builder- Spacious Construction Corp 4. Entire Building to have NFPA 13 D | Gold Key Fire Protection Ltd
PP-2022-04180 | NULL | 1852 HARRISON DRIVE, Vancouver, BC | Plumbing Permit | Residential | New | Withdrawn | Residential - DWV, waterline, finishing | Alpine Mechanicals Ltd
PP-2022-02712 | 2022-08-05 | 6859 CULLODEN STREET #3, Vancouver, BC V5X 4J5 | Plumbing Permit | Residential | New | Completed | Residential - LWH - #3 - plumbing To construct a 2 storey laneway house building with an open parking pad, providing 1 parking space, having vehicular access from the lane. Note: This is a 1 ½ storey building pursuant to the Zoning & Development By-law 1. Covenant registered at the Land Title Office under CA9521304 2. No Strata Titling permitted 3. No A/C unit proposed | Destiny Mechanical Ltd
EP-2022-06371 | 2022-07-28 | 6859 CULLODEN STREET #3, Vancouver, BC V5X 4J5 | Electrical Permit | Residential | New | Completed | Installation / Repair - Residential - tv,telephone alarm prewire and complete >BP: To construct a 2 storey laneway house building ($211,360) with an open parking pad, providing 1 parking space, having vehicular access from the lane. Note: This is a 1 ½ storey building pursuant to the Zoning & Development By-law 1. Covenant registered at the Land Title Office under CA9521304 2. No Strata Titling permitted 3. No A/C unit proposed 4. Schedule B: ALAN PRAHALAD - 604-831-1431 Structural & Geotechnical 5. BC Housing Residential Builder - August Construction Ltd. Address number assigned as per approved plans for Fire and Emergency response. The address number is to be posted and to the building and to be visible from the street in accordance with the Building By-law prior to final inspection. ******THIS PERMIT HAS BEEN ISSUED UNDER THE REQUIREMENTS OF VBBL #12511 (2019)****** | Tvisha Technologies Ltd
SP-2022-01111 | 2022-07-11 | 6859 CULLODEN STREET #3, Vancouver, BC V5X 4J5 | Sprinkler Permit | Residential | New | Completed | Residential - LWH WITH NEW SPRINKLERS To construct a 2 storey laneway house building with an open parking pad, providing 1 parking space, having vehicular access from the lane. Note: This is a 1 ½ storey building pursuant to the Zoning & Development By-law 1. Covenant registered at the Land Title Office under CA9521304 2. No Strata Titling permitted 3. No A/C unit proposed 4. Schedule B: ALAN PRAHALAD - 604-831-1431 Structural & Geotechnical 5. BC Housing Residential Builder - August Construction Ltd. | BC Fire Sprinklers Ltd
EP-2022-05705 | 2022-07-07 | 6859 CULLODEN STREET #3, Vancouver, BC V5X 4J5 | Electrical Permit | Residential | New | Completed | Installation / Repair - Residential - New laneway construction Main consumer's services :200A Phase:single phase 3 wires Volt:120/240 Main House service :125 amp Laneway house service:125 amp >BP: To construct a 2 storey laneway house building ($211,360) with an open parking pad, providing 1 parking space, having vehicular access from the lane. Note: This is a 1 ½ storey building pursuant to the Zoning & Development By-law 1. Covenant registered at the Land Title Office under CA9521304 2. No Strata Titling permitted 3. No A/C unit proposed 4. Schedule B: ALAN PRAHALAD - 604-831-1431 Structural & Geotechnical 5. BC Housing Residential Builder - August Construction Ltd. Address number assigned as per approved plans for Fire and Emergency response. The address number is to be posted and to the building and to be visible from the street in accordance with the Building By-law prior to final inspection. ******THIS PERMIT HAS BEEN ISSUED UNDER THE REQUIREMENTS OF VBBL #12511 (2019)****** | Samreet Electrical Services Ltd
EP-2022-09628 | 2022-11-15 | 6069 ARGYLE STREET #3, Vancouver, BC V5P 3J9 | Electrical Permit | Residential | New | Completed | Installation / Repair - Residential - Alarm, tel, tv, net, doorbell >>BP: To construct a 2 storey laneway house building ($356,427.50) with 1 open parking pad, having vehicular access from the 20' Lane. Note: This is a 1 ½ storey building pursuant to the Zoning & Development By-law. 1. Covenant registered at the Land Title Office under CA9573080 2. No Strata Titling permitted 3. No A/C Unit proposed 4. Schedule B: (Antony Wang) P.Eng (604.618.6236) Structural 5. Schedule B: (Jason Hui) P.Eng (778.319.3403) Geotechnical 6. HPO: Residential Builder- Pridwen Construction Ltd *NEW HOUSE* Note: See DB-2021-05405 for Bldg 1 on site (principal bldg) addressed #1-6069 Argyle St. **THIS PERMIT HAS BEEN ISSUED UNDER THE REQUIREMENTS OF VBBL #12511 (2019) ** ****ALL PROJECT COORDINATOR NOTES HAS BEEN ACCEPTED BY THE APPLICANT**** | Best Built-In Centre Ltd
MP-2022-00464 | 2022-10-24 | 6069 ARGYLE STREET #3, Vancouver, BC V5P 3J9 | Mechanical Permit | NULL | NULL | Completed | NULL | United Mechanical Ltd
PP-2022-03521 | 2022-10-03 | 6069 ARGYLE STREET #3, Vancouver, BC V5P 3J9 | Plumbing Permit | Residential | New | Completed | Residential - laneway | United Mechanical Ltd
EP-2022-10197 | 2022-12-05 | 6069 ARGYLE STREET #3, Vancouver, BC V5P 3J9 | Electrical Permit | Residential | New | Completed | Installation / Repair - Residential - New laneway house electrical wiring >BP: To construct a 2 storey laneway house building ($356,427.50) with 1 open parking pad, having vehicular access from the 20' Lane. Note: This is a 1 ½ storey building pursuant to the Zoning & Development By-law. 1. Covenant registered at the Land Title Office under CA9573080 2. No Strata Titling permitted 3. No A/C Unit proposed 4. Schedule B: (Antony Wang) P.Eng (604.618.6236) Structural 5. Schedule B: (Jason Hui) P.Eng (778.319.3403) Geotechnical 6. HPO: Residential Builder- Pridwen Construction Ltd NOTE: To achieve the required FSR. A floor space exclusion of 3% has been applied to this application as per section 11.24.18 of the district schedule, to accommodate improved building performance. NOTE: Information regarding the principal building on the survey and site plan is for reference only. Any discrepancy between information regarding the principal building on the survey and/or site plan and approved permit drawings for the principal building are neither approved nor authorized under this laneway house permit. *NEW HOUSE* Note: See DB-2021-05405 for Bldg 1 on site (principal bldg) addressed #1-6069 Argyle St. **THIS PERMIT HAS BEEN ISSUED UNDER THE REQUIREMENTS OF VBBL #12511 (2019) ** ****ALL PROJECT COORDINATOR NOTES HAS BEEN ACCEPTED BY THE APPLICANT**** | JIU DING ELECTRIC LTD
GP-2022-03883 | 2022-12-06 | 6069 ARGYLE STREET #3, Vancouver, BC V5P 3J9 | Gas Permit | Residential | New | Completed | Residential - to install 1 boiler >To construct a 2 storey laneway house building ($356,427.50) with 1 open parking pad, having vehicular access from the 20' Lane. Note: This is a 1 ½ storey building pursuant to the Zoning & Development By-law. 1. Covenant registered at the Land Title Office under CA9573080 2. No Strata Titling permitted 3. No A/C Unit proposed 4. Schedule B: (Antony Wang) P.Eng (604.618.6236) Structural 5. Schedule B: (Jason Hui) P.Eng (778.319.3403) Geotechnical 6. HPO: Residential Builder- Pridwen Construction Ltd NOTE: To achieve the required FSR. A floor space exclusion of 3% has been applied to this application as per section 11.24.18 of the district schedule, to accommodate improved building performance. NOTE: Information regarding the principal building on the survey and site plan is for reference only. Any discrepancy between information regarding the principal building on the survey and/or site plan and approved permit drawings for the principal building are neither approved nor authorized under this laneway house permit. *NEW HOUSE* Note: See DB-2021-05405 for Bldg 1 on site (principal bldg) addressed #1-6069 Argyle St. **THIS PERMIT HAS BEEN ISSUED UNDER THE REQUIREMENTS OF VBBL #12511 (2019) ** ****ALL PROJECT COORDINATOR NOTES HAS BEEN ACCEPTED BY THE APPLICANT**** | Symbolistic Heating Ltd
SP-2022-02079 | 2022-12-15 | 6069 ARGYLE STREET #3, Vancouver, BC V5P 3J9 | Sprinkler Permit | Residential | New | Completed | Residential - To Install 15 sprinkler heads To construct a 2 storey laneway house building with 1 open parking pad, having vehicular access from the 20' Lane. Note: This is a 1 ½ storey building pursuant to the Zoning & Development By-law. 1. Covenant registered at the Land Title Office under CA9573080 2. No Strata Titling permitted 3. No A/C Unit proposed 4. Schedule B: (Antony Wang) P.Eng (604.618.6236) Structural 5. Schedule B: (Jason Hui) P.Eng (778.319.3403) Geotechnical 6. HPO: Residential Builder- Pridwen Construction Ltd | General Sprinkler Systems Ltd
PP-2022-01591 | 2022-05-09 | 6069 ARGYLE STREET #3, Vancouver, BC V5P 3J9 | Plumbing Permit | Residential | New | Completed | Residential - Sentry and storm con with one sump >BP: To construct a 2 storey laneway house building ($356,427.50) with 1 open parking pad, having vehicular access from the 20' Lane. Note: This is a 1 ½ storey building pursuant to the Zoning & Development By-law. 1. Covenant registered at the Land Title Office under CA9573080 2. No Strata Titling permitted 3. No A/C Unit proposed 4. Schedule B: (Antony Wang) P.Eng (604.618.6236) Structural 5. Schedule B: (Jason Hui) P.Eng (778.319.3403) Geotechnical 6. HPO: Residential Builder- Pridwen Construction Ltd NOTE: To achieve the required FSR. A floor space exclusion of 3% has been applied to this application as per section 11.24.18 of the district schedule, to accommodate improved building performance. Address Information: Principle Dwelling: #1-6069 Argyle St Secondary Suite: #2-6069 Argyle St Laneway home: #3-6069-Argyle St Address has been assigned per the approved plans as the fire/emergency access to the laneway house is from the East side. This access must be provided & maintained at 20' Lane at all times in accordance with the Building By-law. NOTE: Information regarding the principal building on the survey and site plan is for reference only. Any discrepancy between information regarding the principal building on the survey and/or site plan and approved permit drawings for the principal building are neither approved nor authorized under this laneway house permit. *NEW HOUSE* Note: See DB-2021-05405 for Bldg 1 on site (principal bldg) addressed #1-6069 Argyle St. **THIS PERMIT HAS BEEN ISSUED UNDER THE REQUIREMENTS OF VBBL #12511 (2019) ** ****ALL PROJECT COORDINATOR NOTES HAS BEEN ACCEPTED BY THE APPLICANT*** | AKAL DEMOLITION & EXCAVATING LTD
SP-2023-00035 | 2023-01-10 | 362 E 58TH AVENUE #3, Vancouver, BC V5X 1V9 | Sprinkler Permit | Residential | New | Completed | Residential - New Sprinkler for: BP: To construct a 2 storey laneway house building ($219,720.00) with an open parking pad, providing 1 parking space, having vehicular access from the lane. Rev#1: The entire building, INCLUDING THE ATTACHED GARAGE (if applicable), to be sprinklered to NFPA 13D as per VBBL 3.2.5.12.(3)(d). Note: This is a 1 ½ storey building pursuant to the Zoning & Development By-law Note: Bldg 1 (principal bldg) addressed #1 - 362 E 58th Ave retained on site. 1. No A/C unit proposed 2. Schedule B: Yatendra Jumar Sharma P Eng. (778) 863-7076 Structural & Geotechnical 3. HPO: Residential Builder- JARNAIL GILL & RANJIT GILL. #37855 4. Entire Building to have NFPA 13-R 5. well drilling advisory” notification and bulletin 2016-004-BU ****ALL PROJECT COORDINATOR NOTES HAS BEEN ACCEPTED BY THE APPLICANT**** ******THIS PERMIT HAS BEEN ISSUED UNDER THE REQUIREMENTS OF VBBL #12511 (2019)****** well drilling advisory” notification and bulletin 2016-004-BU | SBMS Construction Ltd
EP-2022-09646 | 2022-11-16 | 362 E 58TH AVENUE #3, Vancouver, BC V5X 1V9 | Electrical Permit | Residential | New | Completed | Installation / Repair - Residential - Laneway house rough wiring and finishing of electrical and new service connection. >>BP: To construct a 2 storey laneway house building ($219,720.00) with an open parking pad, providing 1 parking space, having vehicular access from the lane. Note: This is a 1 ½ storey building pursuant to the Zoning & Development By-law Note: Bldg 1 (principal bldg) addressed #1 - 362 E 58th Ave retained on site. 1. No A/C unit proposed 2. Schedule B: Yatendra Jumar Sharma P Eng. (778) 863-7076 Structural & Geotechnical 3. HPO: Residential Builder- JARNAIL GILL & RANJIT GILL. #37855 4. Entire Building to have NFPA 13-R 5. well drilling advisory” notification and bulletin 2016-004-BU ****ALL PROJECT COORDINATOR NOTES HAS BEEN ACCEPTED BY THE APPLICANT**** ******THIS PERMIT HAS BEEN ISSUED UNDER THE REQUIREMENTS OF VBBL #12511 (2019)****** | Mainpower Electrical Ltd
EP-2022-09441 | 2022-11-07 | 362 E 58TH AVENUE #3, Vancouver, BC V5X 1V9 | Electrical Permit | Residential | New | Completed | Installation / Repair - Residential - Install Low Voltage wiring (networking), Alarm, CCTV, Data, Tel. Rough-In and Finishing | Magnificent Security Inc.
PP-2022-03089 | 2022-09-06 | 362 E 58TH AVENUE #3, Vancouver, BC V5X 1V9 | Plumbing Permit | Residential | New | Completed | Residential - Plumbing - water pipe, drain pipe, etc >To construct a 2 storey laneway house building ($219,720.00) with an open parking pad, providing 1 parking space, having vehicular access from the lane. Note: This is a 1 ½ storey building pursuant to the Zoning & Development By-law Note: Bldg 1 (principal bldg) addressed #1 - 362 E 58th Ave retained on site. 1. No A/C unit proposed 2. Schedule B: Yatendra Jumar Sharma P Eng. (778) 863-7076 Structural & Geotechnical 3. HPO: Residential Builder- JARNAIL GILL & RANJIT GILL. #37855 4. Entire Building to have NFPA 13-R 5. well drilling advisory” notification and bulletin 2016-004-BU Addressing Note: #3- 362 E 58th Av – Laneway House Note: As a result of the addition of the laneway house, the existing one family dwelling / principle dwelling, will be assigned a suite number. The site is now as follows: #1- 362 E 58th Av – Principle Dwelling #3- 362 E 58th Av – Laneway House Address and suite numbers assigned as per approved plans for Fire and Emergency response. The address number is to be posted to the building to be visible from the street and the suite numbers are to be posted at the suite entries in accordance with the Building By-law prior to final inspection. ****ALL PROJECT COORDINATOR NOTES HAS BEEN ACCEPTED BY THE APPLICANT**** ******THIS PERMIT HAS BEEN ISSUED UNDER THE REQUIREMENTS OF VBBL #12511 (2019)****** well drilling advisory” notification and bulletin 2016-004-BU | High Rise Mechanical Ltd
PP-2022-02837 | 2022-08-16 | 362 E 58TH AVENUE #3, Vancouver, BC V5X 1V9 | Plumbing Permit | Residential | New | Completed | Residential - SUMPS NOTE: Engineering Assurance letter will be submitted to the Plumbing Inspector on the site. Letter shall conform to the requirements of Vancouver Bulletin 2000-008-EL/PL. | Bhullar Excavating and Demolition
EP-2022-04086 | 2022-05-24 | 736 E 26TH AVENUE #3, Vancouver, BC V5V 2H8 | Electrical Permit | Residential | New | Completed | Installation / Repair - Residential - LWH -#3 - Laneway only new construction BP: To construct a 2 storey laneway house building with 1 open parking pad, providing a total of 1 parking spaces, having vehicular access from the 20' Lane. Note: This is a 1 ½ storey building pursuant to the Zoning & Development By-law. 1. Covenant not required with existing house 2. No Strata Titling permitted 3. No A/C Unit proposed | Maple Leaf Electrical Ltd
EP-2022-04087 | 2022-05-18 | 736 E 26TH AVENUE #3, Vancouver, BC V5V 2H8 | Electrical Permit | Residential | New | Completed | Installation / Repair - Residential - LWH - #3 - Alarm Wiring, TV/Tel./Data Wiring and Doorbell. To construct a 2 storey laneway house building with 1 open parking pad, providing a total of 1 parking spaces, having vehicular access from the 20' Lane. Note: This is a 1 ½ storey building pursuant to the Zoning & Development By-law. 1. Covenant not required with existing house 2. No Strata Titling permitted 3. No A/C Unit proposed | Westend Sound And Security Inc.
SP-2022-00752 | 2022-05-16 | 736 E 26TH AVENUE #3, Vancouver, BC V5V 2H8 | Sprinkler Permit | Residential | New | Completed | Residential - New Sprinkler system for: >To construct a 2 storey laneway house building ($165,250) with 1 open parking pad, providing a total of 1 parking spaces, having vehicular access from the 20' Lane. Note: This is a 1 ½ storey building pursuant to the Zoning & Development By-law. 1. Covenant not required with existing house 2. No Strata Titling permitted 3. No A/C Unit proposed 4. Schedule B: (A.S. RATHOD) P.Eng (778.885.0551) Structural 5. Schedule B: (A.S. RATHOD) P.Eng (778.885.0551) Geotechnical 6. HPO: Residential Builder- Maplewest Homes Ltd *EXISTING HOUSE* Note: Bldg 1 (principal bldg) addressed #1 – 736 E 26TH AVE retained on site. **THIS PERMIT HAS BEEN ISSUED UNDER THE REQUIREMENTS OF VBBL #12511 (2019) ** | Skyway Plumbing & gas Ltd
PP-2022-01329 | 2022-04-20 | 736 E 26TH AVENUE #3, Vancouver, BC V5V 2H8 | Plumbing Permit | Residential | New | Completed | Residential - LWH #3 - To install piping and fixtures for a new laneway house. To construct a 2 storey laneway house building with 1 open parking pad, providing a total of 1 parking spaces, having vehicular access from the 20' Lane. Note: This is a 1 ½ storey building pursuant to the Zoning & Development By-law. 1. Covenant not required with existing house 2. No Strata Titling permitted 3. No A/C Unit proposed | Skyway Plumbing & gas Ltd
PP-2022-01065 | 2022-03-30 | 736 E 26TH AVENUE #3, Vancouver, BC V5V 2H8 | Plumbing Permit | Residential | New | Completed | Residential - new laneway house -exterior piping only | J B Siteworks Inc
EP-2022-01155 | 2022-02-14 | 736 E 26TH AVENUE #3, Vancouver, BC V5V 2H8 | Electrical Permit | Residential | New | Expired | Temporary Power - Residential - To provide temporary power. >>>>>>>> Amend: Feb. 18th -amend the permit to 200amp from 125amp | Maple Leaf Electrical Ltd
SP-2023-01360 | 2023-07-26 | 3387 E 3RD AVENUE #3, Vancouver, BC V5M 1J5 | Sprinkler Permit | Residential | New | Completed | Residential - installation of a new fire sprinkler system >BP: To construct a 2 storey laneway house building with an attached garage and 1 open parking pad, providing a total of 2 parking spaces, having vehicular access from the 20' Lane. Note: This is a 1 ½ storey building pursuant to the Zoning & Development By-law. 1. Covenant not required with existing house 2. No Strata Titling permitted 3. No A/C Unit proposed 4. Entire building to be sprinklered 13D 5. Schedule B: (Md. Shahidul Alam) P.Eng (604.653.7475) Structural 6. Schedule B: (Md. Shahidul Alam) P.Eng (604.653.7475) Geotechnical 7. HPO: Residential Builder- (Jet Custom Homes Ltd.) | CENTRE LINE FIRE SPRINKLERS LTD
PP-2023-02421 | 2023-07-11 | 3387 E 3RD AVENUE #3, Vancouver, BC V5M 1J5 | Plumbing Permit | Residential | New | Completed | Residential - Installation of new plumbing fixtures >BP: To construct a 2 storey laneway house building ($204,005) with an attached garage and 1 open parking pad, providing a total of 2 parking spaces, having vehicular access from the 20' Lane. Note: This is a 1 ½ storey building pursuant to the Zoning & Development By-law. 1. Covenant not required with existing house 2. No Strata Titling permitted 3. No A/C Unit proposed 4. Entire building to be sprinklered 13D 5. Schedule B: (Md. Shahidul Alam) P.Eng (604.653.7475) Structural 6. Schedule B: (Md. Shahidul Alam) P.Eng (604.653.7475) Geotechnical 7. HPO: Residential Builder- (Jet Custom Homes Ltd.) | 24/7 PLUMBING & HEATING LTD.
PP-2023-00739 | 2023-03-06 | 3387 E 3RD AVENUE #3, Vancouver, BC V5M 1J5 | Plumbing Permit | Residential | New | Completed | Residential - LWH - #3 - rain water leaders, sump AMEND: MAR 15/2023 Including the Sanitary and water line | Prive Excavating Ltd
EP-2023-07472 | 2023-08-29 | 3387 E 3RD AVENUE #3, Vancouver, BC V5M 1J5 | Electrical Permit | Residential | New | Completed | Installation / Repair - Residential - ¦ #3LWH- 200A ¦ Laneway house new electrical wiring and finishing Cable ,telephone ,internet, alarm and security roughing only in Laneway house. Extra low voltage To construct a 2 storey laneway house building with an attached garage and 1 open parking pad, providing a total of 2 parking spaces, having vehicular access from the 20' Lane. Note: This is a 1 ½ storey building pursuant to the Zoning & Development By-law. 1. Covenant not required with existing house 2. No Strata Titling permitted 3. No A/C Unit proposed 4. Entire building to be sprinklered 13D 5. Schedule B: (Md. Shahidul Alam) P.Eng (604.653.7475) Structural 6. Schedule B: (Md. Shahidul Alam) P.Eng (604.653.7475) Geotechnical 7. HPO: Residential Builder- (Jet Custom Homes Ltd.) | Maple Leaf Electrical Ltd
PP-2023-01678 | 2023-05-11 | 4426 W 4TH AVENUE, Vancouver, BC V6R 1R1 | Plumbing Permit | Residential | New | Issued | Residential - 2FD - One Sump No Pump | CANADIAN EXCAVATING LTD.
EP-2023-05912 | 2023-07-11 | 7755 THORNHILL DRIVE #3, Vancouver, BC V5P 3T4 | Electrical Permit | Residential | New | Issued | Installation / Repair - Residential - Laneway house roughin and finishing MP-2023-00342 >BP: To construct a 2 storey laneway house building ($215,010) with an open parking pad, providing 1 parking space, having vehicular access from the lane. Note: This is a 1 ½ storey building pursuant to the Zoning & Development By-law 1. Covenant to be registered prior to sheathing inspection at the Land Title Office 2. No Strata Titling permitted 3. No A/C unit proposed 4. Schedule B: Antony Wang P.Eng (604.618.6236) Architectural, Structural & Geotechnical 5. HPO: Residential Builder- JHD Development Ltd. | 0814152 BC Ltd
SP-2023-00410 | 2023-03-10 | 7755 THORNHILL DRIVE #3, Vancouver, BC V5P 3T4 | Sprinkler Permit | Residential | New | Issued | Residential - installation of a new fire sprinkler system >BP: To construct a 2 storey laneway house building with an open parking pad, providing 1 parking space, having vehicular access from the lane. Note: This is a 1 ½ storey building pursuant to the Zoning & Development By-law 1. Covenant to be registered prior to sheathing inspection at the Land Title Office 2. No Strata Titling permitted 3. No A/C unit proposed 4. Schedule B: Antony Wang P.Eng (604.618.6236) Architectural, Structural & Geotechnical 5. HPO: Residential Builder- JHD Development Ltd. | CENTRE LINE FIRE SPRINKLERS LTD
PP-2023-00614 | 2023-02-22 | 7755 THORNHILL DRIVE #3, Vancouver, BC V5P 3T4 | Plumbing Permit | Residential | New | Issued | Residential - This is a new laneway house with 9 fixtures >BP: To construct a 2 storey laneway house building with an open parking pad, providing 1 parking space, having vehicular access from the lane. Note: This is a 1 ½ storey building pursuant to the Zoning & Development By-law 1. Covenant to be registered prior to sheathing inspection at the Land Title Office 2. No Strata Titling permitted 3. No A/C unit proposed 4. Schedule B: Antony Wang P.Eng (604.618.6236) Architectural, Structural & Geotechnical 5. HPO: Residential Builder- JHD Development Ltd. | AKAL Plumbing & Heating Ltd
EP-2023-03411 | 2023-04-20 | 7755 THORNHILL DRIVE #3, Vancouver, BC V5P 3T4 | Electrical Permit | Residential | New | Issued | Installation / Repair - Residential - Extra low voltage, security alarm system. >BP: To construct a 2 storey laneway house building ($215,010) with an open parking pad, providing 1 parking space, having vehicular access from the lane. Note: This is a 1 ½ storey building pursuant to the Zoning & Development By-law 1. Covenant to be registered prior to sheathing inspection at the Land Title Office 2. No Strata Titling permitted 3. No A/C unit proposed 4. Schedule B: Antony Wang P.Eng (604.618.6236) Architectural, Structural & Geotechnical 5. HPO: Residential Builder- JHD Development Ltd. ******THIS PERMIT HAS BEEN ISSUED UNDER THE REQUIREMENTS OF VBBL #12511 (2019)****** | Orbit Home Automation Ltd
EP-2022-01165 | 2022-02-15 | 6525 ROSS STREET, Vancouver, BC | Electrical Permit | Residential | New | Completed | Installation / Repair - Residential - New laneway house construction Main services:200amp Phase: single phase three wire volt:120/240 Main house panel :125 amp Laneway panel : 125 amp >BP: To construct a 2 storey laneway house building with an open parking pad, providing 1 parking space, having vehicular access from the lane. Note: This is a 1 ½ storey building pursuant to the Zoning & Development By-law Note: Bldg 1 (principal bldg) addressed 1094 E 49th Ave. retained on site. 1. No A/C unit proposed 2. Schedule B: Md.Shahidul Alam P.Eng (604.653.7475) Structural & Geotechnical 3. HPO: Residential Builder- Montage Development Ltd BUILDING 2 6525 Ross St - Laneway House (1.5 storey) Address number assigned as per approved plans for Fire and Emergency response. The address number is to be posted and to the building and to be visible from the street in accordance with the Building By-law prior to final inspection. Combustible projections or roof soffits on an exposing building face shall not project to less than .45m from the property line and shall be in compliance with VBBL 2019 9.10.15.5.(9) Information regarding the principal building on the survey and site plan is for reference only. Any discrepancy between information regarding the principal building on the survey and/or site plan and approved permit drawings for the principal building are neither approved nor authorized under this laneway house permit. The entire building, to be sprinklered to NFPA 13D. ******THIS PERMIT HAS BEEN ISSUED UNDER THE REQUIREMENTS OF VBBL #12511 (2019)****** | Samreet Electrical Services Ltd
SP-2022-00221 | 2022-02-17 | 6525 ROSS STREET, Vancouver, BC | Sprinkler Permit | Residential | New | Completed | Residential - Install Sprinkler Head >BP: To construct a 2 storey laneway house building with an open parking pad, providing 1 parking space, having vehicular access from the lane. Note: This is a 1 ½ storey building pursuant to the Zoning & Development By-law Note: Bldg 1 (principal bldg) addressed 1094 E 49th Ave. retained on site. 1. No A/C unit proposed 2. Schedule B: Md.Shahidul Alam P.Eng (604.653.7475) Structural & Geotechnical 3. HPO: Residential Builder- Montage Development Ltd BUILDING 2 6525 Ross St - Laneway House (1.5 storey) Address number assigned as per approved plans for Fire and Emergency response. The address number is to be posted and to the building and to be visible from the street in accordance with the Building By-law prior to final inspection. Combustible projections or roof soffits on an exposing building face shall not project to less than .45m from the property line and shall be in compliance with VBBL 2019 9.10.15.5.(9) Information regarding the principal building on the survey and site plan is for reference only. Any discrepancy between information regarding the principal building on the survey and/or site plan and approved permit drawings for the principal building are neither approved nor authorized under this laneway house permit. The entire building, to be sprinklered to NFPA 13D. ******THIS PERMIT HAS BEEN ISSUED UNDER THE REQUIREMENTS OF VBBL #12511 (2019)****** Amend: June 30, 2022 ENGINEERING DRAWING AND CALCULATIONS | RAHELU PLUMBING & HEATING LTD.
EP-2022-01382 | 2022-02-23 | 6525 ROSS STREET, Vancouver, BC | Electrical Permit | Residential | New | Completed | Installation / Repair - Residential - Low Voltage: Alarm, Telephone, Data, TV, Rough in And Complete. Site Contact Gurdeep 604-729-3595 >BP: To construct a 2 storey laneway house building with an open parking pad, providing 1 parking space, having vehicular access from the lane. Note: This is a 1 ½ storey building pursuant to the Zoning & Development By-law Note: Bldg 1 (principal bldg) addressed 1094 E 49th Ave. retained on site. 1. No A/C unit proposed 2. Schedule B: Md.Shahidul Alam P.Eng (604.653.7475) Structural & Geotechnical 3. HPO: Residential Builder- Montage Development Ltd BUILDING 2 6525 Ross St - Laneway House (1.5 storey) Address number assigned as per approved plans for Fire and Emergency response. The address number is to be posted and to the building and to be visible from the street in accordance with the Building By-law prior to final inspection. Combustible projections or roof soffits on an exposing building face shall not project to less than .45m from the property line and shall be in compliance with VBBL 2019 9.10.15.5.(9) Information regarding the principal building on the survey and site plan is for reference only. Any discrepancy between information regarding the principal building on the survey and/or site plan and approved permit drawings for the principal building are neither approved nor authorized under this laneway house permit. The entire building, to be sprinklered to NFPA 13D. ******THIS PERMIT HAS BEEN ISSUED UNDER THE REQUIREMENTS OF VBBL #12511 (2019)****** | Ads Security Systems Ltd
PP-2022-00437 | 2022-02-09 | 6525 ROSS STREET, Vancouver, BC | Plumbing Permit | Residential | New | Completed | Residential - LWH - Plumbing To construct a 2 storey laneway house building with an open parking pad, providing 1 parking space, having vehicular access from the lane. Note: This is a 1 ½ storey building pursuant to the Zoning & Development By-law Note: Bldg 1 (principal bldg) addressed 1094 E 49th Ave. retained on site. 1. No A/C unit proposed | Lally Plumbing & Heating Ltd
PP-2022-00279 | 2022-01-28 | 6525 ROSS STREET, Vancouver, BC | Plumbing Permit | Residential | New | Completed | Residential - LWH - One sump out of the laneway house To construct a 2 storey laneway house building with an open parking pad, providing 1 parking space, having vehicular access from the lane. Note: This is a 1 ½ storey building pursuant to the Zoning & Development By-law Note: Bldg 1 (principal bldg) addressed 1094 E 49th Ave. retained on site. 1. No A/C unit proposed | Jewel Mini Excavating Ltd
EP-2023-10555 | 2023-12-07 | 695 HOMER STREET, Vancouver, BC | Electrical Permit | Commercial | New | Issued | Installation / Repair - Commercial - Running power to a new coffee Kiosk with a 100amp single phase panel. New led lights, appliance plugs, em lights & exits, Ethernet for the POS The fire alarm system is all existing. There is a total of 5 ceiling mount speakers that are just getting extended in the same location to suit the new drop ceiling. >BP: #1 - 1399 Fountain Way Court Interior alterations provide improvements for beauty and wellness tenant in this existing commercial/residential building Scope of work: remove existing raised SPA area, relocate esthetic room door. E2 - Lighting - Upgrade to incorporate scheduled (per 9.4.1.1.(i) of ASHARE 90.1-2016) >BP: To add a shipping container for an Accessory Retail Use (Coffee and bakery good kiosk) to the existing Restaurant in the existing plaza. Hours of Operation: 7 Days a week, 7:30 am to 5:00 pm Operator: Acquafarina Restaurant Revision #1 - TJ (November ,2023) 1. Change double door to man door | WESTPEAK ELECTRICAL LTD
GP-2023-00942 | 2023-03-16 | 5471 HIGHBURY STREET, Vancouver, BC | Gas Permit | Residential | New | Issued | Residential - To install gas piping only for stove, bbq, and fireplace. >BP: To construct a two and a half storey one-family dwelling with a secondary suite located in the Basement ($1,255,187.50) with a detached accessory building (garage) at the rear providing 3 parking spaces, having vehicular access from the lane. | Bright Star Plumbing & Heating Supply Ltd
MP-2023-00400 | 2023-03-16 | 5471 HIGHBURY STREET, Vancouver, BC | Mechanical Permit | NULL | NULL | Issued | NULL | Bright Star Plumbing & Heating Supply Ltd
SP-2023-00462 | 2023-03-17 | 5471 HIGHBURY STREET, Vancouver, BC | Sprinkler Permit | Residential | New | Issued | Residential - 1FD+SS - To install 52 heads fire sprinkler system for the building >DB: To construct a two and a half storey one-family dwelling with a secondary suite located in the Basement with a detached accessory building (garage) at the rear providing 3 parking spaces, having vehicular access from the lane. The entire building, INCLUDING THE ATTACHED GARAGE (if applicable), to be sprinklered to NFPA 13D. NOTE: To achieve the required FSR a floor space exclusion of 2% has been applied to this application as per section 10.11.1 of the district schedule, to accommodate improved building performance. Note: Covenant to be registered prior to sheathing inspection. 1. No strata titling permitted 2. A/C unit proposed located in rear yard and upper floor 3. Bar sink located in Rec room, basement Rev#1: Bar sink added on main floor in family room/nook | Bright Star Plumbing & Heating Supply Ltd
PP-2023-00471 | 2023-02-10 | 5471 HIGHBURY STREET, Vancouver, BC | Plumbing Permit | Residential | New | Issued | Residential - To install dwv, water pipe and all plumbing fixtures for the building >BP: To construct a two and a half storey one-family dwelling with a secondary suite located in the Basement with a detached accessory building (garage) at the rear providing 3 parking spaces, having vehicular access from the lane. The entire building, INCLUDING THE ATTACHED GARAGE (if applicable), to be sprinklered to NFPA 13D. | Bright Star Plumbing & Heating Supply Ltd
GP-2023-02254 | 2023-07-28 | 5471 HIGHBURY STREET, Vancouver, BC | Gas Permit | Residential | New | Issued | Residential - 1 gas fireplace venting and hook up only >BP: To construct a two and a half storey one-family dwelling with a secondary suite | Urban Fireplaces Ltd
EP-2023-06495 | 2023-07-18 | 5471 HIGHBURY STREET, Vancouver, BC | Electrical Permit | Residential | New | Issued | Installation / Repair - Residential - Low voltage for TV, telephone, data, intercom, speakers, camera and alarm rough-wiring. >BP: To construct a two and a half storey one-family dwelling with a secondary suite located in the Basement ($1,255,187.50) with a detached accessory building (garage) at the rear providing 3 parking spaces, having vehicular access from the lane. The entire building, INCLUDING THE ATTACHED GARAGE (if applicable), to be sprinklered to NFPA 13D. NOTE: To achieve the required FSR a floor space exclusion of 2% has been applied to this application as per section 10.11.1 of the district schedule, to accommodate improved building performance. Note: Covenant to be registered prior to sheathing inspection. 1. No strata titling permitted 2. A/C unit proposed located in rear yard and upper floor 3. Bar sink located in Rec room, basement Rev#1: Bar sink added on main floor in family room/nook 4. Schedule B Ke Jian Ma P.Eng (604-599-8890) Structural & Geotechnical 5. BC Housing: 366401 - Grandsky Construction Ltd. ******THIS PERMIT HAS BEEN ISSUED UNDER THE REQUIREMENTS OF VBBL 2019****** | Techway Secuirty & Communication Ltd
EP-2022-09644 | 2022-11-16 | 5471 HIGHBURY STREET, Vancouver, BC | Electrical Permit | Residential | New | Issued | Installation / Repair - Residential - A new single family house wiring, all outlets, lighting system and electrical equipment. A overhead, 400 A, 120/240v, single phase, double meters service. Main consumer's service: 400 A. 2 Electric meters. Main house service: 200 A. Secondary suite service: 150 >Permit Amendment Sep 22, 2023 -Change the service to be 400 A, 120/240V, double meters, overhead service. The main house is 200A, the 2nd suite also is 150A -reupload the load calculation *Document(s) uploaded to "Application Documents" tab for Electrical Inspector review. Documents are at pending status at time of permit amendment approval >BP: To construct a two and a half storey one-family dwelling with a secondary suite located in the Basement ($1,255,187.50) with a detached accessory building (garage) at the rear providing 3 parking spaces, having vehicular access from the lane. The entire building, INCLUDING THE ATTACHED GARAGE (if applicable), to be sprinklered to NFPA 13D. NOTE: To achieve the required FSR a floor space exclusion of 2% has been applied to this application as per section 10.11.1 of the district schedule, to accommodate improved building performance. Note: Covenant to be registered prior to sheathing inspection. 1. No strata titling permitted 2. A/C unit proposed located in rear yard and upper floor 3. Bar sink located in Rec room, basement 4. Schedule B Ke Jian Ma P.Eng (604-599-8890) Structural & Geotechnical 5. BC Housing: 366401 - Grandsky Construction Ltd. ******THIS PERMIT HAS BEEN ISSUED UNDER THE REQUIREMENTS OF VBBL 2019****** | Aidea Solutions Ltd
PP-2022-04110 | 2022-11-16 | 5471 HIGHBURY STREET, Vancouver, BC | Plumbing Permit | Residential | New | Issued | Residential - Sump installation | Finest Construction & Renovation Ltd
EP-2022-08637 | 2022-10-12 | 5471 HIGHBURY STREET, Vancouver, BC | Electrical Permit | Residential | New | Expired | Temporary Power - Residential - To provide temporary power. | Aidea Solutions Ltd
PP-2022-03744 | 2022-10-19 | 5471 HIGHBURY STREET, Vancouver, BC | Plumbing Permit | Residential | New | Expired | Residential - SUMP | Finest Construction & Renovation Ltd
NULL | NULL | 1909 CHARLES STREET, Vancouver, BC V5L 2V1 | Gas Permit | Commercial | New | Draft | Commercial - Gas connection Rough -in- only | NULL
NULL | NULL | 1909 CHARLES STREET, Vancouver, BC V5L 2V1 | Gas Permit | Commercial | New | Draft | Commercial - Gas Connection | NULL
NULL | NULL | 1909 CHARLES STREET, Vancouver, BC V5L 2V1 | Gas Permit | Commercial | New | Draft | Commercial - Gas connection | NULL
PP-2023-00469 | 2023-02-21 | 1909 CHARLES STREET, Vancouver, BC V5L 2V1 | Plumbing Permit | Commercial | Renovation | Issued | Commercial - Taking over plumbing permit re: PP-2020-02545 Scope of work includes installing all fixtures in house, mechanical room, sanitary sump pump and storm sump pump. >BP: To provide interior and exterior alterations by adding approximately 742.0 square feet to this existing private Seniors Supportive or Assisted Housing building (9 units), and a caretakers unit with an accessory building and three (3) parking spaces having vehicular access from the lane for this existing four storey building on this site. (Please see revision #3.) Class-1 Cooking operation Revision #1 - Minor amendment to accommodate mechanical equipment as approved by DP-2019-01022 - issued 2020-01-30 Revision #2 - Change of Electrical Engineer of Record - issued April 1, 2021 Revision #3 - May 26, 2022: - Interior and exterior alterations and to instate this is a Part 3, four storey building where the issued Revision #3 set of plans will supersede the original issued plans making these plans the official plans of record. | Hiatt Plumbing & Heating Inc
SP-2022-00520 | NULL | 1909 CHARLES STREET, Vancouver, BC V5L 2V1 | Sprinkler Permit | Commercial | New | Withdrawn | Commercial - Adding sprinklers to multiple areas ( 4 levels) >BP: To provide interior and exterior alterations by adding approximately 742.0 square feet to this existing private Seniors Supportive or Assisted Housing building (9 units), with an accessory building and three (3) parking spaces having vehicular access from the lane, on this site. Class-1 Cooking operation Revision #1 - Minor amendment to accommodate mechanical equipment as approved by DP-2019-01022 - issued 2020-01-30 Revision #2 - Change of Electrical Engineer of Record - issued April 1, 2021 | H20 Fire Systems Ltd
PP-2022-01722 | 2022-05-19 | 2714 E 57TH AVENUE #3, Vancouver, BC V5S 2A8 | Plumbing Permit | Residential | New | Completed | Residential - Installation of new plumbing fixtures >BP: To construct a 2 storey laneway house building ($225,000) with an attached garage and 1 open parking pad, providing a total of 2 parking spaces, having vehicular access from the lane. Note: The entire building, INCLUDING THE ATTACHED GARAGE, to be sprinklered to NFPA 13R. Note: This is a 1 ½ storey building pursuant to the Zoning & Development By-law 1. Covenant registered at the Land Title Office under CA9336774 2. No Strata Titling permitted 3. No A/C unit proposed 4. Schedule B: A S RATHOD - 778-885-0551 Structural & Geotechnical 5. HPO: Residential Builder - Oakfort Homes Ltd. Address number assigned as per approved plans for Fire and Emergency response. The address number is to be posted and to the building and to be visible from the street in accordance with the Building By-law prior to final inspection. ******THIS PERMIT HAS BEEN ISSUED UNDER THE REQUIREMENTS OF VBBL #12511 (2019)****** | 24/7 PLUMBING & HEATING LTD.
GP-2023-00841 | 2023-03-09 | 2714 E 57TH AVENUE #3, Vancouver, BC V5S 2A8 | Gas Permit | Residential | New | Completed | Residential - One complete boiler only. >BP: To construct a 2 storey laneway house building ($225,000) with an attached garage and 1 open parking pad, providing a total of 2 parking spaces, having vehicular access from the lane. | Ultra Mechanical Ltd
EP-2022-09543 | 2022-11-10 | 2714 E 57TH AVENUE #3, Vancouver, BC V5S 2A8 | Electrical Permit | Residential | New | Completed | Installation / Repair - Residential - Data, phone, tv, speaker wiring and finishing. Complete security alarm. >>BP: To construct a 2 storey laneway house building ($225,000) with an attached garage and 1 open parking pad, providing a total of 2 parking spaces, having vehicular access from the lane. Note: The entire building, INCLUDING THE ATTACHED GARAGE, to be sprinklered to NFPA 13R. Note: This is a 1 ½ storey building pursuant to the Zoning & Development By-law 1. Covenant registered at the Land Title Office under CA9336774 2. No Strata Titling permitted 3. No A/C unit proposed 4. Schedule B: A S RATHOD - 778-885-0551 Structural & Geotechnical 5. HPO: Residential Builder - Oakfort Homes Ltd. ******THIS PERMIT HAS BEEN ISSUED UNDER THE REQUIREMENTS OF VBBL #12511 (2019)****** >>>> Amend Nov 16/22 Job value increase to $950 | GWIRELESS SMART HOMES LTD
EP-2022-07436 | 2022-09-07 | 2714 E 57TH AVENUE #3, Vancouver, BC V5S 2A8 | Electrical Permit | Residential | New | Completed | Installation / Repair - Residential - ALL ELECTRICAL WORK- ROUGH-WIRING & FINISHING TO BE COMPLETED. MAIN SERVICE- 400 AMPS, MAIN HOUSE- 200 AMPS, SEC. SUITE- 100 AMPS, LWH- 125 AMPS. >BP: To construct a 2 storey laneway house building ($225,000) with an attached garage and 1 open parking pad, providing a total of 2 parking spaces, having vehicular access from the lane. Note: The entire building, INCLUDING THE ATTACHED GARAGE, to be sprinklered to NFPA 13R. Note: This is a 1 ½ storey building pursuant to the Zoning & Development By-law 1. Covenant registered at the Land Title Office under CA9336774 2. No Strata Titling permitted 3. No A/C unit proposed 4. Schedule B: A S RATHOD - 778-885-0551 Structural & Geotechnical 5. HPO: Residential Builder - Oakfort Homes Ltd. Address number assigned as per approved plans for Fire and Emergency response. The address number is to be posted and to the building and to be visible from the street in accordance with the Building By-law prior to final inspection. ******THIS PERMIT HAS BEEN ISSUED UNDER THE REQUIREMENTS OF VBBL #12511 (2019)****** Amend: Feb 1, 2023 Service for laneway house needs to be changed from 125Amps to 200Amps as discussed with the Inspector. | DREAM ELECTRIC LTD
NULL | NULL | 2714 E 57TH AVENUE #3, Vancouver, BC V5S 2A8 | Electrical Permit | Commercial | NULL | Withdrawn | Annual / Operating - ALL ROUGH-WIRING & COMPLETION OF ELECTRICAL WORK; 400AMPS-MAIN SERCE; MAIN HOUSE- 200 AMPS; SECONDARY SUITE- 1000 AMPS; LANEWAY HOUSE- 125 AMPS. | DREAM ELECTRIC LTD
SP-2022-01448 | 2023-02-02 | 2714 E 57TH AVENUE #3, Vancouver, BC V5S 2A8 | Sprinkler Permit | Residential | New | Completed | Residential - Install sprinklers in lwh >To construct a 2 storey laneway house building ($225,000) with an attached garage and 1 open parking pad, providing a total of 2 parking spaces, having vehicular access from the lane. Note: The entire building, INCLUDING THE ATTACHED GARAGE, to be sprinklered to NFPA 13D. Note: This is a 1 ½ storey building pursuant to the Zoning & Development By-law 1. Covenant registered at the Land Title Office under CA9336774 2. No Strata Titling permitted 3. No A/C unit proposed 4. Schedule B: A S RATHOD - 778-885-0551 Structural & Geotechnical 5. HPO: Residential Builder - Oakfort Homes Ltd. Address number assigned as per approved plans for Fire and Emergency response. The address number is to be posted and to the building and to be visible from the street in accordance with the Building By-law prior to final inspection. ******THIS PERMIT HAS BEEN ISSUED UNDER THE REQUIREMENTS OF VBBL #12511 (2019)****** | Gold Key Fire Protection Ltd
GP-2022-01279 | 2022-04-25 | 6511 TYNE STREET, Vancouver, BC | Gas Permit | Residential | New | Completed | Residential - install of new gas | Avion Mechanical Ltd
EP-2022-02764 | 2023-07-06 | 5085 MCHARDY STREET, Vancouver, BC | Electrical Permit | Residential | New | Issued | Installation / Repair - Residential - Installation of Ecomm system (radio antenna system). Note: A radio antenna system shall comply with ANSI/CAN/UL 2524 “Standard For Safety In-building 2-Way Emergency Radio Communication Enhancement Systems. >BP: To construct a six-storey building, combustible construction, containing a total of 102 social housing dwelling units, all over one level of underground parking providing 27 parking spaces having vehicular access from the lane. Principal entrance on McHardy St. Street extension must be completed prior to building occupancy. Roof assemblies, R1 and R2 as shown on arch drawings, joist channels to be partitioned into volumes each not exceeding 160 cubic feet using 1/2" Type X GWB and firestopping where required at penetrations, as required per NFPA 13 and to be confirmed on site. This permit has been reviewed under the 2019 Vancouver Building By-law (#12511). Energy conforms to 10.2.2.5. Passive House. Building to be sprinklered to NFPA 13 requirements. STAGED CONSTRUCTION Stage 1 - Excavation and Shoring - issued August 8, 2022 Stage 1 Revision 1 - Revised shoring drawings to include: - Shoring adjacent to tree protection area along west elevation, - temporary support and shoring of power pole along north elevation, and - additional shoring to facilitate fire pump tank installation along west elevation, per AL-2022-00141 - issued October 27, 2022. Stage 2 - Full Construction - issued November 23, 2022 | Mott Electric General Partnership
EP-2022-07358 | 2022-08-31 | 5085 MCHARDY STREET, Vancouver, BC | Electrical Permit | Commercial | New | Expired | Temporary Power - Commercial - To provide temporary power. Valid Aug 31,2022 - Aug 30,2023. | Hall Electrical Ltd
SP-2022-01715 | 2023-09-01 | 5085 MCHARDY STREET, Vancouver, BC | Sprinkler Permit | Commercial | New | Issued | Commercial - For all sprinkler work to the 2019 VBBL; NFPA 13, 2013; standpipe work to NFPA 14, 2013; fire pump work to NFPA 20, 2013; and alternative solutions prepared by GHL Consultants Ltd. for this newly construct a six-storey building, combustible construction, containing a total of 102 social housing dwelling units, all over one level of underground parking providing 27 parking spaces having vehicular access from the lane. Principal entrance on McHardy St. Street extension must be completed prior to building occupancy. THIS IS A CERTIFIED PROFESSIONAL PROJECT and the CP Matt Turco OF GHL Consultants Ltd. Related Permits: 1. AL-2022-00112 - Exterior Wall Construction at South Property Line. 2. AL-2022-00141 - Building Exposure --- AL accepted with Conditions. This application does not include: • Warehouse storage arrangements, or mobile compact storage arrangements. • Information Technology Equipment Rooms (e.g. IT Rooms, LAN Rooms, etc.). Notes: 1. Fire Suppression System Engineer of Record Elston Johnston of Ironstone Engineering Inc. T: 604 272 0105 E: elston@ironstoneeng.com 2. One set of approved drawings and permit to be available for viewing at the jobsite. 3. Per June 12/23 email from Annie Hong and June 23/23 email from Elston Johnston - The exterior (courtyard) stairs is non-combustible. 4. Per June 12/23 email from Annie Hong - The Level 4 Amenity room has a 1 hr rating and is equipped with appropriate closure and self closing device. 5. Construction Standpipe to Bulletin 2017-003-BU/FI, VBBL, NFPA 14, and VFBL. 6. Provide signage for Automatic Dry Standpipes. 7 Separate documents and application are required for the tenant improvement. ***The back-up water supply for the fire suppression system, fire pump and their appurtenance to be monitored by the buildings fire alarm system***. | A R T Fire Protection Inc
PP-2022-04453 | 2023-03-21 | 5085 MCHARDY STREET, Vancouver, BC | Plumbing Permit | Commercial | New | Issued | Commercial - Full plumbing system less the foundation piping (pulled on separate permit). >BP: To construct a six-storey building, combustible construction, containing a total of 102 social housing dwelling units, all over one level of underground parking providing 27 parking spaces having vehicular access from the lane. STAGED CONSTRUCTION Stage 1 - Excavation and Shoring - issued August 8, 2022 Stage 1 Revision 1 - Revised shoring drawings to include: - Shoring adjacent to tree protection area along west elevation, - temporary support and shoring of power pole along north elevation, and - additional shoring to facilitate fire pump tank installation along west elevation, per AL-2022-00141 - issued October 27, 2022. Stage 2 - Full Construction - issued November 23, 2022 | Enersolv Design & Build Ltd
PP-2022-04452 | 2023-01-11 | 5085 MCHARDY STREET, Vancouver, BC | Plumbing Permit | Commercial | New | Issued | Commercial - Underground Plumbing >BP: To construct a six-storey building, combustible construction, containing a total of 102 social housing dwelling units, all over one level of underground parking providing 27 parking spaces having vehicular access from the lane. STAGED CONSTRUCTION Stage 1 - Excavation and Shoring - issued August 8, 2022 Stage 1 Revision 1 - Revised shoring drawings to include: - Shoring adjacent to tree protection area along west elevation, - temporary support and shoring of power pole along north elevation, and - additional shoring to facilitate fire pump tank installation along west elevation, per AL-2022-00141 - issued October 27, 2022. Stage 2 - Full Construction - issued November 23, 2022 | Enersolv Design & Build Ltd
EP-2022-10564 | 2023-02-10 | 5085 MCHARDY STREET, Vancouver, BC | Electrical Permit | Commercial | New | Issued | Installation / Repair - Commercial - Electrical work as per drawings to a multi-unit rental building part of VAHA >BP: To construct a six-storey building, combustible construction, containing a total of 102 social housing dwelling units, all over one level of underground parking providing 27 parking spaces having vehicular access from the lane. Principal entrance on McHardy St. Street extension must be completed prior to building occupancy. This permit has been reviewed under the 2019 Vancouver Building By-law (#12511). Energy conforms to 10.2.2.5. Passive House. Building to be sprinklered to NFPA 13 requirements. STAGED CONSTRUCTION Stage 1 - Excavation and Shoring - issued August 8, 2022 Stage 1 Revision 1 - Revised shoring drawings to include: - Shoring adjacent to tree protection area along west elevation, - temporary support and shoring of power pole along north elevation, and - additional shoring to facilitate fire pump tank installation along west elevation, per AL-2022-00141 - issued October 27, 2022. Stage 2 - Full Construction - issued November 23, 2022 | Hall Electrical Ltd
EP-2023-00317 | 2023-01-17 | 5085 MCHARDY STREET, Vancouver, BC | Electrical Permit | Commercial | New | Completed | Interim - Commercial - Scope of work: slab, underground, raceways, grounding, branch circuits. Service connection to BC Hydro is not permitted under this permit. >BP: To construct a six-storey building, combustible construction, containing a total of 102 social housing dwelling units, all over one level of underground parking providing 27 parking spaces having vehicular access from the lane. Principal entrance on McHardy St. Street extension must be completed prior to building occupancy. This permit has been reviewed under the 2019 Vancouver Building By-law (#12511). Energy conforms to 10.2.2.5. Passive House. Building to be sprinklered to NFPA 13 requirements. STAGED CONSTRUCTION Stage 1 - Excavation and Shoring - issued August 8, 2022 Stage 1 Revision 1 - Revised shoring drawings to include: - Shoring adjacent to tree protection area along west elevation, - temporary support and shoring of power pole along north elevation, and - additional shoring to facilitate fire pump tank installation along west elevation, per AL-2022-00141 - issued October 27, 2022. Stage 2 - Full Construction - issued November 23, 2022 | Hall Electrical Ltd
EP-2023-08708 | 2023-09-27 | 5085 MCHARDY STREET, Vancouver, BC | Electrical Permit | Commercial | New | Issued | Temporary Power - Commercial - To provide temporary power. Valid Aug 31,2023 - Aug 30,2024 Renewal of EP-2022-07358 | Hall Electrical Ltd
EP-2023-09718 | 2023-11-07 | 5085 MCHARDY STREET, Vancouver, BC | Electrical Permit | Commercial | New | Issued | Installation / Repair - Commercial - Control for: sump monitoring heat recovery for laundry room ventilation for elevator domestic hot water supply timer switches for suites remote readout for main water meter >BP: To construct a six-storey building, combustible construction, containing a total of 102 social housing dwelling units, all over one level of underground parking providing 27 parking spaces having vehicular access from the lane. Principal entrance on McHardy St. Street extension must be completed prior to building occupancy. Roof assemblies, R1 and R2 as shown on arch drawings, joist channels to be partitioned into volumes each not exceeding 160 cubic feet using 1/2" Type X GWB and firestopping where required at penetrations, as required per NFPA 13 and to be confirmed on site. This permit has been reviewed under the 2019 Vancouver Building By-law (#12511). Energy conforms to 10.2.2.5. Passive House. Building to be sprinklered to NFPA 13 requirements. STAGED CONSTRUCTION Stage 1 - Excavation and Shoring - issued August 8, 2022 Stage 1 Revision 1 - Revised shoring drawings to include: - Shoring adjacent to tree protection area along west elevation, - temporary support and shoring of power pole along north elevation, and - additional shoring to facilitate fire pump tank installation along west elevation, per AL-2022-00141 - issued October 27, 2022. Stage 2 - Full Construction - issued November 23, 2022 | Modern Systems Management Ltd
EP-2023-10084 | 2023-11-23 | 5085 MCHARDY STREET, Vancouver, BC | Electrical Permit | Commercial | New | Issued | Temporary Power - Commercial - To provide temporary power. -Temporary installing a Cameras Temporary 10 Security cameras on the poll | Charanjit Singh
EP-2023-07482 | 2023-08-16 | 3351 KASLO STREET, Vancouver, BC V5M 3H3 | Electrical Permit | Residential | New | Issued | Installation / Repair - Residential - Installation of Alarm, cable, data. >BP: To construct a two-storey two-family dwelling with a detached accessory building (garage) at the rear, providing 2 parking spaces, having vehicular access from the lane. 1. No strata titling permitted. 2. A/C units proposed in rear yard. 3. Bar sinks proposed in main floor. 4. Schedule B: Md. Shahidul Alam (604.653.7475) Structural & Geotechnical 5. HPO: Chandharh Development Group Ltd. 604-603-3553 ******THIS PERMIT HAS BEEN ISSUED UNDER THE REQUIREMENTS OF VBBL #12511 (2019)****** Combustible projections or roof soffits on an exposing building face shall not project to less than .45m from the property line and shall be in compliance with VBBL 2019 9.10.15.5.(9) The entire building, to be sprinklered to 2 x NFPA 13D. | Supertech Systems Ltd
GP-2023-02405 | 2023-08-18 | 3351 KASLO STREET, Vancouver, BC V5M 3H3 | Gas Permit | Residential | New | Issued | Residential - 2 BBQ's & 2 Ranges BBQ piping only >BP: To construct a two-storey two-family dwelling | Lally Plumbing & Heating Ltd
SP-2023-01551 | 2023-08-24 | 3351 KASLO STREET, Vancouver, BC V5M 3H3 | Sprinkler Permit | Residential | New | Issued | Residential - 2FD - FRONT - 3351 KASLO ST BACK - 3349 KASLO ST Install Sprinkler Heads >DB: To construct a two-storey two-family dwelling with a detached accessory building (garage) at the rear, providing 2 parking spaces, having vehicular access from the lane. 1. No strata titling permitted. 2. A/C units proposed in rear yard. 3. Bar sinks proposed in main floor. ******THIS PERMIT HAS BEEN ISSUED UNDER THE REQUIREMENTS OF VBBL #12511 (2019)****** The entire building, to be sprinklered to 2 x NFPA 13D. | RAHELU PLUMBING & HEATING LTD.
PP-2023-01141 | 2023-04-03 | 3351 KASLO STREET, Vancouver, BC V5M 3H3 | Plumbing Permit | Residential | New | Issued | Residential - storm and sewer hook up-Sumps >BP: To construct a two-storey two-family dwelling with a detached accessory building (garage) at the rear, providing 2 parking spaces, having vehicular access from the lane. | Mash Construction Ltd.
EP-2023-06266 | 2023-08-14 | 3351 KASLO STREET, Vancouver, BC V5M 3H3 | Electrical Permit | Residential | New | Issued | Installation / Repair - Residential - new Duplex wiring >BP: To construct a two-storey two-family dwelling with a detached accessory building (garage) at the rear, providing 2 parking spaces, having vehicular access from the lane. 1. No strata titling permitted. 2. A/C units proposed in rear yard. 3. Bar sinks proposed in main floor. 4. Schedule B: Md. Shahidul Alam (604.653.7475) Structural & Geotechnical 5. HPO: Chandharh Development Group Ltd. 604-603-3553 ******THIS PERMIT HAS BEEN ISSUED UNDER THE REQUIREMENTS OF VBBL #12511 (2019)****** Combustible projections or roof soffits on an exposing building face shall not project to less than .45m from the property line and shall be in compliance with VBBL 2019 9.10.15.5.(9) The entire building, to be sprinklered to 2 x NFPA 13D. | Roop Electric Co Ltd
PP-2023-01699 | 2023-05-15 | 3351 KASLO STREET, Vancouver, BC V5M 3H3 | Plumbing Permit | Residential | New | Issued | Residential - Plumbing >BP: To construct a two-storey two-family dwelling with a detached accessory building (garage) at the rear, providing 2 parking spaces, having vehicular access from the lane. 1. No strata titling permitted. 2. A/C units proposed in rear yard. 3. Bar sinks proposed in main floor. 4. Schedule B: Md. Shahidul Alam (604.653.7475) Structural & Geotechnical 5. HPO: Chandharh Development Group Ltd. 604-603-3553 | Lally Plumbing & Heating Ltd
MP-2023-00977 | 2023-06-01 | 3351 KASLO STREET, Vancouver, BC V5M 3H3 | Mechanical Permit | NULL | NULL | Issued | NULL | Lally Plumbing & Heating Ltd
MP-2023-00970 | 2023-05-31 | 3361 KASLO STREET, Vancouver, BC V5M 3H3 | Mechanical Permit | NULL | NULL | Issued | NULL | Lally Plumbing & Heating Ltd
PP-2023-01946 | 2023-06-01 | 3361 KASLO STREET, Vancouver, BC V5M 3H3 | Plumbing Permit | Residential | New | Issued | Residential - Plumbing >BP: To construct a two-storey two-family dwelling with a detached accessory building (garage) at the rear, providing 2 parking spaces, having vehicular access from the lane. 1. A/C units proposed in rear yard. 2. Bar sinks proposed in main floor. 3. Schedule B: Md. Shahidul Alam (604.653.7475) Structural & Geotechnical 4. HPO: Chandharh Development Group Ltd. 604-603-3553 | Lally Plumbing & Heating Ltd
EP-2023-06267 | 2023-08-14 | 3361 KASLO STREET, Vancouver, BC V5M 3H3 | Electrical Permit | Residential | New | Issued | Installation / Repair - Residential - duplex new wiring >BP: To construct a two-storey two-family dwelling with a detached accessory building (garage) at the rear, providing 2 parking spaces, having vehicular access from the lane. 1. A/C units proposed in rear yard. 2. Bar sinks proposed in main floor. 3. Schedule B: Md. Shahidul Alam (604.653.7475) Structural & Geotechnical 4. HPO: Chandharh Development Group Ltd. 604-603-3553 ******THIS PERMIT HAS BEEN ISSUED UNDER THE REQUIREMENTS OF VBBL #12511 (2019)****** Combustible projections or roof soffits on an exposing building face shall not project to less than .45m from the property line and shall be in compliance with VBBL 2019 9.10.15.5.(9) The entire building, to be sprinklered to 2 x NFPA 13D. | Roop Electric Co Ltd
PP-2023-00992 | 2023-03-22 | 3361 KASLO STREET, Vancouver, BC V5M 3H3 | Plumbing Permit | Residential | New | Issued | Residential - SUMP storm and sewer hook up | Mash Construction Ltd.
SP-2023-01552 | 2023-08-24 | 3361 KASLO STREET, Vancouver, BC V5M 3H3 | Sprinkler Permit | Residential | New | Issued | Residential - 2FD - FRONT - 3361 KASLO ST BACK - 3363 KASLO ST Install sprinkler heads >DB: To construct a two-storey two-family dwelling with a detached accessory building (garage) at the rear, providing 2 parking spaces, having vehicular access from the lane. 1. A/C units proposed in rear yard. 2. Bar sinks proposed in main floor. ******THIS PERMIT HAS BEEN ISSUED UNDER THE REQUIREMENTS OF VBBL #12511 (2019)****** The entire building, to be sprinklered to 2 x NFPA 13D. | RAHELU PLUMBING & HEATING LTD.
GP-2023-02404 | 2023-08-18 | 3361 KASLO STREET, Vancouver, BC V5M 3H3 | Gas Permit | Residential | New | Issued | Residential - 2 BBQ's & 2 Range Gas BBQ piping only >BP: To construct a two-storey two-family dwelling | Lally Plumbing & Heating Ltd
EP-2023-07481 | 2023-08-16 | 3361 KASLO STREET, Vancouver, BC V5M 3H3 | Electrical Permit | Residential | New | Issued | Installation / Repair - Residential - Installation of Alarm, cable, data, Intercom. >BP: To construct a two-storey two-family dwelling with a detached accessory building (garage) at the rear, providing 2 parking spaces, having vehicular access from the lane. 1. A/C units proposed in rear yard. 2. Bar sinks proposed in main floor. 3. Schedule B: Md. Shahidul Alam (604.653.7475) Structural & Geotechnical 4. HPO: Chandharh Development Group Ltd. 604-603-3553 ******THIS PERMIT HAS BEEN ISSUED UNDER THE REQUIREMENTS OF VBBL #12511 (2019)****** Combustible projections or roof soffits on an exposing building face shall not project to less than .45m from the property line and shall be in compliance with VBBL 2019 9.10.15.5.(9) The entire building, to be sprinklered to 2 x NFPA 13D. | Supertech Systems Ltd
EP-2023-04688 | NULL | 3980 W 19TH AVENUE #3, Vancouver, BC V6S 1E1 | Electrical Permit | Residential | Addition | Applicant Revisions | Installation / Repair - Residential - electrical supply for Ductless mini split heat pump installation | Tek Climate Heating & Air Conditioning Ltd
EP-2022-07317 | 2022-08-31 | 3980 W 19TH AVENUE #3, Vancouver, BC V6S 1E1 | Electrical Permit | Residential | New | Completed | Installation / Repair - Residential - Security Alarm (pre-wire only), telephone, tv, net, doorbell >BP: To construct a 2 storey laneway house building ($235,577.50) with 1 open parking pad, providing a total of 1 parking spaces, having vehicular access from the 20' Lane. Note: This is a 1 ½ storey building pursuant to the Zoning & Development By-law. 1. Covenant not required with existing house 2. No Strata Titling permitted 3. No A/C Unit proposed 4. Schedule B: (O. Wegner) P.Eng (604.579.0110) Structural 5. Schedule B: (P.K.L. Fong) P.Eng (604.837.3205) Geotechnical 6. HPO: Residential Builder- Smallworks Studios and Laneway Housing Inc. | Best Built-In Centre Ltd
SP-2022-01392 | 2022-08-30 | 3980 W 19TH AVENUE #3, Vancouver, BC V6S 1E1 | Sprinkler Permit | Residential | New | Completed | Residential - New Sprinkler System for: >BP: To construct a 2 storey laneway house building ($235,577.50) with 1 open parking pad, providing a total of 1 parking spaces, having vehicular access from the 20' Lane. Note: This is a 1 ½ storey building pursuant to the Zoning & Development By-law. 1. Covenant not required with existing house 2. No Strata Titling permitted 3. No A/C Unit proposed 4. Schedule B: (O. Wegner) P.Eng (604.579.0110) Structural 5. Schedule B: (P.K.L. Fong) P.Eng (604.837.3205) Geotechnical 6. HPO: Residential Builder- Smallworks Studios and Laneway Housing Inc. NOTE: To achieve the required FSR. A floor space exclusion of 3% has been applied to this application as per section 11.24.18 of the district schedule, to accommodate improved building performance. **The entire building to be sprinklered to NFPA 13D ** | Alco Fire Protection Ltd
PP-2022-01440 | 2022-04-29 | 3980 W 19TH AVENUE #3, Vancouver, BC V6S 1E1 | Plumbing Permit | Residential | New | Completed | Residential - LWH - #3 - Install one outside sump without pump To construct a 2 storey laneway house building with 1 open parking pad, providing a total of 1 parking spaces, having vehicular access from the 20' Lane. Note: This is a 1 ½ storey building pursuant to the Zoning & Development By-law. 1. Covenant not required with existing house 2. No Strata Titling permitted 3. No A/C Unit proposed | Octiscapes Site Services Ltd
GP-2022-01523 | 2022-05-20 | 3980 W 19TH AVENUE #3, Vancouver, BC V6S 1E1 | Gas Permit | Residential | New | Completed | Residential - The rough in of a new under ground gas line from the meter to the new lane way house and the rough in and installation of new gas appliances and fixtures. | Division Mechanical Ltd
PP-2022-01689 | 2022-05-17 | 3980 W 19TH AVENUE #3, Vancouver, BC V6S 1E1 | Plumbing Permit | Residential | New | Completed | Residential - Plumbing for: >BP: To construct a 2 storey laneway house building with 1 open parking pad, providing a total of 1 parking spaces, having vehicular access from the 20' Lane. Note: This is a 1 ½ storey building pursuant to the Zoning & Development By-law. 1. Covenant not required with existing house 2. No Strata Titling permitted 3. No A/C Unit proposed 4. Schedule B: (O. Wegner) P.Eng (604.579.0110) Structural 5. Schedule B: (P.K.L. Fong) P.Eng (604.837.3205) Geotechnical 6. HPO: Residential Builder- Smallworks Studios and Laneway Housing Inc. NOTE: To achieve the required FSR. A floor space exclusion of 3% has been applied to this application as per section 11.24.18 of the district schedule, to accommodate improved building performance. Address Information: Principle Dwelling: #1-3980 W 19th Ave Laneway home: #3-3980 W 19th Ave Address and suite number assigned as per approved plans for Fire and Emergency response. The address number is to be posted to the building to be visible from the street and the suite number is to be posted at the suite entry in accordance with the Building By-law prior to final inspection. NOTE: Information regarding the principal building on the survey and site plan is for reference only. Any discrepancy between information regarding the principal building on the survey and/or site plan and approved permit drawings for the principal building are neither approved nor authorized under this laneway house permit. *EXISTING HOUSE* Note: Bldg 1 (principal bldg) addressed #1-3980 W 19th Ave retained on site. **THIS PERMIT HAS BEEN ISSUED UNDER THE REQUIREMENTS OF VBBL #12511 (2019) ** | Division Mechanical Ltd
EP-2022-03731 | 2022-05-09 | 3980 W 19TH AVENUE #3, Vancouver, BC V6S 1E1 | Electrical Permit | Residential | New | Completed | Installation / Repair - Residential - New laneway house wiring and new service 200 amp main 100 amp main house and 125 amp laneway house >BP: To construct a 2 storey laneway house building ($235,577.50) with 1 open parking pad, providing a total of 1 parking spaces, having vehicular access from the 20' Lane. Note: This is a 1 ½ storey building pursuant to the Zoning & Development By-law. 1. Covenant not required with existing house 2. No Strata Titling permitted 3. No A/C Unit proposed 4. Schedule B: (O. Wegner) P.Eng (604.579.0110) Structural 5. Schedule B: (P.K.L. Fong) P.Eng (604.837.3205) Geotechnical 6. HPO: Residential Builder- Smallworks Studios and Laneway Housing Inc. NOTE: To achieve the required FSR. A floor space exclusion of 3% has been applied to this application as per section 11.24.18 of the district schedule, to accommodate improved building performance. Address Information: Principle Dwelling: #1-3980 W 19th Ave Laneway home: #3-3980 W 19th Ave Address and suite number assigned as per approved plans for Fire and Emergency response. The address number is to be posted to the building to be visible from the street and the suite number is to be posted at the suite entry in accordance with the Building By-law prior to final inspection. NOTE: Information regarding the principal building on the survey and site plan is for reference only. Any discrepancy between information regarding the principal building on the survey and/or site plan and approved permit drawings for the principal building are neither approved nor authorized under this laneway house permit. *EXISTING HOUSE* Note: Bldg 1 (principal bldg) addressed #1-3980 W 19th Ave retained on site. **THIS PERMIT HAS BEEN ISSUED UNDER THE REQUIREMENTS OF VBBL #12511 (2019) ** | O J ELECTRIC LTD
SP-2022-00753 | 2022-05-16 | 1686 E 35TH AVENUE #3, Vancouver, BC V5P 1B3 | Sprinkler Permit | Residential | New | Completed | Residential - New Sprinkler for: >To construct a 2 storey laneway house building ($218,750) with an attached garage and 1 open parking pad, providing a total of 2 parking spaces, having vehicular access from the 17.5' Lane. Note: This is a 1 ½ storey building pursuant to the Zoning & Development By-law. Rev #1: The entire building including the attached garage to be sprinklered to NPFA 13D as per VBBL 3.2.5.12(3)(d). 1. Covenant not required with existing house 2. No Strata Titling permitted 3. No A/C Unit proposed 4. Schedule B: (Md. Shahidul Alam) P.Eng (604.653.7475) Structural 5. Schedule B: (Md. Shahidul Alam) P.Eng (604.653.7475) Geotechnical 6. HPO: Residential Builder- AMPM Development & Renovation Ltd. *EXISTING HOUSE* Note: Bldg 1 (principal bldg) addressed #1-1686 E 35th Av retained on site. **THIS PERMIT HAS BEEN ISSUED UNDER THE REQUIREMENTS OF VBBL #12511 (2019) ** | Skyway Plumbing & gas Ltd
GP-2022-01501 | NULL | 1686 E 35TH AVENUE #3, Vancouver, BC V5P 1B3 | Gas Permit | Residential | New | Withdrawn | Residential - to install piping and a boiler with complete installation. >To construct a 2 storey laneway house building ($218,750) with an attached garage and 1 open parking pad, providing a total of 2 parking spaces, having vehicular access from the 17.5' Lane. | Skyway Plumbing & gas Ltd
EP-2022-03278 | 2022-04-26 | 1686 E 35TH AVENUE #3, Vancouver, BC V5P 1B3 | Electrical Permit | Residential | New | Completed | Installation / Repair - Residential - wiring underground cables and service Main Service 200Amps Main house 125 Amps lane way 100 Amps To construct a 2 storey laneway house building ($218,750) with an attached garage and 1 open parking pad, providing a total of 2 parking spaces, having vehicular access from the 17.5' Lane. Note: This is a 1 ½ storey building pursuant to the Zoning & Development By-law. 1. Covenant not required with existing house 2. No Strata Titling permitted 3. No A/C Unit proposed 4. Schedule B: (Md. Shahidul Alam) P.Eng (604.653.7475) Structural 5. Schedule B: (Md. Shahidul Alam) P.Eng (604.653.7475) Geotechnical 6. HPO: Residential Builder- AMPM Development & Renovation Ltd. NOTE: To achieve the required FSR. A floor space exclusion of 3% has been applied to this application as per section 11.24.18 of the district schedule, to accommodate improved building performance. Address Information: Principle Dwelling: #1-1686 E 35th Av Laneway home: #3-1686 E 35th Av Address and suite number assigned as per approved plans for Fire and Emergency response. The address number is to be posted to the building to be visible from the street and the suite number is to be posted at the suite entry in accordance with the Building By-law prior to final inspection. NOTE: Information regarding the principal building on the survey and site plan is for reference only. Any discrepancy between information regarding the principal building on the survey and/or site plan and approved permit drawings for the principal building are neither approved nor authorized under this laneway house permit. *EXISTING HOUSE* Note: Bldg 1 (principal bldg) addressed #1-1686 E 35th Av retained on site. **THIS PERMIT HAS BEEN ISSUED UNDER THE REQUIREMENTS OF VBBL #12511 (2019) ** | AULAKH ELECTRICAL CORPORATION
EP-2022-04273 | 2022-05-24 | 1686 E 35TH AVENUE #3, Vancouver, BC V5P 1B3 | Electrical Permit | Residential | New | Completed | Installation / Repair - Residential - tv,telephone,alarm prewire and complete >BP: To construct a 2 storey laneway house building ($218,750) with an attached garage and 1 open parking pad, providing a total of 2 parking spaces, having vehicular access from the 17.5' Lane. Note: This is a 1 ½ storey building pursuant to the Zoning & Development By-law. Rev #1: The entire building including the attached garage to be sprinklered to NPFA 13D as per VBBL 3.2.5.12(3)(d). 1. Covenant not required with existing house 2. No Strata Titling permitted 3. No A/C Unit proposed 4. Schedule B: (Md. Shahidul Alam) P.Eng (604.653.7475) Structural 5. Schedule B: (Md. Shahidul Alam) P.Eng (604.653.7475) Geotechnical 6. HPO: Residential Builder- AMPM Development & Renovation Ltd. NOTE: To achieve the required FSR. A floor space exclusion of 3% has been applied to this application as per section 11.24.18 of the district schedule, to accommodate improved building performance. NOTE: Information regarding the principal building on the survey and site plan is for reference only. Any discrepancy between information regarding the principal building on the survey and/or site plan and approved permit drawings for the principal building are neither approved nor authorized under this laneway house permit. *EXISTING HOUSE* Note: Bldg 1 (principal bldg) addressed #1-1686 E 35th Av retained on site. **THIS PERMIT HAS BEEN ISSUED UNDER THE REQUIREMENTS OF VBBL #12511 (2019) ** | Tvisha Technologies Ltd
PP-2022-01226 | 2022-04-11 | 1686 E 35TH AVENUE #3, Vancouver, BC V5P 1B3 | Plumbing Permit | Residential | New | Completed | Residential - LWH - #3 - To install piping and fixtures for a new laneway house. To construct a 2 storey laneway house building with an attached garage and 1 open parking pad, providing a total of 2 parking spaces, having vehicular access from the 17.5' Lane. Note: This is a 1 ½ storey building pursuant to the Zoning & Development By-law. 1. Covenant not required with existing house 2. No Strata Titling permitted 3. No A/C Unit proposed | Skyway Plumbing & gas Ltd
GP-2022-01229 | 2022-04-21 | 1686 E 35TH AVENUE #3, Vancouver, BC V5P 1B3 | Gas Permit | Residential | New | Completed | Residential - to install piping and appliances for a new laneway house with complete installation. | Skyway Plumbing & gas Ltd
PP-2022-00542 | 2022-02-16 | 1686 E 35TH AVENUE #3, Vancouver, BC V5P 1B3 | Plumbing Permit | Residential | New | Completed | Residential - LWH - #3 - One sump out of the laneway house To construct a 2 storey laneway house building with an attached garage and 1 open parking pad, providing a total of 2 parking spaces, having vehicular access from the 17.5' Lane. Note: This is a 1 ½ storey building pursuant to the Zoning & Development By-law. 1. Covenant not required with existing house 2. No Strata Titling permitted 3. No A/C Unit proposed | Jewel Mini Excavating Ltd
PP-2022-01562 | NULL | 2868 WATERLOO STREET, Vancouver, BC V6R 3J3 | Plumbing Permit | Residential | New | Withdrawn | Residential - New residential duplex | Pacific Peak to Peak Plumbing & Heating Ltd
MP-2022-00368 | 2022-10-10 | 2868 WATERLOO STREET, Vancouver, BC V6R 3J3 | Mechanical Permit | NULL | NULL | Completed | NULL | WDR CONTRACTING LTD
EP-2023-05137 | 2023-06-12 | 2666 DUKE STREET, Vancouver, BC V5R 4S9 | Electrical Permit | Commercial | NULL | Issued | Annual / Operating - Maintenance of existing operating electrical equipment. | 0772832 BC LTD.
EP-2023-01081 | 2023-02-10 | 2666 DUKE STREET, Vancouver, BC V5R 4S9 | Electrical Permit | Commercial | Renovation | Completed | Installation / Repair - Commercial - " Install NEMA 6-50 receptacle to 3 of 8 pre-wired EV parking stall." There is an EV panel in the building with 8 x 40 AMP breaker. Conduits were ran to 8 parking stalls with wires. | Amor Energy Corporation
MP-2022-00537 | 2022-11-08 | 118 E 53RD AVENUE, Vancouver, BC | Mechanical Permit | NULL | NULL | Completed | NULL | BRAR PLUMBING & HEATING LTD
GP-2023-00218 | NULL | 118 E 53RD AVENUE, Vancouver, BC | Gas Permit | Residential | New | Withdrawn | Residential - Piping only:-Fireplace | Apple Tree Gas & Heating Ltd
EP-2022-10276 | 2022-12-09 | 118 E 53RD AVENUE, Vancouver, BC | Electrical Permit | Residential | New | Completed | Installation / Repair - Residential - 2FD - WEST - 116 E 53RD AV EAST - 118 E 53RD AV DUPLEX HOME NEW construction >DB: To construct a two-storey two-family dwelling, with a detached accessory building (garage) at the rear and one open parking pad providing 3 parking spaces, having vehicular access from the lane. This is a 2 storey building pursuant to the Zoning and Development By-Law 1. No strata titling permitted 2. A/C units proposed in rear yard. 3. Bar sinks proposed in main floor. The entire building, to be sprinklered to 2 x NFPA 13D. | Kraftsman Electric Ltd
EP-2022-10030 | 2022-11-28 | 6861 ROSS STREET, Vancouver, BC | Electrical Permit | Residential | New | Completed | Installation / Repair - Residential - Alrm /tv/internet wiring >BP: To construct a 2 storey laneway house building ($224,975) with an open parking pad, providing 1 parking space, having vehicular access from the lane. Note: This is a 1 ½ storey building pursuant to the Zoning & Development By-law Note: Bldg 1 (principal bldg) addressed 1095 E 53rd Ave retained on site. 1. No A/C unit proposed 2. Schedule B: Sjambhu N. Biswas P.Eng (604-250-8666) Structural & Geotechnical 3. HPO: Residential Builder- DAL-KAN HOME DEVELOPMENT INC #41903. 4. The entire Building to be sprinkler 13-D ******THIS PERMIT HAS BEEN ISSUED UNDER THE REQUIREMENTS OF VBBL #12511 (2019)****** | I & H Electrical Ltd
SP-2022-01935 | 2022-11-21 | 6861 ROSS STREET, Vancouver, BC | Sprinkler Permit | Residential | New | Completed | Residential - Install sprinklers in lwh >BP: To construct a 2 storey laneway house building ($224,975) with an open parking pad, providing 1 parking space, having vehicular access from the lane. Note: This is a 1 ½ storey building pursuant to the Zoning & Development By-law Note: Bldg 1 (principal bldg) addressed 1095 E 53rd Ave retained on site. 1. No A/C unit proposed 2. Schedule B: Sjambhu N. Biswas P.Eng (604-250-8666) Structural & Geotechnical 3. HPO: Residential Builder- DAL-KAN HOME DEVELOPMENT INC #41903. 4. The entire Building to be sprinkler 13-D ****ALL PROJECT COORINATOR NOTES HAS BEEN ACCEPTED BY THE APPLICANT**** ******THIS PERMIT HAS BEEN ISSUED UNDER THE REQUIREMENTS OF VBBL #12511 (2019)****** | Gold Key Fire Protection Ltd
GP-2022-03615 | 2022-11-18 | 6861 ROSS STREET, Vancouver, BC | Gas Permit | Residential | New | Completed | Residential - To install boiler range This is Lakeway house >BP: To construct a 2 storey laneway house building ($224,975) with an open parking pad, providing 1 parking space, having vehicular access from the lane. Note: This is a 1 ½ storey building pursuant to the Zoning & Development By-law Note: Bldg 1 (principal bldg) addressed 1095 E 53rd Ave retained on site. 1. No A/C unit proposed 2. Schedule B: Sjambhu N. Biswas P.Eng (604-250-8666) Structural & Geotechnical 3. HPO: Residential Builder- DAL-KAN HOME DEVELOPMENT INC #41903. 4. The entire Building to be sprinkler 13-D ****ALL PROJECT COORINATOR NOTES HAS BEEN ACCEPTED BY THE APPLICANT**** ******THIS PERMIT HAS BEEN ISSUED UNDER THE REQUIREMENTS OF VBBL #12511 (2019)****** | JOT MECHANICAL LTD
EP-2022-08461 | 2022-10-07 | 6861 ROSS STREET, Vancouver, BC | Electrical Permit | Residential | New | Completed | Installation / Repair - Residential - Main service is 200amp main house for 100 amp laneway house for 100 amp all new wiring and finishing >BP: To construct a 2 storey laneway house building ($224,975) with an open parking pad, providing 1 parking space, having vehicular access from the lane. Note: This is a 1 ½ storey building pursuant to the Zoning & Development By-law Note: Bldg 1 (principal bldg) addressed 1095 E 53rd Ave retained on site. 1. No A/C unit proposed 2. Schedule B: Sjambhu N. Biswas P.Eng (604-250-8666) Structural & Geotechnical 3. HPO: Residential Builder- DAL-KAN HOME DEVELOPMENT INC #41903. 4. The entire Building to be sprinkler 13-D ****ALL PROJECT COORINATOR NOTES HAS BEEN ACCEPTED BY THE APPLICANT**** ******THIS PERMIT HAS BEEN ISSUED UNDER THE REQUIREMENTS OF VBBL #12511 (2019)****** | G N ELECTRIC LTD
MP-2022-00450 | 2022-10-21 | 6861 ROSS STREET, Vancouver, BC | Mechanical Permit | NULL | NULL | Completed | NULL | JBM Plumbing Ltd
PP-2022-03496 | 2022-10-04 | 6861 ROSS STREET, Vancouver, BC | Plumbing Permit | Residential | New | Completed | Residential - New fixtures for: >BP: To construct a 2 storey laneway house building ($224,975) with an open parking pad, providing 1 parking space, having vehicular access from the lane. Note: This is a 1 ½ storey building pursuant to the Zoning & Development By-law Note: Bldg 1 (principal bldg) addressed 1095 E 53rd Ave retained on site. 1. No A/C unit proposed 2. Schedule B: Sjambhu N. Biswas P.Eng (604-250-8666) Structural & Geotechnical 3. HPO: Residential Builder- DAL-KAN HOME DEVELOPMENT INC #41903. 4. The entire Building to be sprinkler 13-D | JBM Plumbing Ltd
PP-2022-03365 | 2022-09-22 | 6861 ROSS STREET, Vancouver, BC | Plumbing Permit | Residential | New | Completed | Residential - SUMP | H R DEMOLITION LTD
PP-2022-04369 | 2022-12-08 | 2139 E HASTINGS STREET, Vancouver, BC V5L 1V2 | Plumbing Permit | Commercial | Tenant Improvement | Completed | Commercial - Removal of 3 lav sinks and 1 toilet and changing another sink into a Kitchen sink. >BP: Interior alterations to combine units 2137 & 2139 into one unit (retaining 2139) and to change the use of the newly combined units from D Occupancy Classification to Retail Occupancy Classification (Retail Cannabis) at this existing mixed use building on this site. Scope of work includes new interior walls and new lighting throughout. New Tenant: The Village Collaborative Inc. | Cima Mechanical Ltd
EP-2022-10699 | 2022-12-20 | 2139 E HASTINGS STREET, Vancouver, BC V5L 1V2 | Electrical Permit | Commercial | Tenant Improvement | Completed | Installation / Repair - Commercial - Adding light fixtures similar to existing putting existing and new lights on time clock and dimmers adding 7 new outlets throughout space adding 1 light with occ control in storage room >BP: Interior alterations to combine units 2137 & 2139 into one unit (retaining 2139) and to change the use of the newly combined units from D Occupancy Classification to Retail Occupancy Classification (Retail Cannabis) at this existing mixed use building on this site. Scope of work includes new interior walls and new lighting throughout. New Tenant: The Village Collaborative Inc. | Pro-Tec Electrical Services Ltd
PP-2022-03681 | 2022-10-17 | 6841 CYPRESS STREET, Vancouver, BC V6P 5L9 | Plumbing Permit | Commercial | New | Issued | Commercial - SUMPS | JBS Services Ltd
PP-2023-00977 | 2023-03-22 | 6841 CYPRESS STREET, Vancouver, BC V6P 5L9 | Plumbing Permit | Residential | New | Issued | Residential - rough in and finishing ltd >BP: Building Permit for DP-2021-00317 Interior and exterior alterations and addition to this existing 3-storey, residential building containing one dwelling unit and attached one-car garage being accessed from Cypress Street to convert to a multiple conversion dwelling building containing 3 dwelling units . | GS Plumbing Ltd
MP-2023-00650 | 2023-04-17 | 6841 CYPRESS STREET, Vancouver, BC V6P 5L9 | Mechanical Permit | NULL | NULL | Issued | NULL | GS Plumbing Ltd
EP-2023-05015 | 2023-09-13 | 6841 CYPRESS STREET, Vancouver, BC V6P 5L9 | Electrical Permit | Residential | Addition | Issued | Temporary Power - Residential - To provide temporary power. Renewal of EP-2022-03756 Valid: May 8, 2023 to May 7, 2024 | Sunnen Electrical Contractor Ltd
EP-2023-08132 | 2023-09-11 | 6841 CYPRESS STREET, Vancouver, BC V6P 5L9 | Electrical Permit | Commercial | Addition | Issued | Installation / Repair - Commercial - Installation of structured wiring, security alarm, doorbell. ***NOTE: related to EP-2023-08174(Infill) >BP: Interior and exterior alterations and addition to this existing 3-storey, residential building containing one dwelling unit and attached one-car garage being accessed from Cypress Street to convert to a multiple conversion dwelling building containing 3 dwelling units ($1,400,000). Building envelope and environmental separation as per Part 5 Design: Schedule A, Ke Jian, Ma, P.Eng. (604.599.8890) Schedule B, Architectural (Building Envelope Details); Shan Huang, P.Eng. (604.401.6588) Schedule B, Architectural- Items 1.1, 1.2, Edward Murray, AIBC (604.836.8350) Schedule B, Structural and Architectural items 1.6, Ke Jian, Ma, P.Eng. (604.599.8890) Schedule B, Electrical, Kevin Rai, P.Eng. (604.761.5526) and Schedule B, Geotechnical, Jian Zhong Jin, P.Eng. (604.362.7021) submitted for this project. Building Review Branch Notes: 1. This permit has been reviewed under the requirements of VBBL 2019 2. Entire building to be sprinklered to NFPA 13R 3. See BP-2021-05510 for Building 2 on site (1 dwelling unit Infill with attached garage) | Vancouver Audiospace Home Control Ltd
GP-2023-04134 | 2023-12-21 | 6841 CYPRESS STREET, Vancouver, BC V6P 5L9 | Gas Permit | Residential | New | Issued | Residential - 3 Ranges & 3 Boilers BP: Interior and exterior alterations and addition to this existing 3-storey, residential building containing one dwelling unit and attached one-car garage being accessed from Cypress Street to convert to a multiple conversion dwelling building containing 3 dwelling units ($1,400,000)3 Boilers pipping | GS Plumbing Ltd
EP-2022-03756 | 2022-05-08 | 6841 CYPRESS STREET, Vancouver, BC V6P 5L9 | Electrical Permit | Residential | New | Expired | Temporary Power - Residential - To provide temporary power. | Sunnen Electrical Contractor Ltd
SP-2022-00895 | 2022-06-03 | 6841 CYPRESS STREET, Vancouver, BC V6P 5L9 | Sprinkler Permit | Residential | New | Issued | Residential - install new fire sprinkler system Interior and exterior alterations and addition to this existing 3-storey, residential building containing one dwelling unit and attached one-car garage being accessed from Cypress Street to convert to a multiple conversion dwelling building containing 3 dwelling unit AMEND: JAN 15/2024 REVISED DRAWINGS SHOWING SPRINKLERS IN GARAGE UPLOADED | CENTRE LINE FIRE SPRINKLERS LTD
EP-2023-07423 | 2023-08-15 | 406 W 45TH AVENUE, Vancouver, BC V5Y 2W6 | Electrical Permit | Commercial | New | Issued | Temporary Power - Commercial - To provide temporary power. | LORE ELECTRIC INC
EP-2022-08573 | 2022-10-13 | 450 E 53RD AVENUE #3, Vancouver, BC V5X 1J2 | Electrical Permit | Residential | New | Completed | Installation / Repair - Residential - New laneway house electrical and low voltage wiring telephone cable security wiring Main service 200 amp 125 amp to laneway and 150 amp to main house To construct a 2 storey laneway house building with 1 open parking pad having vehicular access from the 20' Lane. Note: This is a 1 ½ storey building pursuant to the Zoning & Development By-law. 1. Covenant registered at the Land Title Office under CA9354575 2. No Strata Titling permitted 3. No A/C Unit proposed 4. Schedule B: (JASON HUI) P.Eng (778-319-3403.) Structural & Geotechnical 5. HPO: Residential Builder- (CPD HOLDINGS INC.) | Uppal Electrical Ltd
SP-2022-02090 | 2022-12-16 | 450 E 53RD AVENUE #3, Vancouver, BC V5X 1J2 | Sprinkler Permit | Residential | New | Completed | Residential - LWH WITH NEW SPRINKLERS >To construct a 2 storey laneway house building ($160,050) with 1 open parking pad having vehicular access from the 20' Lane. Note: This is a 1 ½ storey building pursuant to the Zoning & Development By-law. 1. Covenant registered at the Land Title Office under CA9354575 2. No Strata Titling permitted 3. No A/C Unit proposed 4. Schedule B: (JASON HUI) P.Eng (778-319-3403.) Structural & Geotechnical 5. HPO: Residential Builder- (CPD HOLDINGS INC.) NOTE: To achieve the required FSR. A floor space exclusion of 3% has been applied to this application as per section 11.24.18 of the district schedule, to accommodate improved building performance. NOTE: Information regarding the principal building on the survey and site plan is for reference only. Any discrepancy between information regarding the principal building on the survey and/or site plan and approved permit drawings for the principal building are neither approved nor authorized under this laneway house permit. *NEW HOUSE* Note: See DB-2021-04776 for Bldg 1 on site (principal bldg). **THIS PERMIT HAS BEEN ISSUED UNDER THE REQUIREMENTS OF VBBL #12511 (2019) ** | BC Fire Sprinklers Ltd
PP-2022-04266 | 2022-11-28 | 450 E 53RD AVENUE #3, Vancouver, BC V5X 1J2 | Plumbing Permit | Residential | New | Completed | Residential - Plumbing of a Laneway house >DB: To construct a 2 storey laneway house building with 1 open parking pad having vehicular access from the 20' Lane. Note: This is a 1 ½ storey building pursuant to the Zoning & Development By-law. 1. Covenant registered at the Land Title Office under CA9354575 2. No Strata Titling permitted 3. No A/C Unit proposed | Karan Plumbing & Heating Ltd
PP-2022-02840 | 2022-08-16 | 450 E 53RD AVENUE #3, Vancouver, BC V5X 1J2 | Plumbing Permit | Residential | New | Completed | Residential - Sumps NOTE: Engineering Assurance letter will be submitted to the Plumbing Inspector on the site. Letter shall conform to the requirements of Vancouver Bulletin 2000-008-EL/PL. | Bhullar Excavating and Demolition
EP-2022-08114 | 2022-09-26 | 2125 E 61ST AVENUE #3, Vancouver, BC V5P 2K4 | Electrical Permit | Residential | New | Completed | Installation / Repair - Residential - LWH House Complete Roughen/Finishing Contractor over paid on his main house permit ( EP-2022-07680) To construct a 2 storey laneway house building with 1 open parking pad having vehicular access from the 20' Lane. Note: This is a 1 ½ storey building pursuant to the Zoning & Development By-law. 1. Covenant registered at the Land Title Office under CA9602858 2. No Strata Titling permitted 3. No A/C Unit proposed 4. Schedule B: (SHAMBHU N BISWAS) P.Eng (604-250-8666.) Structural & Geotechnical 5. HPO: Residential Builder- (ESS & ESS ENTERPRISES LTD.) | ORBIT ENERGY CONTROLS LTD
SP-2022-01614 | 2022-10-04 | 2125 E 61ST AVENUE #3, Vancouver, BC V5P 2K4 | Sprinkler Permit | Residential | New | Completed | Residential - New sprinkler system for: >BP: To construct a 2 storey laneway house building ($191,200.00) with 1 open parking pad having vehicular access from the 20' Lane. Note: This is a 1 ½ storey building pursuant to the Zoning & Development By-law. 1. Covenant registered at the Land Title Office under CA9602858 2. No Strata Titling permitted 3. No A/C Unit proposed 4. Schedule B: (SHAMBHU N BISWAS) P.Eng (604-250-8666.) Structural & Geotechnical 5. HPO: Residential Builder- (ESS & ESS ENTERPRISES LTD.) **The entire building to be sprinklered to NFPA 13D.** | Haven Fire Protection Ltd
PP-2022-03603 | 2022-10-12 | 2125 E 61ST AVENUE #3, Vancouver, BC V5P 2K4 | Plumbing Permit | Residential | New | Completed | Residential - Plumbing of a New Laneway >BP:To construct a 2 storey laneway house building ($191,200.00) with 1 open parking pad having vehicular access from the 20' Lane. Note: This is a 1 ½ storey building pursuant to the Zoning & Development By-law. 1. Covenant registered at the Land Title Office under CA9602858 2. No Strata Titling permitted 3. No A/C Unit proposed 4. Schedule B: (SHAMBHU N BISWAS) P.Eng (604-250-8666.) Structural & Geotechnical 5. HPO: Residential Builder- (ESS & ESS ENTERPRISES LTD.) | Karan Plumbing & Heating Ltd
EP-2022-08680 | 2022-10-13 | 2125 E 61ST AVENUE #3, Vancouver, BC V5P 2K4 | Electrical Permit | Residential | New | Completed | Installation / Repair - Residential - Alarm/tel/tv/cctv rough in and complete | Summit Digital Systems Ltd
PP-2022-03349 | 2022-09-21 | 1997 KITCHENER STREET, Vancouver, BC | Plumbing Permit | Residential | New | Completed | Residential - plumbing for: >BP: To construct a 2 storey two-family dwelling ($680,532.50) with a detached accessory building (garage) providing 2 parking spaces, having vehicular access from the lane. 8. Heat Pump proposed – Exterior component located in Rear Yard (North), Interior component located in second floor 9. Schedule B: (J.Troy Issigonis) P.Eng (604.770.0355) Structural 10. Schedule B: (Mehdi Mohammadi) P.Eng (604.737-3050) Geotechnical 11. HPO: Residential Builder- Averra Development Ltd. | UNIVERSAL PLUMBING & HEATING LTD
EP-2023-02394 | 2023-03-21 | 1997 KITCHENER STREET, Vancouver, BC | Electrical Permit | Residential | New | Completed | Installation / Repair - Residential - Installation of a 11.4 kW solar array on each duplex >BP: To construct a 2 storey two-family dwelling ($680,532.50) with a detached accessory building (garage) providing 2 parking spaces, having vehicular access from the lane. 8. Heat Pump proposed – Exterior component located in Rear Yard (North), Interior component located in second floor 9. Schedule B: (J.Troy Issigonis) P.Eng (604.770.0355) Structural 10. Schedule B: (Mehdi Mohammadi) P.Eng (604.737-3050) Geotechnical 11. HPO: Residential Builder- Averra Development Ltd. Note: This is a 2 storey building pursuant to the Zoning and Development By-Law **THIS PERMIT HAS BEEN ISSUED UNDER THE REQUIREMENTS OF VBBL #12511 (2019) ** ****ALL PROJECT COORDINATOR NOTES HAS BEEN ACCEPTED BY THE APPLICANT**** | Terratek Energy Solutions Inc
SP-2023-00223 | 2023-02-07 | 1997 KITCHENER STREET, Vancouver, BC | Sprinkler Permit | Residential | New | Completed | Residential - new sprinkler system >BP: To construct a 2 storey two-family dwelling with a detached accessory building (garage) providing 2 parking spaces, having vehicular access from the lane. 8. Heat Pump proposed – Exterior component located in Rear Yard (North), Interior component located in second floor 9. Schedule B: (J.Troy Issigonis) P.Eng (604.770.0355) Structural 10. Schedule B: (Mehdi Mohammadi) P.Eng (604.737-3050) Geotechnical 11. HPO: Residential Builder- Averra Development Ltd. | Alco Fire Protection Ltd
MP-2023-02044 | 2023-11-16 | 1997 KITCHENER STREET, Vancouver, BC | Mechanical Permit | NULL | NULL | Completed | NULL | Profix Mechanical Ltd
PP-2022-01513 | 2022-05-03 | 1997 KITCHENER STREET, Vancouver, BC | Plumbing Permit | Residential | New | Completed | Residential - sump | Kingsman Excavating Ltd.
EP-2022-03579 | 2022-05-03 | 1991 KITCHENER STREET, Vancouver, BC V5L 2W6 | Electrical Permit | Residential | New | Expired | Temporary Power - Residential - To provide temporary power. | STAT ELECTRICS LIMITED
SP-2023-00222 | 2023-02-07 | 1991 KITCHENER STREET, Vancouver, BC V5L 2W6 | Sprinkler Permit | Residential | New | Completed | Residential - new sprinkler system for duplex >BP: To construct a 2 storey two-family dwelling with a detached accessory building (garage) providing 2 parking spaces, having vehicular access from the lane. 1. Heat Pump proposed – Exterior component located in Rear Yard (North), Interior component located in second floor 2. Schedule B: (J.Troy Issigonis) P.Eng (604.770.0355) Structural 3. Schedule B: (Mehdi Mohammadi) P.Eng (604.737-3050) Geotechnical 4. HPO: Residential Builder- Averra Development Ltd. | Alco Fire Protection Ltd
EP-2023-00726 | 2023-02-02 | 1991 KITCHENER STREET, Vancouver, BC V5L 2W6 | Electrical Permit | Residential | New | Completed | Installation / Repair - Residential - 2FD - FRONT - 1991 KITCHENER ST BACK - 1993 KITCHENER ST Rough in and finishing of duplex. Install 200 amp service. >DB: To construct a 2 storey two-family dwelling with a detached accessory building (garage) providing 2 parking spaces, having vehicular access from the lane. 1. Heat Pump proposed – Exterior component located in Rear Yard (North), Interior component located in second floor | STAT ELECTRICS LIMITED
GP-2023-00297 | 2023-01-25 | 1991 KITCHENER STREET, Vancouver, BC V5L 2W6 | Gas Permit | Residential | New | Completed | Residential - To install 2 range 1 BBQ There is pipping for BBQ >BP: To construct a 2 storey two-family dwelling ($662,382.50) with a detached accessory building (garage) providing 2 parking spaces, having vehicular access from the lane. 1. Heat Pump proposed – Exterior component located in Rear Yard (North), Interior component located in second floor 2. Schedule B: (J.Troy Issigonis) P.Eng (604.770.0355) Structural 3. Schedule B: (Mehdi Mohammadi) P.Eng (604.737-3050) Geotechnical 4. HPO: Residential Builder- Averra Development Ltd. | JOT MECHANICAL LTD
MP-2023-00317 | NULL | 1991 KITCHENER STREET, Vancouver, BC V5L 2W6 | Mechanical Permit | NULL | NULL | Application Incomplete | NULL | Simplex Mechanical Ltd
NULL | NULL | 1991 KITCHENER STREET, Vancouver, BC V5L 2W6 | Mechanical Permit | NULL | NULL | Withdrawn | NULL | NULL
EP-2023-02393 | 2023-03-21 | 1991 KITCHENER STREET, Vancouver, BC V5L 2W6 | Electrical Permit | Residential | New | Completed | Installation / Repair - Residential - Installation of a 11.4 kW solar grid tie system on each unit >BP: To construct a 2 storey two-family dwelling ($662,382.50) with a detached accessory building (garage) providing 2 parking spaces, having vehicular access from the lane. 1. Heat Pump proposed – Exterior component located in Rear Yard (North), Interior component located in second floor 2. Schedule B: (J.Troy Issigonis) P.Eng (604.770.0355) Structural 3. Schedule B: (Mehdi Mohammadi) P.Eng (604.737-3050) Geotechnical 4. HPO: Residential Builder- Averra Development Ltd. Note: This is a 2 storey building pursuant to the Zoning and Development By-Law **THIS PERMIT HAS BEEN ISSUED UNDER THE REQUIREMENTS OF VBBL #12511 (2019) ** ****ALL PROJECT COORINATOR NOTES HAS BEEN ACCEPTED BY THE APPLICANT**** | Terratek Energy Solutions Inc
MP-2023-00450 | 2023-03-23 | 1991 KITCHENER STREET, Vancouver, BC V5L 2W6 | Mechanical Permit | NULL | NULL | Completed | NULL | Lower Mainland Refrigeration Systems Ltd
NULL | NULL | 1991 KITCHENER STREET, Vancouver, BC V5L 2W6 | Mechanical Permit | NULL | NULL | Draft | NULL | Lower Mainland Refrigeration Systems Ltd
PP-2022-03348 | 2022-09-21 | 1991 KITCHENER STREET, Vancouver, BC V5L 2W6 | Plumbing Permit | Residential | New | Completed | Residential - Plumbing for: >BP: To construct a 2 storey two-family dwelling ($662,382.50) with a detached accessory building (garage) providing 2 parking spaces, having vehicular access from the lane. 1. Heat Pump proposed – Exterior component located in Rear Yard (North), Interior component located in second floor 2. Schedule B: (J.Troy Issigonis) P.Eng (604.770.0355) Structural 3. Schedule B: (Mehdi Mohammadi) P.Eng (604.737-3050) Geotechnical 4. HPO: Residential Builder- Averra Development Ltd. | UNIVERSAL PLUMBING & HEATING LTD
EP-2023-00420 | 2023-01-18 | 1991 KITCHENER STREET, Vancouver, BC V5L 2W6 | Electrical Permit | Residential | New | Completed | Installation / Repair - Residential - Low voltage & security alarm completion >BP: To construct a 2 storey two-family dwelling with a detached accessory building (garage) providing 2 parking spaces, having vehicular access from the lane. 1. Heat Pump proposed – Exterior component located in Rear Yard (North), Interior component located in second floor 2. Schedule B: (J.Troy Issigonis) P.Eng (604.770.0355) Structural 3. Schedule B: (Mehdi Mohammadi) P.Eng (604.737-3050) Geotechnical 4. HPO: Residential Builder- Averra Development Ltd. Nov 17/2023-AMEND Total value of work is now at $5000. | Xon Automation Ltd
MP-2023-00318 | NULL | 1993 KITCHENER STREET, Vancouver, BC | Mechanical Permit | NULL | NULL | Application Incomplete | NULL | Simplex Mechanical Ltd
SP-2023-00451 | 2023-03-15 | 2785 W 30TH AVENUE #3, Vancouver, BC V6L 1Y8 | Sprinkler Permit | Residential | New | Issued | Residential - LWH - #3 - New fire sprinkler system installation >DB: To construct a one storey laneway house building with an open parking pad and attached garage, providing three parking spaces, having vehicular access from the lane. 1- Covenant registered at the Land Title Office under CA9508792 2- A/C unit proposed in rear yard | Spectrum Fire Protection Ltd
EP-2023-02396 | 2023-03-30 | 2785 W 30TH AVENUE #3, Vancouver, BC V6L 1Y8 | Electrical Permit | Residential | New | Issued | Installation / Repair - Residential - Low-voltage system pre-wiring and installation >BP: To construct a one storey laneway house building ($225,000) with an open parking pad and attached garage, providing three parking spaces, having vehicular access from the lane. 1- Covenant registered at the Land Title Office under CA9508792 2- A/C unit proposed in rear yard 3- Schedule B: Shaozhe Guo (778.926.0525) Structural & Geotechnical 4- HPO: Owner Builder ******THIS PERMIT HAS BEEN ISSUED UNDER THE REQUIREMENTS OF VBBL #12511 (2019)****** | 8020 Kingkong Enterprises Ltd
EP-2023-03167 | NULL | 2785 W 30TH AVENUE #3, Vancouver, BC V6L 1Y8 | Electrical Permit | Residential | New | Withdrawn | Installation / Repair - Residential - Low voltage systems network telephone TV | 8020 Kingkong Enterprises Ltd
PP-2022-03750 | 2022-10-19 | 2785 W 30TH AVENUE #3, Vancouver, BC V6L 1Y8 | Plumbing Permit | Residential | New | Issued | Residential - New Pluming for: >BP: To construct a one storey laneway house building ($225,000) with an open parking pad and attached garage, providing three parking spaces, having vehicular access from the lane. 1- Covenant registered at the Land Title Office under CA9508792 2- A/C unit proposed in rear yard 3- Schedule B: Shaozhe Guo (778.926.0525) Structural & Geotechnical 4- HPO: Owner Builder | Lucky Five Eight Plumbing & Heating Ltd
EP-2022-05244 | 2022-06-21 | 2785 W 30TH AVENUE #3, Vancouver, BC V6L 1Y8 | Electrical Permit | Residential | New | Issued | Installation / Repair - Residential - single family LWH wiring, single-phase service, all outlets, roughing and connection, lighting system, and all electrical equipment connection. Double meter system. Building to be sprinkled to NFPA 13D requirement. Service:400A, Single phase, 120/240V, Main house 200A, LWH 200A. >BP: To construct a one storey laneway house building ($225,000) with an open parking pad and attached garage, providing three parking spaces, having vehicular access from the lane. 1- Covenant registered at the Land Title Office under CA9508792 2- A/C unit proposed in rear yard 3- Schedule B: Shaozhe Guo (778.926.0525) Structural & Geotechnical 4- HPO: Owner Builder Address and suite number assigned as per approved plans for Fire and Emergency response. The address number is to be posted to the building to be visible from the street and the suite number is to be posted at the suite entry in accordance with the Building By-law prior to final inspection. ******THIS PERMIT HAS BEEN ISSUED UNDER THE REQUIREMENTS OF VBBL #12511 (2019)****** | Aidea Solutions Ltd
PP-2022-03214 | 2022-09-15 | 2525 W 8TH AVENUE, Vancouver, BC V6K 2B3 | Plumbing Permit | Residential | New | Issued | Residential - SUMP | JBS Services Ltd
PP-2022-03956 | 2022-11-02 | 2525 W 8TH AVENUE, Vancouver, BC V6K 2B3 | Plumbing Permit | Commercial | New | Issued | Commercial - TRIPLEX - Plumbing work Three-family dwelling with a detached accessory building (garage) at the front providing 3 parking spaces, having vehicular access from the lane. >BP: To construct a new 2-storey multiple dwelling building containing 3 dwelling units ******Reviewed under the provisions of VBBL 2019******** Building Review Branch Notes: 1. Entire building to be sprinklered to NFPA 13R | New Look Mechanical Ltd
SP-2023-00074 | 2023-03-30 | 2525 W 8TH AVENUE, Vancouver, BC V6K 2B3 | Sprinkler Permit | Commercial | New | Issued | Commercial - For all sprinkler work to the 2019 VBBL; NFPA 13R, 2013; for work to install a new sprinkler system for this newly constructed 2 storey building with 3 dwelling units. Engineer of Record: Glen Visser 604-944-3473 sureworkseng@gmail.com | Evolution Fire Suppression Ltd
MP-2022-00611 | 2022-11-24 | 2525 W 8TH AVENUE, Vancouver, BC V6K 2B3 | Mechanical Permit | NULL | NULL | Issued | NULL | New Look Mechanical Ltd
EP-2023-00597 | 2023-01-25 | 2525 W 8TH AVENUE, Vancouver, BC V6K 2B3 | Electrical Permit | Residential | New | Issued | Installation / Repair - Residential - Low voltage and security >BP: To construct a new 2-storey multiple dwelling building containing 3 dwelling units ($900,000) ******Reviewed under the provisions of VBBL 2019******** Building Review Branch Notes: 1. Entire building to be sprinklered to NFPA 13R 2. See DP-2021-00273 for development permit 3. Demo permit DB-2021-05691 | Vision Security Inc
GP-2023-00354 | 2023-05-10 | 2525 W 8TH AVENUE, Vancouver, BC V6K 2B3 | Gas Permit | Residential | New | Issued | Residential - Installation of 1 gas fireplace - venting and hook up only >BP: To construct a new 2-storey multiple dwelling building containing 3 dwelling units ($900,000) | Urban Fireplaces Ltd
EP-2023-01177 | 2023-06-02 | 2525 W 8TH AVENUE, Vancouver, BC V6K 2B3 | Electrical Permit | Residential | New | Issued | Installation / Repair - Residential - ROUGH WIRING 3 DUPLEX HOUSE >BP: To construct a new 2-storey multiple dwelling building containing 3 dwelling units ($900,000) ******Reviewed under the provisions of VBBL 2019******** Building Review Branch Notes: 1. Entire building to be sprinklered to NFPA 13R 2. See DP-2021-00273 for development permit 3. Demo permit DB-2021-05691 | Golden Wire Electric Ltd
EP-2023-04760 | 2023-05-29 | 2525 W 8TH AVENUE, Vancouver, BC V6K 2B3 | Electrical Permit | Residential | New | Issued | Temporary Power - Residential - To provide temporary power. | Golden Wire Electric Ltd
GP-2023-01529 | NULL | 2525 W 8TH AVENUE, Vancouver, BC V6K 2B3 | Gas Permit | Residential | New | Withdrawn | Residential - Gas Work 2525 W 8th-1 Combi-boiler completed/1 Fireplace Rough in only/1 Range Rough in Only/1 BBQ Rough in Only >BP: To construct a new 2-storey multiple dwelling building containing 3 dwelling units ($900,000) | New Look Mechanical Ltd
GP-2023-01530 | 2023-05-12 | 2525 W 8TH AVENUE, Vancouver, BC V6K 2B3 | Gas Permit | Residential | New | Issued | Residential - Gas Work 2525 W 8th-1 Combi-boiler completed/1 Fireplace Rough in only/1 Range Rough in Only/1 BBQ Rough in Only 2523 W 8th - 1 Combi-Boiler complete/1 Range Rough in Only/1 BBQ Rough In Only 2527 W 8th -1 Combi-Boiler complete/1 BBQ rough in only/1 Range rough in only | New Look Mechanical Ltd
EP-2022-03787 | 2022-05-11 | 2525 W 8TH AVENUE, Vancouver, BC V6K 2B3 | Electrical Permit | Residential | New | Expired | Temporary Power - Residential - To provide temporary power. NOTE: Work authorized by this permit is for placement of a temporary power pole only and does not authorize any site construction and/or excavation. A separate Building Permit will be required prior to commencement of any other work on this site. | FB Electric Ltd
GP-2023-01528 | NULL | 2523 W 8TH AVENUE, Vancouver, BC V6K 2B3 | Gas Permit | Residential | New | Withdrawn | Residential - Gas work. 1 Combi-Boiler complete 1 Range Rough in Only 1 BBQ Rough In Only >BP: To construct a new 2-storey multiple dwelling building containing 3 dwelling units | New Look Mechanical Ltd
MP-2022-00595 | 2022-11-25 | 2523 W 8TH AVENUE, Vancouver, BC V6K 2B3 | Mechanical Permit | NULL | NULL | Issued | NULL | NEW LOOK MECHANICAL
MP-2022-00612 | 2022-11-24 | 2527 W 8TH AVENUE, Vancouver, BC V6K 2B3 | Mechanical Permit | NULL | NULL | Issued | NULL | New Look Mechanical Ltd
SP-2022-01359 | 2024-01-30 | 3321 E 5TH AVENUE, Vancouver, BC | Sprinkler Permit | Commercial | New | Issued | Commercial - For all sprinkler work to the 2019 VBBL; NFPA 13, 2013; for work for this newly constructed 6-storey residential building consisting of: - Partial Basement - storage rooms - 1st to 6th storey - 64 dwelling units (non-market housing for seniors); Indoor & Outdoor Amenity on Level 6. This is a CERTIFIED PROFESSIONAL project and the CP is Petar Dimov. Engineer of Record: Ryan Pavey 604-605-0606 pavey@cardinalfire.ca | TDN Constructors Group Inc
EP-2023-07765 | 2023-09-25 | 3321 E 5TH AVENUE, Vancouver, BC | Electrical Permit | Commercial | New | Issued | Installation / Repair - Commercial - Electrical installation for new construction of a 6 storey residential building. >BP: To construct a 6-storey residential building consisting of: * Basement - storage rooms * 1st to 6th storey - 64 dwelling units; indoor & outdoor amenity on Level 6 NOTE: This permit has been reviewed under the provisions of VBBL 2019. STAGED CONSTRUCTION Stage I - Excavation & Shoring (S.Yoo, Issued: Oct. 4, 2022 Stage I - Revision #1 (S.Yoo), Issued: Jan. 10, 2023 - Change in Certified Professional from Bill May, P.Eng. to Petar Dimov. P,Eng. Effective April 6, 2022. Stage II - Full Construction (S.Yoo) Issued: Feb. 3, 2023 | Colwin Electrical Group
PP-2023-02971 | 2023-09-08 | 3321 E 5TH AVENUE, Vancouver, BC | Plumbing Permit | Commercial | New | Issued | Commercial - Plumbing for 6 storey residential building for seniors **Separate permit required for civil work preformed** >BP: To construct a 6-storey residential building consisting of: * Basement - storage rooms * 1st to 6th storey - 64 dwelling units; indoor & outdoor amenity on Level 6 NOTE: This permit has been reviewed under the provisions of VBBL 2019. STAGED CONSTRUCTION Stage I - Excavation & Shoring (S.Yoo, Issued: Oct. 4, 2022 Stage I - Revision #1 (S.Yoo), Issued: Jan. 10, 2023 - Change in Certified Professional from Bill May, P.Eng. to Petar Dimov. P,Eng. Effective April 6, 2022. Stage II - Full Construction (S.Yoo) Issued: Feb. 3, 2023 | Dual Mechanical Ltd.
EP-2023-08041 | 2023-09-06 | 3321 E 5TH AVENUE, Vancouver, BC | Electrical Permit | Commercial | New | Issued | Temporary Power - Commercial - To provide temporary power. | Colwin Electrical Group
EP-2023-08044 | 2023-09-06 | 3321 E 5TH AVENUE, Vancouver, BC | Electrical Permit | Commercial | New | Completed | Interim - Commercial - Scope of work: slab, underground, raceways, grounding, branch circuits. Service connection to BC Hydro is not permitted under this permit. Interim permit for EP-2023-07765. >BP: To construct a 6-storey residential building consisting of: * Basement - storage rooms * 1st to 6th storey - 64 dwelling units; indoor & outdoor amenity on Level 6 NOTE: This permit has been reviewed under the provisions of VBBL 2019. STAGED CONSTRUCTION Stage I - Excavation & Shoring (S.Yoo, Issued: Oct. 4, 2022 Stage I - Revision #1 (S.Yoo), Issued: Jan. 10, 2023 - Change in Certified Professional from Bill May, P.Eng. to Petar Dimov. P,Eng. Effective April 6, 2022. Stage II - Full Construction (S.Yoo) Issued: Feb. 3, 2023 | Colwin Electrical Group
EP-2023-11087 | 2023-12-12 | 3321 E 5TH AVENUE, Vancouver, BC | Electrical Permit | Commercial | New | Issued | Temporary Power - Commercial - To provide temporary power. | Colwin Electrical Group
EP-2024-00572 | 2024-02-01 | 4422 W 6TH AVENUE, Vancouver, BC V6R 1V3 | Electrical Permit | Residential | New | Issued | Temporary Power - Residential - To provide temporary power. NOTE: Work authorized by this permit is for placement of a temporary power pole only and does not authorize any site construction and/or excavation. A separate Building Permit will be required prior to commencement of any other work on this site. | CROWN ELECTRICAL CONTRACTOR LTD
PP-2023-04319 | 2023-12-18 | 757 W HASTINGS STREET, Vancouver, BC V6C 1A1 | Plumbing Permit | Commercial | Tenant Improvement | Completed | Commercial - Domestic water for new humidifier >BP: Rooms 1014 and 1015 - Lower Mall Interior alterations to install new mechanical equipment for humidity and temperature control in the lower mall in this this existing Federal and Municipally Designated Heritage "A" commercial building on site. Scope of work: change storage room to a computer/print room, install new mechanical equipment, replace 2 doors, upgrade security and door hardware, electrical and plumbing work. TENANT: Employment and Social Development Canada/Government of Canada | Delrey Mechanical Ltd
EP-2022-06745 | 2022-08-11 | 757 W HASTINGS STREET, Vancouver, BC V6C 1A1 | Electrical Permit | Commercial | NULL | Expired | Annual / Operating - Annual operating electrical maintenance Renewal of EP-2021-05985 Valid: Aug. 08, 2022 - Aug. 7, 2023 | Charles Richard Pawluk o/a United Electrical Systems Ltd
EP-2022-10330 | 2022-12-08 | 757 W HASTINGS STREET, Vancouver, BC V6C 1A1 | Electrical Permit | Commercial | Tenant Improvement | Completed | Installation / Repair - Commercial - Suite # 1006 Install 5 new dedicated power circuits to double duplex outlets. Install emt pipe for data cabling in 5 locations. This is a stand alone electrical permit. No building permit is associated with this work. | Charles Richard Pawluk o/a United Electrical Systems Ltd
EP-2023-06628 | 2023-07-21 | 757 W HASTINGS STREET, Vancouver, BC V6C 1A1 | Electrical Permit | Commercial | NULL | Issued | Annual / Operating - Annual operating electrical maintenance Renewal of EP-2022-06745 Valid: Aug. 08, 2023 - Aug. 7, 2024 | Charles Richard Pawluk o/a United Electrical Systems Ltd
NULL | NULL | 757 W HASTINGS STREET, Vancouver, BC V6C 1A1 | Electrical Permit | Commercial | Renovation | Draft | Installation / Repair - Commercial - Installation of two new condensers in parkade to service offices 1014 and 1015. | Wicks Electric Inc
EP-2023-02309 | 2023-03-17 | 757 W HASTINGS STREET, Vancouver, BC V6C 1A1 | Electrical Permit | Commercial | Renovation | Issued | Installation / Repair - Commercial - We are installing several new circuits for air handling units and temp air conditioners. >BP: Interior alterations to install new mechanical equipment for humidity and temperature control in the lower mall in this this existing Federal and Municipally Designated Heritage "A" commercial building on site. Scope of work: change storage room to a computer/print room, install new mechanical equipment, replace 2 doors, upgrade security and door hardware, electrical and plumbing work. TENANT: Employment and Social Development Canada/Government of Canada Letters of Assurance submitted by: Schedule A, Dmitrii Konkov, P.Eng., ph: 604-255-0992 Architectural and Mechanical Schedule B, Dmitrii Konkov, P.Eng., ph: 604-255-0992 Electrical Schedule B, Victor Lu, P.Eng., ph: 604-569-6500 Energy Upgrade Exempt Energy checklist is currently no longer required with your Building Permit (BP) application. Some supporting documents are still required at BP stage, specifically Envelope and HVAC, if applicable. Service Water Heating and Lighting supporting documents, if applicable, must be submitted with your related trades permits (e.g. electrical and plumbing). All energy upgrades will be checked during inspections stage. It is the applicant’s responsibility to identify and note all required upgrades including energy upgrades on their BP drawings at BP stage. | Wicks Electric Inc
EP-2023-04146 | 2023-05-11 | 7576 GRANVILLE STREET, Vancouver, BC V6P 0K8 | Electrical Permit | Commercial | Addition | Issued | Temporary Power - Commercial - To provide temporary power. | MILKYWAY INDUSTRY LTD
PP-2023-01630 | 2023-06-06 | 7576 GRANVILLE STREET, Vancouver, BC V6P 0K8 | Plumbing Permit | Commercial | New | Issued | Commercial - Ground work This permit has been issued for all site work and below grade facilities including two levels of common parking for the proposed development: To construct a 3-storey Multiple Dwelling consisting of three Buildings: a 3-storey Multiple Dwelling (North Building) containing six dwelling units, a 3-storey Multiple Dwelling (West Building) containing six dwelling units, and a 3-storey Multiple Dwelling (East Building) containing four 3-storey dwelling units and one 2-storey dwelling, all over one level of parking having vehicular access from the rear lane. | Hashtag Plumbing Inc
EP-2023-04912 | NULL | 7576 GRANVILLE STREET, Vancouver, BC V6P 0K8 | Electrical Permit | Commercial | New | Application Incomplete | Installation / Repair - Commercial - To construct a 3-story dwelling building containing 6 dwelling units. Building 2 (West) 7576 Granville St - One Dwelling Unit (1st-3rd floor)(site primary) 7578 Granville St - One Dwelling Unit (1st-3rd floor) 7580 Granville St - One Dwelling Unit (1st-3rd floor) 7586 Granville St - One Dwelling Unit (1st-3rd floor) 7588 Granville St - One Dwelling Unit (1st-3rd floor) 7598 Granville St - One Dwelling Unit (1st-3rd floor) >BP: To construct a 3-storey Multiple Dwelling (West Building) containing six dwelling units. Refer to BP-2021-06825 for site work, below grade facilities and common parking. This permit has been reviewed under the 2019 Vancouver Building By-law (#12511). Building to be sprinklered to NFPA 13 requirements. STAGED CONSTRUCTION Stage 1 - Excavation and Shoring | MILKYWAY INDUSTRY LTD
SP-2023-00092 | NULL | 7576 GRANVILLE STREET, Vancouver, BC V6P 0K8 | Sprinkler Permit | Commercial | New | Applicant Revisions | Commercial - installation of automatic sprinkler system >To construct a 3-storey Multiple Dwelling (West Building) containing six dwelling units. Refer to BP-2021-06825 for site work, below grade facilities and common parking. This permit has been reviewed under the 2019 Vancouver Building By-law (#12511). Building to be sprinklered to NFPA 13 requirements. STAGED CONSTRUCTION Stage 1 - Excavation and Shoring | NULL
SP-2023-00090 | NULL | 7576 GRANVILLE STREET, Vancouver, BC V6P 0K8 | Sprinkler Permit | Commercial | New | Applicant Revisions | Commercial - Below Grade installation of automatic sprinkler system >This permit has been issued for all site work and below grade facilities including two levels of common parking for the proposed development: To construct a 3-storey Multiple Dwelling consisting of three Buildings: a 3-storey Multiple Dwelling (North Building) containing six dwelling units, a 3-storey Multiple Dwelling (West Building) containing six dwelling units, and a 3-storey Multiple Dwelling (East Building) containing four 3-storey dwelling units and one 2-storey dwelling, all over one level of parking having vehicular access from the rear lane. Storage garage is designed as a separate building (3.2.1.2.). North and East building are designed as one building and connected by exit stair #1. Total Dwelling units = 17. Refer to BP-2022-02702 for Building 1 (North Building). Refer to BP-2022-02703 for Building 2 (West Building). Refer to BP-2022-02704 for Building 3 (East Building). This permit has been reviewed under the 2019 Vancouver Building By-law (#12511). Building to be sprinklered to NFPA 13 requirements. STAGED CONSTRUCTION Stage 1 - Excavation and Shoring - issued November 9, 2022 | NULL
EP-2022-07572 | 2022-09-08 | 3227 W 35TH AVENUE #3, Vancouver, BC V6N 2M9 | Electrical Permit | Residential | New | Expired | Temporary Power - Residential - To provide temporary power. | Simon Electric Ltd
PP-2023-04384 | 2023-12-19 | 3227 W 35TH AVENUE #3, Vancouver, BC V6N 2M9 | Plumbing Permit | Residential | New | Issued | Residential - One outside sump | East West Excavating 2022 ltd
GP-2023-00177 | 2023-01-16 | 258 E 44TH AVENUE, Vancouver, BC | Gas Permit | Residential | New | Completed | Residential - Venting and hookup only >BP: To construct a 2-storey two-family dwelling with 2 secondary suites located in the Basement with a detached accessory building (garage) at the rear providing 2 parking spaces and 2 surface parking having vehicular access from the lane. The entire building to be sprinklered to 2x NFPA 13D. 1. Covenant registered at the Land Title Office under CA9570537 2. No strata titling permitted for the secondary suites 3. A/C units proposed in rear yard 4. Schedule B Yatendra Kumar Sharma P.Eng (778-863-7076) Architectural, Structural and Geotechnical 5. BC Housing Stadium Homes Ltd | REAL LIGHTING & FIREPLACES LTD
GP-2022-03514 | 2022-11-10 | 7436 SHERBROOKE STREET #3, Vancouver, BC V5X 4E4 | Gas Permit | Residential | New | Completed | Residential - LWH - Gas >DB: To construct a 2 storey laneway house building with an attached garage and 1 open parking pad, providing a total of 2 parking spaces, having vehicular access from the 20' Lane. Note: This is a 1 ½ storey building pursuant to the Zoning & Development By-law. 1. Covenant not required with existing house 2. No Strata Titling permitted 3. No A/C Unit proposed 4. Entire building to be sprinklered 13R | Lally Plumbing & Heating Ltd
SP-2022-01786 | 2022-10-28 | 7436 SHERBROOKE STREET #3, Vancouver, BC V5X 4E4 | Sprinkler Permit | Residential | New | Completed | Residential - Installation of Sprinkler Heads >BP: To construct a 2 storey laneway house building ($221,585) with an attached garage and 1 open parking pad, providing a total of 2 parking spaces, having vehicular access from the 20' Lane. Note: This is a 1 ½ storey building pursuant to the Zoning & Development By-law. 1. Covenant not required with existing house 2. No Strata Titling permitted 3. No A/C Unit proposed 4. Entire building to be sprinklered 13R 5. Schedule B: (Shamsul Alam Shikder) P.Eng (778.889.3740) Structural 6. Schedule B: (Shamsul Alam Shikder) P.Eng (778.889.3740) Geotechnical 7. HPO: Residential Builder- SGP Holdings Ltd. NOTE: To achieve the required FSR. A floor space exclusion of 3% has been applied to this application as per section 11.24.18 of the district schedule, to accommodate improved building performance. *EXISTING HOUSE* Note: Bldg 1 (principal bldg) addressed #1-7436 Sherbrooke St retained on site. **THIS PERMIT HAS BEEN ISSUED UNDER THE REQUIREMENTS OF VBBL #12511 (2019) ** Sept 5/2023-AMEND Fire Sprinkler Flow Verification Report provided | RAHELU PLUMBING & HEATING LTD.
EP-2022-08474 | 2022-10-24 | 7436 SHERBROOKE STREET #3, Vancouver, BC V5X 4E4 | Electrical Permit | Residential | New | Completed | Installation / Repair - Residential - New Laneway house wiring 200 amp service connection , Duplex meterbase, 125 amp service goes to Main house, 100 amp service goes to Lwh , Service upgrade due to new Lwh on site >BP: To construct a 2 storey laneway house building ($221,585) with an attached garage and 1 open parking pad, providing a total of 2 parking spaces, having vehicular access from the 20' Lane. Note: This is a 1 ½ storey building pursuant to the Zoning & Development By-law. 1. Covenant not required with existing house 2. No Strata Titling permitted 3. No A/C Unit proposed 4. Entire building to be sprinklered 13R 5. Schedule B: (Shamsul Alam Shikder) P.Eng (778.889.3740) Structural 6. Schedule B: (Shamsul Alam Shikder) P.Eng (778.889.3740) Geotechnical 7. HPO: Residential Builder- SGP Holdings Ltd. | AECOM ELECTRIC LTD
MP-2022-00290 | 2022-09-28 | 7436 SHERBROOKE STREET #3, Vancouver, BC V5X 4E4 | Mechanical Permit | NULL | NULL | Completed | NULL | Lally Plumbing & Heating Ltd
PP-2022-03002 | 2022-08-29 | 7436 SHERBROOKE STREET #3, Vancouver, BC V5X 4E4 | Plumbing Permit | Residential | New | Completed | Residential - Plumbing for: >BP: To construct a 2 storey laneway house building ($221,585) with an attached garage and 1 open parking pad, providing a total of 2 parking spaces, having vehicular access from the 20' Lane. Note: This is a 1 ½ storey building pursuant to the Zoning & Development By-law. 1. Covenant not required with existing house 2. No Strata Titling permitted 3. No A/C Unit proposed 4. Entire building to be sprinklered 13R 5. Schedule B: (Shamsul Alam Shikder) P.Eng (778.889.3740) Structural 6. Schedule B: (Shamsul Alam Shikder) P.Eng (778.889.3740) Geotechnical 7. HPO: Residential Builder- SGP Holdings Ltd. | Lally Plumbing & Heating Ltd
EP-2022-08261 | 2022-10-03 | 5799 BERKELEY STREET #3, Vancouver, BC V5R 3H1 | Electrical Permit | Residential | New | Completed | Installation / Repair - Residential - Rrough-in and completion of low voltage of alarm, tel/data/cable - Complete Security Alarm System >BP: To construct a 2 storey laneway house building ($181,960) with 1 open parking pad, providing a total of 1 parking spaces, having vehicular access from the 20' Lane. Note: This is a 1 ½ storey building pursuant to the Zoning & Development By-law. 1. Covenant registered at the Land Title Office under CA9661092 2. No Strata Titling permitted 3. No A/C Unit proposed 4. Schedule B: (Jason Hui) P.Eng (778.319.3403) Structural 5. Schedule B: (Jason Hui) P.Eng (778.319.3403) Geotechnical 6. HPO: Residential Builder- Homeline Construction & Renovation Ltd | Infinitech Security & Integration Inc.
PP-2022-02487 | 2022-07-18 | 5799 BERKELEY STREET #3, Vancouver, BC V5R 3H1 | Plumbing Permit | Residential | New | Completed | Residential - Plumbing | KSS Mechanical Ltd
SP-2022-01689 | 2022-10-14 | 5799 BERKELEY STREET #3, Vancouver, BC V5R 3H1 | Sprinkler Permit | Residential | New | Completed | Residential - New Sprinkler System for : >BP: To construct a 2 storey laneway house building ($181,960) with 1 open parking pad, providing a total of 1 parking spaces, having vehicular access from the 20' Lane. Note: This is a 1 ½ storey building pursuant to the Zoning & Development By-law. 1. Covenant registered at the Land Title Office under CA9661092 2. No Strata Titling permitted 3. No A/C Unit proposed 4. Schedule B: (Jason Hui) P.Eng (778.319.3403) Structural 5. Schedule B: (Jason Hui) P.Eng (778.319.3403) Geotechnical 6. HPO: Residential Builder- Homeline Construction & Renovation Ltd **The entire building to be sprinklered to NFPA 13D ** | Gold Key Fire Protection Ltd
PP-2023-01175 | NULL | 5799 BERKELEY STREET #3, Vancouver, BC V5R 3H1 | Plumbing Permit | Residential | New | Withdrawn | Residential - ONE SUMP WITHOUT PUMP >BP: To construct a 2 storey laneway house building with 1 open parking pad, providing a total of 1 parking spaces, having vehicular access from the 20' Lane. | Bhullar Excavating and Demolition
GP-2022-01638 | 2022-06-01 | 5799 BERKELEY STREET #3, Vancouver, BC V5R 3H1 | Gas Permit | Residential | New | Completed | Residential - Gas fitting | KSS Mechanical Ltd
PP-2022-01304 | 2022-04-19 | 5799 BERKELEY STREET #3, Vancouver, BC V5R 3H1 | Plumbing Permit | Residential | New | Completed | Residential - LWH - #3 - sump without pump To construct a 2 storey laneway house building with 1 open parking pad, providing a total of 1 parking spaces, having vehicular access from the 20' Lane. Note: This is a 1 ½ storey building pursuant to the Zoning & Development By-law. 1. Covenant registered at the Land Title Office under CA9661092 2. No Strata Titling permitted 3. No A/C Unit proposed | Bhullar Excavating and Demolition
EP-2022-03078 | 2022-04-20 | 5799 BERKELEY STREET #3, Vancouver, BC V5R 3H1 | Electrical Permit | Residential | New | Completed | Installation / Repair - Residential - Installing fixture, receptacle , and power distribution for the new lane-way house. Total incoming service : 200amp - Main house : 150 Amp -Lane way house :125 Amp >BP: To construct a 2 storey laneway house building ($181,960) with 1 open parking pad, providing a total of 1 parking spaces, having vehicular access from the 20' Lane. Note: This is a 1 ½ storey building pursuant to the Zoning & Development By-law. 1. Covenant registered at the Land Title Office under CA9661092 2. No Strata Titling permitted 3. No A/C Unit proposed 4. Schedule B: (Jason Hui) P.Eng (778.319.3403) Structural 5. Schedule B: (Jason Hui) P.Eng (778.319.3403) Geotechnical 6. HPO: Residential Builder- Homeline Construction & Renovation Ltd NOTE: To achieve the required FSR. A floor space exclusion of 3% has been applied to this application as per section 11.24.18 of the district schedule, to accommodate improved building performance. NOTE: Information regarding the principal building on the survey and site plan is for reference only. Any discrepancy between information regarding the principal building on the survey and/or site plan and approved permit drawings for the principal building are neither approved nor authorized under this laneway house permit. *EXISTING HOUSE* Note: Bldg 1 (principal bldg) addressed #1-5799 Berkeley St retained on site. Amend: Aug 12, 2022 Change from Lane way house :125 Amp Change to Lane way house :100 Amp Amend: Sept 9, 2022 Please request following change as shown on below. - Re-submitted new load calculation Amend: Oct 6, 2022 Please request admen on this permit on this section : -Installation / Repair Change from service :100amp Change to service : 200amp As require from inspector | Allone Electric Ltd
EP-2022-03117 | 2022-04-26 | 4988 EARLES STREET #3, Vancouver, BC V5R 3R5 | Electrical Permit | Residential | New | Completed | Installation / Repair - Residential - ¦ #3LWH- 200A ¦ 120/208V ¦ 3P4W ¦ >Permit Amendment Sep 11, 2023 MAIN SERVICE: 200A ¦ 120/208V ¦ 3P4W LWH: 100A ¦ 120/208V ¦ 1P3W 1FD: 100A ¦ 120/208V ¦ 1P3W To construct a 1 storey laneway house building with an open parking pad, providing 1 parking space, having vehicular access from the lane. Note: This is a 1 ½ storey building pursuant to the Zoning & Development By-law 1. No Strata Titling permitted 2. No A/C unit proposed 3. Schedule B: Peter Yee P. Eng (604-255-3868.) Structural & Geotechnical 4. HPO: Residential Builder- Fixright Construction Ltd 5. The entire building to have sprinkler NFPA 13D | AULAKH ELECTRICAL CORPORATION
EP-2022-02109 | 2022-03-16 | 4988 EARLES STREET #3, Vancouver, BC V5R 3R5 | Electrical Permit | Residential | New | Completed | Installation / Repair - Residential - cable,doorbell,data,phone >BP: To construct a 1 storey laneway house building ($145,467.50) with an open parking pad, providing 1 parking space, having vehicular access from the lane. Note: This is a 1 ½ storey building pursuant to the Zoning & Development By-law 1. No Strata Titling permitted 2. No A/C unit proposed 3. Schedule B: Peter Yee P. Eng (604-255-3868.) Structural & Geotechnical 4. HPO: Residential Builder- Fixright Construction Ltd 5. The entire building to have sprinkler NFPA 13D Building 2 #3-4988 Earles St - Laneway House As a result of the addition of the laneway house, the existing one family dwelling / principal dwelling is to be assigned a suite number. This site is now as follows: #1-4988 Earles St - Principal Dwelling #3-4988 Earles St - Laneway House Address and suite numbers assigned as per approved plans for Fire and Emergency response. The address number is to be posted to the building to be visible from the street and the suite numbers are to be posted at the suite entries in accordance with the Building By-law prior to final inspection. ****ALL PROJECT COORINATOR NOTES HAS BEEN ACCEPTED BY THE APPLICANT**** ******THIS PERMIT HAS BEEN ISSUED UNDER THE REQUIREMENTS OF VBBL #12511 (2019)****** | Supertech Systems Ltd
PP-2022-00864 | 2022-03-14 | 4988 EARLES STREET #3, Vancouver, BC V5R 3R5 | Plumbing Permit | Residential | New | Completed | Residential - LWH - #3 - new installation To construct a 1 storey laneway house building with an open parking pad, providing 1 parking space, having vehicular access from the lane. Note: This is a 1 ½ storey building pursuant to the Zoning & Development By-law 1. No Strata Titling permitted 2. No A/C unit proposed | A2P PLUMBING & HEATING LTD
PP-2022-00992 | 2022-03-24 | 4988 EARLES STREET #3, Vancouver, BC V5R 3R5 | Plumbing Permit | Residential | New | Completed | Residential - LWH - #3 - Sump and sani connection of new laneway home To construct a 1 storey laneway house building with an open parking pad, providing 1 parking space, having vehicular access from the lane. Note: This is a 1 ½ storey building pursuant to the Zoning & Development By-law 1. No Strata Titling permitted 2. No A/C unit proposed | Canstar Excavating & Landscaping Ltd
SP-2022-00611 | 2022-04-26 | 4988 EARLES STREET #3, Vancouver, BC V5R 3R5 | Sprinkler Permit | Residential | New | Completed | Residential - New sprinkler system To construct a 1 storey laneway house building with an open parking pad, providing 1 parking space, having vehicular access from the lane. Note: This is a 1 ½ storey building pursuant to the Zoning & Development By-law 1. No Strata Titling permitted 2. No A/C unit proposed 3. Schedule B: Peter Yee P. Eng (604-255-3868.) Structural & Geotechnical 4. HPO: Residential Builder- Fixright Construction Ltd 5. The entire building to have sprinkler NFPA 13D | Haven Fire Protection Ltd
EP-2022-04375 | 2022-05-27 | 93 W 28TH AVENUE #3, Vancouver, BC V5Y 2K7 | Electrical Permit | Residential | New | Completed | Installation / Repair - Residential - New LWH. 200A Main service. 2 Meters. 125A Main breaker for new LWH. 150A Main breaker for existing main house. >BP: To construct a 2 storey laneway house building ($225,000) with 1 open parking pad, providing a total of 1 parking spaces, having vehicular access from the 20' Lane. Note: This is a 1 ½ storey building pursuant to the Zoning & Development By-law. 1. Covenant not required with existing house 2. No Strata Titling permitted 3. No A/C Unit proposed 4. Entire building to be sprinklered 13D 5. Schedule B: (Yongkang Deng) P.Eng (604.505.6816) Structural 6. Schedule B: (Yongkang Deng) P.Eng (604.505.6816) Geotechnical 7. HPO: Residential Builder- Royal Mountain Construction Inc. | Oscar Electric Ltd
MP-2022-00358 | 2022-10-06 | 93 W 28TH AVENUE #3, Vancouver, BC V5Y 2K7 | Mechanical Permit | NULL | NULL | Completed | NULL | WDR CONTRACTING LTD
GP-2022-03180 | 2022-10-17 | 93 W 28TH AVENUE #3, Vancouver, BC V5Y 2K7 | Gas Permit | Residential | New | Completed | Residential - gas >To construct a 2 storey laneway house building ($225,000) with 1 open parking pad, providing a total of 1 parking spaces, having vehicular access from the 20' Lane. Note: This is a 1 ½ storey building pursuant to the Zoning & Development By-law. 1. Covenant not required with existing house 2. No Strata Titling permitted 3. No A/C Unit proposed 4. Entire building to be sprinklered 13D 5. Schedule B: (Yongkang Deng) P.Eng (604.505.6816) Structural 6. Schedule B: (Yongkang Deng) P.Eng (604.505.6816) Geotechnical 7. HPO: Residential Builder- Royal Mountain Construction Inc. NOTE: To achieve the required FSR. A floor space exclusion of 3% has been applied to this application as per section 11.24.18 of the district schedule, to accommodate improved building performance. Address Information: Principle Dwelling: #1-93 W 28th Av Laneway home: #3-93 W 28th Av Address and suite numbers assigned as per approved plans for Fire and Emergency response. The address number is to be posted to the building to be visible from the street and the suite numbers are to be posted at the suite entries in accordance with the Building By-law prior to final inspection. NOTE: Information regarding the principal building on the survey and site plan is for reference only. Any discrepancy between information regarding the principal building on the survey and/or site plan and approved permit drawings for the principal building are neither approved nor authorized under this laneway house permit. *EXISTING HOUSE* Note: Bldg 1 (principal bldg) addressed #1-93 W 28th Av retained on site. **THIS PERMIT HAS BEEN ISSUED UNDER THE REQUIREMENTS OF VBBL #12511 (2019) ** | WDR CONTRACTING LTD
SP-2022-01938 | 2022-11-21 | 93 W 28TH AVENUE #3, Vancouver, BC V5Y 2K7 | Sprinkler Permit | Residential | New | Completed | Residential - NEW SPRINKLER SYSTEM INSTALLATIONS IN LANEWAY HOUSE NFPA13D To construct a 2 storey laneway house building with 1 open parking pad, providing a total of 1 parking spaces, having vehicular access from the 20' Lane. Note: This is a 1 ½ storey building pursuant to the Zoning & Development By-law. 1. Covenant not required with existing house 2. No Strata Titling permitted 3. No A/C Unit proposed 4. Entire building to be sprinklered 13D 5. Schedule B: (Yongkang Deng) P.Eng (604.505.6816) Structural 6. Schedule B: (Yongkang Deng) P.Eng (604.505.6816) Geotechnical 7. HPO: Residential Builder- Royal Mountain Construction Inc. | Spectrum Fire Protection Ltd
EP-2022-09903 | 2022-11-23 | 93 W 28TH AVENUE #3, Vancouver, BC V5Y 2K7 | Electrical Permit | Residential | New | Completed | Installation / Repair - Residential - Alarm,tel/dat/tv,intercom,etc >BP: To construct a 2 storey laneway house building ($225,000) with 1 open parking pad, providing a total of 1 parking spaces, having vehicular access from the 20' Lane. Note: This is a 1 ½ storey building pursuant to the Zoning & Development By-law. 1. Covenant not required with existing house 2. No Strata Titling permitted 3. No A/C Unit proposed 4. Entire building to be sprinklered 13D 5. Schedule B: (Yongkang Deng) P.Eng (604.505.6816) Structural 6. Schedule B: (Yongkang Deng) P.Eng (604.505.6816) Geotechnical 7. HPO: Residential Builder- Royal Mountain Construction Inc. NOTE: To achieve the required FSR. A floor space exclusion of 3% has been applied to this application as per section 11.24.18 of the district schedule, to accommodate improved building performance. NOTE: Information regarding the principal building on the survey and site plan is for reference only. Any discrepancy between information regarding the principal building on the survey and/or site plan and approved permit drawings for the principal building are neither approved nor authorized under this laneway house permit. *EXISTING HOUSE* Note: Bldg 1 (principal bldg) addressed #1-93 W 28th Av retained on site. **THIS PERMIT HAS BEEN ISSUED UNDER THE REQUIREMENTS OF VBBL #12511 (2019) ** | AIGO TECHNOLOGY INC
PP-2022-02754 | 2022-08-09 | 93 W 28TH AVENUE #3, Vancouver, BC V5Y 2K7 | Plumbing Permit | Residential | New | Completed | Residential - Sump | APOLLA DEMOLITION & EXCAVATING LTD.
PP-2022-03441 | 2022-09-29 | 93 W 28TH AVENUE #3, Vancouver, BC V5Y 2K7 | Plumbing Permit | Residential | New | Completed | Residential - Plumbing for: >BP: To construct a 2 storey laneway house building ($225,000) with 1 open parking pad, providing a total of 1 parking spaces, having vehicular access from the 20' Lane. | WDR CONTRACTING LTD
PP-2022-03221 | 2022-09-20 | 709 SE MARINE DRIVE, Vancouver, BC | Plumbing Permit | Commercial | New | Completed | Commercial - Installation of Toilet, Bathroom and Kitchen sinks with drainage. Installation of water lines. >BP: #130 - ground floor Interior alterations to change the use from Retail to General Office in this unit #130 on the ground floor of this existing mixed use building on this site. Scope of work: - Install interior walls, doors, new universal washroom, T-bar ceiling, lighting, plumbing fixtures and flooring. Revision #1 - Addition of Electrical and Mechanical drawings to permit. - Schedule A & Schedule B Mechanical submitted as per Satwinder Pal Singh, P.Eng, 604-564-6800 sat@tagengineering.ca - Schedule B Electrical submitted as per by Shivjeet Sidhu, P.Eng, 604-724-0701 ssidhu@tagengineering.ca Revision #2 - To provide minor layout changes to the Office Rooms, Reception, Foyer, and Pantry, and the sink is relocated to avoid the coring of the concrete floor slab - Moving the receptacles and wall outlets to suite new layout. Lighting layout is changed to suit the revised interior layout (E1) - HVAC layout is changed to suit the revised interior layout (M1) | R V Plumbing & Heating Ltd
EP-2022-00330 | 2022-01-19 | 709 SE MARINE DRIVE, Vancouver, BC | Electrical Permit | Commercial | New | Completed | Installation / Repair - Commercial - UNIT # 140 Rough wiring of security and internet and completion of security alarm ** Amend 02/04/2022** Amend permit value 35,000 includes labour and materials ** Amend 02/04/2022** correct amount is 3,500 not 35,000 | Supersonic Security System Inc.
NULL | NULL | 709 SE MARINE DRIVE, Vancouver, BC | Plumbing Permit | Commercial | New | Draft | Commercial - Plumbing for office | NULL
PP-2022-00089 | 2022-01-13 | 709 SE MARINE DRIVE, Vancouver, BC | Plumbing Permit | Commercial | New | Completed | Commercial - Plumbing for NEW office #140 - 709 SE Marine Dr Interior alterations to this first TI to convert the existing Retail Use space to General office use. Scope of work includes: Typical office fit out including walls, floors, electrical, lighting, HVAC, sprinklers | Rain Coast Plumbing & Heating Ltd
EP-2022-08438 | 2022-10-06 | 2353 BURQUITLAM DRIVE #3, Vancouver, BC V5P 2P3 | Electrical Permit | Residential | New | Completed | Installation / Repair - Residential - Installation of TV, Data, Security Alarm, Camera System, Door Bell-Intercom >BP: To construct a 1 storey laneway house building ($224,262.50) with an open parking pad, providing 1 parking space, having vehicular access from the lane. Note: This is a 1 ½ storey building pursuant to the Zoning & Development By-law Note: Bldg 1 (principal bldg) addressed #1 - 2353 Burquitlam Drive retained on site. 1. No A/C unit proposed 2. Schedule B: Jason Hui P.Eng (778-319-3403) Structural & Geotechnical 3. HPO: Residential Builder - Mankaran Sidhu 4. Entire Building to have NFPA 13-D BUILDING 2 #3-2353 Burquitlam Dr - Laneway House (1.5 storey) Address and suite number assigned as per approved plans for Fire and Emergency response. The address number is to be posted to the building to be visible from the street and the suite number is to be posted at the suite entry in accordance with the Building By-law prior to final inspection. Note: As a result of the addition of a laneway house, the main house / principal dwelling will be assigned a suite number and the site will be as follows: #1-2353 Burquitlam Dr - Principal Dwelling ****ALL PROJECT COORINATOR NOTES HAS BEEN ACCEPTED BY THE APPLICANT**** ******THIS PERMIT HAS BEEN ISSUED UNDER THE REQUIREMENTS OF VBBL #12511 (2019)****** | Blue Horse Electric Ltd
PP-2022-03147 | 2022-09-12 | 2353 BURQUITLAM DRIVE #3, Vancouver, BC V5P 2P3 | Plumbing Permit | Residential | New | Completed | Residential - New plumbing for: >BP: To construct a 1 storey laneway house building ($224,262.50) with an open parking pad, providing 1 parking space, having vehicular access from the lane. | SUNSHINE PLUMBING LTD
MP-2022-00255 | 2022-09-22 | 2353 BURQUITLAM DRIVE #3, Vancouver, BC V5P 2P3 | Mechanical Permit | NULL | NULL | Completed | NULL | SUNSHINE PLUMBING LTD
EP-2022-06601 | 2022-08-12 | 2353 BURQUITLAM DRIVE #3, Vancouver, BC V5P 2P3 | Electrical Permit | Residential | New | Completed | Installation / Repair - Residential - LWH - #3 - Laneway wiring and finishing To construct a 1 storey laneway house building with an open parking pad, providing 1 parking space, having vehicular access from the lane. Note: This is a 1 ½ storey building pursuant to the Zoning & Development By-law Note: Bldg 1 (principal bldg) addressed #1 - 2353 Burquitlam Drive retained on site. 1. No A/C unit proposed AMEND: OCT 24/2022 Add AC in permit | Morning Star Electrical Ltd
PP-2023-00037 | 2023-01-05 | 2353 BURQUITLAM DRIVE #3, Vancouver, BC V5P 2P3 | Plumbing Permit | Residential | New | Completed | Residential - to install 1 gravity sump | Trust Excavation & Demolition Ltd
SP-2022-01718 | 2022-10-20 | 2353 BURQUITLAM DRIVE #3, Vancouver, BC V5P 2P3 | Sprinkler Permit | Residential | New | Completed | Residential - LWH - #3 - Install sprinklers in LWH To construct a 1 storey laneway house building with an open parking pad, providing 1 parking space, having vehicular access from the lane. Note: This is a 1 ½ storey building pursuant to the Zoning & Development By-law Note: Bldg 1 (principal bldg) addressed #1 - 2353 Burquitlam Drive retained on site. 1. No A/C unit proposed 4. Entire Building to have NFPA 13-D | Gold Key Fire Protection Ltd
GP-2022-03045 | 2022-10-07 | 2353 BURQUITLAM DRIVE #3, Vancouver, BC V5P 2P3 | Gas Permit | Residential | New | Completed | Residential - to install 1 boiler >BP: To construct a 1 storey laneway house building ($224,262.50) with an open parking pad, providing 1 parking space, having vehicular access from the lane. Note: This is a 1 ½ storey building pursuant to the Zoning & Development By-law Note: Bldg 1 (principal bldg) addressed #1 - 2353 Burquitlam Drive retained on site. 1. No A/C unit proposed 2. Schedule B: Jason Hui P.Eng (778-319-3403) Structural & Geotechnical 3. HPO: Residential Builder - Mankaran Sidhu 4. Entire Building to have NFPA 13-D Note: As a result of the addition of a laneway house, the main house / principal dwelling will be assigned a suite number and the site will be as follows: #1-2353 Burquitlam Dr - Principal Dwelling ****ALL PROJECT COORINATOR NOTES HAS BEEN ACCEPTED BY THE APPLICANT**** ******THIS PERMIT HAS BEEN ISSUED UNDER THE REQUIREMENTS OF VBBL #12511 (2019)****** | Symbolistic Heating Ltd
MP-2023-00700 | 2023-04-26 | 2353 BURQUITLAM DRIVE #3, Vancouver, BC V5P 2P3 | Mechanical Permit | NULL | NULL | Completed | NULL | Century Twenty One Gas & Heating Co. Ltd
PP-2022-00589 | 2022-02-22 | 5398 BRUCE STREET #3, Vancouver, BC V5P 3M3 | Plumbing Permit | Residential | New | Completed | Residential - LWH - #3 - one install outside sump To construct a 2 storey laneway house building with an open parking pad, providing 1 parking space, having vehicular access from the lane. Note: This is a 1 ½ storey building pursuant to the Zoning & Development By-law 1. No A/C unit proposed | H R DEMOLITION LTD
GP-2022-01568 | 2022-05-24 | 5398 BRUCE STREET #3, Vancouver, BC V5P 3M3 | Gas Permit | Residential | New | Completed | Residential - To install boiler Amend: Oct 25, 2022 - change boiler install Now in the permit range install please change into boiler. | JOT MECHANICAL LTD
SP-2022-00715 | 2022-05-09 | 5398 BRUCE STREET #3, Vancouver, BC V5P 3M3 | Sprinkler Permit | Residential | New | Completed | Residential - LWH WITH NEW SPRINKLERS To construct a 2 storey laneway house building with an open parking pad, providing 1 parking space, having vehicular access from the lane. Note: This is a 1 ½ storey building pursuant to the Zoning & Development By-law 1. No A/C unit proposed 2. Schedule B: Makhan S. Dhillon P.Eng (604.537.6271) Structural & Geotechnical 3. HPO: Vancouver-Lower Mainland Construction Ltd. | BC Fire Sprinklers Ltd
EP-2022-01575 | 2022-02-28 | 5398 BRUCE STREET #3, Vancouver, BC V5P 3M3 | Electrical Permit | Residential | New | Completed | Installation / Repair - Residential - - making a new laneway house - rough wiring and finishing, fitting, fixtures, services main service is 200amps 100 amp for laneway and 100 amp for laneway house >BP: To construct a 2 storey laneway house building with an open parking pad, providing 1 parking space, having vehicular access from the lane. Note: This is a 1 ½ storey building pursuant to the Zoning & Development By-law 1. No A/C unit proposed 2. Schedule B: Makhan S. Dhillon P.Eng (604.537.6271) Structural & Geotechnical 3. HPO: Vancouver-Lower Mainland Construction Ltd. Note: As a result of the addition of a laneway house, the main house / principal dwelling will be assigned a suite number and the site will be as follows: #1-5398 Bruce St - Principal Dwelling Combustible projections or roof soffits on an exposing building face shall not project to less than .45m from the property line and shall be in compliance with VBBL 2019 9.10.15.5.(9) Information regarding the principal building on the survey and site plan is for reference only. Any discrepancy between information regarding the principal building on the survey and/or site plan and approved permit drawings for the principal building are neither approved nor authorized under this laneway house permit. The entire building, to be sprinklered to NFPA 13D. ******THIS PERMIT HAS BEEN ISSUED UNDER THE REQUIREMENTS OF VBBL #12511 (2019)****** | S B ELECTRICAL LTD
EP-2022-02774 | 2022-04-06 | 5398 BRUCE STREET #3, Vancouver, BC V5P 3M3 | Electrical Permit | Residential | New | Completed | Installation / Repair - Residential - Pre wire and completion of alarm,Telus,tv,internet and door bell >BP: To construct a 2 storey laneway house building with an open parking pad, providing 1 parking space, having vehicular access from the lane. Note: This is a 1 ½ storey building pursuant to the Zoning & Development By-law 1. No A/C unit proposed 2. Schedule B: Makhan S. Dhillon P.Eng (604.537.6271) Structural & Geotechnical 3. HPO: Vancouver-Lower Mainland Construction Ltd. Note: As a result of the addition of a laneway house, the main house / principal dwelling will be assigned a suite number and the site will be as follows: #1-5398 Bruce St - Principal Dwelling Combustible projections or roof soffits on an exposing building face shall not project to less than .45m from the property line and shall be in compliance with VBBL 2019 9.10.15.5.(9) Information regarding the principal building on the survey and site plan is for reference only. Any discrepancy between information regarding the principal building on the survey and/or site plan and approved permit drawings for the principal building are neither approved nor authorized under this laneway house permit. The entire building, to be sprinklered to NFPA 13D. | Pioneer Security and Communications Ltd
PP-2022-01144 | 2022-04-04 | 5398 BRUCE STREET #3, Vancouver, BC V5P 3M3 | Plumbing Permit | Residential | New | Completed | Residential - Plumbing for new Lanway house To construct a 2 storey laneway house building with an open parking pad, providing 1 parking space, having vehicular access from the lane. Note: This is a 1 ½ storey building pursuant to the Zoning & Development By-law 1. No A/C unit proposed 2. Schedule B: Makhan S. Dhillon P.Eng (604.537.6271) Structural & Geotechnical 3. HPO: Vancouver-Lower Mainland Construction Ltd. | Rain Coast Plumbing & Heating Ltd
PP-2022-02568 | 2022-07-25 | 3688 NAPIER STREET #3, Vancouver, BC V5K 2X9 | Plumbing Permit | Residential | New | Completed | Residential - Plumbing for new laneway house >BP: To construct a 2 storey laneway house building ($142,225) with 1 open parking pad, providing a total of 1 parking spaces, having vehicular access from the 20' Lane. | Rain Coast Plumbing & Heating Ltd
PP-2022-02134 | 2022-06-20 | 3688 NAPIER STREET #3, Vancouver, BC V5K 2X9 | Plumbing Permit | Residential | New | Completed | Residential - 2 sumps with pump ENGINEER LETTER TO BE PROVIDED ON SITE BY CONTRACTOR | Bhullar Excavating and Demolition
EP-2022-07801 | 2022-09-16 | 3688 NAPIER STREET #3, Vancouver, BC V5K 2X9 | Electrical Permit | Residential | New | Completed | Installation / Repair - Residential - rough wiring of security alarm, tv,tel and completion of security alarm To construct a 2 storey laneway house building with 1 open parking pad, providing a total of 1 parking spaces, having vehicular access from the 20' Lane. Note: This is a 1 ½ storey building pursuant to the Zoning & Development By-law. 1. Covenant not required with existing house 2. No Strata Titling permitted 3. No A/C Unit proposed 4. Schedule B: (Jason Hui) P.Eng (778.319.3403) Structural 5. Schedule B: (Zhao Guan) P.Eng (778.868.5635) Geotechnical 6. HPO: Residential Builder- Kennix Development Group Ltd. | Supersonic Security System Inc.
GP-2022-02657 | 2022-09-06 | 3688 NAPIER STREET #3, Vancouver, BC V5K 2X9 | Gas Permit | Residential | New | Completed | Residential - Boiler for Laneway house >BP:To construct a 2 storey laneway house building ($142,225) with 1 open parking pad, providing a total of 1 parking spaces, having vehicular access from the 20' Lane. | Rain Coast Plumbing & Heating Ltd
SP-2022-01422 | 2022-09-06 | 3688 NAPIER STREET #3, Vancouver, BC V5K 2X9 | Sprinkler Permit | Residential | New | Completed | Residential - new sprinkler >BP: To construct a 2 storey laneway house building ($142,225) with 1 open parking pad, providing a total of 1 parking spaces, having vehicular access from the 20' Lane. Note: This is a 1 ½ storey building pursuant to the Zoning & Development By-law. 1. Covenant not required with existing house 2. No Strata Titling permitted 3. No A/C Unit proposed 4. Schedule B: (Jason Hui) P.Eng (778.319.3403) Structural 5. Schedule B: (Zhao Guan) P.Eng (778.868.5635) Geotechnical 6. HPO: Residential Builder- Kennix Development Group Ltd. **The entire building to be sprinklered to NFPA 13D ** | Real Tech Fire Protection Ltd
EP-2022-07373 | 2022-09-01 | 3688 NAPIER STREET #3, Vancouver, BC V5K 2X9 | Electrical Permit | Residential | New | Completed | Installation / Repair - Residential - Complete prewiring and finishing of new Laneway house. Main sonsumer's service -200 amp Main house service -100 amp Laneway house service -100 amp >BP: To construct a 2 storey laneway house building ($142,225) with 1 open parking pad, providing a total of 1 parking spaces, having vehicular access from the 20' Lane. Note: This is a 1 ½ storey building pursuant to the Zoning & Development By-law. 1. Covenant not required with existing house 2. No Strata Titling permitted 3. A/C Unit proposed 4. Schedule B: (Jason Hui) P.Eng (778.319.3403) Structural 5. Schedule B: (Zhao Guan) P.Eng (778.868.5635) Geotechnical 6. HPO: Residential Builder- Kennix Development Group Ltd. NOTE: To achieve the required FSR. A floor space exclusion of 3% has been applied to this application as per section 11.24.18 of the district schedule, to accommodate improved building performance. Address Information: Principle Dwelling: #1-3688 Napier St Laneway home: #3-3688 Napier St Address and suite number assigned as per approved plans for Fire and Emergency response. The address number is to be posted to the building to be visible from the street and the suite number is to be posted at the suite entry in accordance with the Building By-law prior to final inspection. NOTE: Information regarding the principal building on the survey and site plan is for reference only. Any discrepancy between information regarding the principal building on the survey and/or site plan and approved permit drawings for the principal building are neither approved nor authorized under this laneway house permit. *EXISTING HOUSE* Note: Bldg 1 (principal bldg) addressed #1-3688 Napier St retained on site. **THIS PERMIT HAS BEEN ISSUED UNDER THE REQUIREMENTS OF VBBL #12511 (2019) ** | SUNSTONE ELECTRIC LTD
EP-2022-05915 | 2022-07-14 | 7112 BEECHWOOD STREET #3, Vancouver, BC V6P 5V4 | Electrical Permit | Residential | New | Completed | Installation / Repair - Residential - Laneway House Extra Low Voltage. Door Bell,Data,Voice,TV Cable,Security Alarm Prewire. Camera. >BP: To construct a 2 storey laneway house building ($340,827.50) with a detached two car garage, providing a total of 2 parking spaces, having vehicular access from the 20' Lane. Note: This is a 1 ½ storey building pursuant to the Zoning & Development By-law. 1. Covenant not required with existing house 2. No Strata Titling permitted 3. No A/C Unit proposed 4. Schedule B: (Shaozhe Guo) P.Eng (778.926.0525) Structural 5. Schedule B: (Shaozhe Guo) P.Eng (778.926.0525) Geotechnical 6. HPO: Residential Builder- Transvan Development Ltd. NOTE: To achieve the required FSR. A floor space exclusion of 3% has been applied to this application as per section 11.24.18 of the district schedule, to accommodate improved building performance. Address Information: Principle Dwelling: #1-7112 Beechwood St Laneway home: #3-7112 Beechwood St Address and suite number assigned as per approved plans for Fire and Emergency response. The address number is to be posted to the building to be visible from the street and the suite number is to be posted at the suite entry in accordance with the Building By-law prior to final inspection. NOTE: Information regarding the principal building on the survey and site plan is for reference only. Any discrepancy between information regarding the principal building on the survey and/or site plan and approved permit drawings for the principal building are neither approved nor authorized under this laneway house permit. *EXISTING HOUSE* Note: Bldg 1 (principal bldg) addressed #1-7112 Beechwood St retained on site. **THIS PERMIT HAS BEEN ISSUED UNDER THE REQUIREMENTS OF VBBL #12511 (2019) ** | SECUTECH DEVELOPMENT LTD.
SP-2022-01150 | 2022-07-20 | 7112 BEECHWOOD STREET #3, Vancouver, BC V6P 5V4 | Sprinkler Permit | Residential | New | Completed | Residential - LWH - #3 - new home To construct a 2 storey laneway house building with a detached two car garage, providing a total of 2 parking spaces, having vehicular access from the 20' Lane. Note: This is a 1 ½ storey building pursuant to the Zoning & Development By-law. 1. Covenant not required with existing house 2. No Strata Titling permitted 3. No A/C Unit proposed | SBMS Construction Ltd
EP-2022-09356 | 2022-11-03 | 7112 BEECHWOOD STREET #3, Vancouver, BC V6P 5V4 | Electrical Permit | Residential | New | Completed | Installation / Repair - Residential - Alarm complete | Digimax Solutions Ltd
PP-2022-01164 | 2022-04-06 | 7112 BEECHWOOD STREET #3, Vancouver, BC V6P 5V4 | Plumbing Permit | Residential | New | Completed | Residential - LWH - #3 - One outside sump To construct a 2 storey laneway house building with a detached two car garage, providing a total of 2 parking spaces, having vehicular access from the 20' Lane. Note: This is a 1 ½ storey building pursuant to the Zoning & Development By-law. 1. Covenant not required with existing house 2. No Strata Titling permitted 3. No A/C Unit proposed | East West Excavating 2022 ltd
EP-2022-02948 | 2022-04-14 | 7112 BEECHWOOD STREET #3, Vancouver, BC V6P 5V4 | Electrical Permit | Residential | New | Completed | Installation / Repair - Residential - Wiring new laneway house. Main Concumer's Service: 200A. Main House: 150A. LWH: 125A. >BP: To construct a 2 storey laneway house building ($340,827.50) with a detached two car garage, providing a total of 2 parking spaces, having vehicular access from the 20' Lane. Note: This is a 1 ½ storey building pursuant to the Zoning & Development By-law. 1. Covenant not required with existing house 2. No Strata Titling permitted 3. No A/C Unit proposed 4. Schedule B: (Shaozhe Guo) P.Eng (778.926.0525) Structural 5. Schedule B: (Shaozhe Guo) P.Eng (778.926.0525) Geotechnical 6. HPO: Residential Builder- Transvan Development Ltd. | MILKYWAY INDUSTRY LTD
PP-2022-01871 | 2022-06-01 | 7112 BEECHWOOD STREET #3, Vancouver, BC V6P 5V4 | Plumbing Permit | Residential | New | Completed | Residential - LWH - #3 - Plumbing To construct a 2 storey laneway house building with a detached two car garage, providing a total of 2 parking spaces, having vehicular access from the 20' Lane. Note: This is a 1 ½ storey building pursuant to the Zoning & Development By-law. 1. Covenant not required with existing house 2. No Strata Titling permitted 3. No A/C Unit proposed | West Point Plumbing & Heating Ltd
PP-2023-00395 | 2023-02-06 | 701 SE MARINE DRIVE, Vancouver, BC | Plumbing Permit | Commercial | Addition | Completed | Commercial - 2 CRU's separated into 3 CRU's. Adding additional branch to DCW main for future use. >DB: Exterior and interior alterations to demise this existing retail unit into 3 units on the ground floor of this existing mixed-use building. | Sunny Beach Plumbing & Heating Ltd
EP-2023-06220 | 2023-07-25 | 701 SE MARINE DRIVE, Vancouver, BC | Electrical Permit | Commercial | Tenant Improvement | Completed | Installation / Repair - Commercial - Install 200Amp. service for new unit -New sub service -#703 is EP-2022-09113 same building permit >BP: Exterior and interior alterations to demise this existing retail unit into 3 units on the ground floor of this existing mixed-use building. Ok for the exterior alterations per Karen (POD) OK for field review per Mahmoud Valizadehasl Letters of assurance submitted: Sch B (Arch): Joel Schwartz, P.Eng., 604.320.1999 Sch B (Strc): Vincent W Liu, P.Eng., 778.889.6768 Addressing Notes: #701, #703, #705 SW Marine Drive. #701 has divided into 3 units, #703 & #705 have been assigned to the newly created spaces and #701 retained for the remaining space. #701, #703 & #705 are to be posted as shown on the approved plans & clearly visible from the street prior to final inspection. Notes: 1. Energy upgrade triggers: E2 - Lighting - Upgrade to Local Control (per 9.4.1.1.(a) of ASHRAE 90.1-2016) 2. This building is sprinklered. DBI to determine if Sprinkler permit is required for this scope of work. | Marcel Electric Inc
EP-2024-00036 | 2024-01-04 | 701 SE MARINE DRIVE, Vancouver, BC | Electrical Permit | Commercial | Tenant Improvement | Issued | Installation / Repair - Commercial - Remove existing 200 Amp feeder from unit #701 and install it to unit #705. See EP-2024-00038 for relocation of 400 A feeder to this unit. | Marcel Electric Inc
EP-2023-07638 | 2023-08-22 | 701 SE MARINE DRIVE, Vancouver, BC | Electrical Permit | Commercial | Renovation | Completed | Installation / Repair - Commercial - Data, Camera, Audio low Voltage installation. >BP: Exterior and interior alterations to demise this existing retail unit into 3 units on the ground floor of this existing mixed-use building. Ok for the exterior alterations per Karen (POD) OK for field review per Mahmoud Valizadehasl Letters of assurance submitted: Sch B (Arch): Joel Schwartz, P.Eng., 604.320.1999 Sch B (Strc): Vincent W Liu, P.Eng., 778.889.6768 Addressing Notes: #701, #703, #705 SW Marine Drive. #701 has divided into 3 units, #703 & #705 have been assigned to the newly created spaces and #701 retained for the remaining space. #701, #703 & #705 are to be posted as shown on the approved plans & clearly visible from the street prior to final inspection. Notes: 1. Energy upgrade triggers: E2 - Lighting - Upgrade to Local Control (per 9.4.1.1.(a) of ASHRAE 90.1-2016) 2. This building is sprinklered. DBI to determine if Sprinkler permit is required for this scope of work. | Advanced Alarm-Tech Ltd
EP-2022-10200 | 2022-12-05 | 713 SE MARINE DRIVE, Vancouver, BC | Electrical Permit | Commercial | Addition | Completed | Installation / Repair - Commercial - relocate smoke and evac speakers to new t-bar ceiling, add shutdown relay for kitchen and hoodf an. Hood fan commissioning by others. Small suite Change of Major Occupancy Classification and renovation Interior renovation, change of use and major occupancy classification of the retail shell unit to restaurant class-1 in this new mixed use (commercial/residential) high rise building. Included in the scope of work is the installation of commercial cooking equipment and their ventilation system. Note: 1. The exhaust system is connecting to the base building kitchen exhaust shaft 2. Occupant load (interior and staff) is 50 person 3. the permit application is reviewed for compliance with VBBL 2019 4. class-1 Cooking operation | Houle Electric Limited
PP-2022-02644 | 2022-07-28 | 713 SE MARINE DRIVE, Vancouver, BC | Plumbing Permit | Commercial | Addition | Completed | Commercial - Dwv and water pipe >BP: Small suite Change of Major Occupancy Classification and renovation Interior renovation, change of use and major occupancy classification of the retail shell unit to restaurant class-1 in this new mixed use (commercial/residential) high rise building. Included in the scope of work is the installation of commercial cooking equipment and their ventilation system. Note: 1. The exhaust system is connecting to the base building kitchen exhaust shaft 2. Occupant load (interior and staff) is 50 person 3. the permit application is reviewed for compliance with VBBL 2019 4. class-1 Cooking operation | DELTA PLUMBING & HEATING LTD
EP-2022-06300 | 2022-07-27 | 713 SE MARINE DRIVE, Vancouver, BC | Electrical Permit | Commercial | New | Completed | Installation / Repair - Commercial - Alarm, telephone, tv, cctv and speaker installation | Best Built-In Centre Ltd
EP-2022-06304 | 2022-08-03 | 713 SE MARINE DRIVE, Vancouver, BC | Electrical Permit | Commercial | Tenant Improvement | Completed | Installation / Repair - Commercial - Electrical work for a restaurant TI -Installation of circuits and finishing for branch circuits and lighting for the restaurant. Power connection for the sign that will be installed by signage contractor. Connection of the kitchen exhaust system. All electrical as per approved electrical plans submitted to the city. >DB: Small suite Change of Major Occupancy Classification and renovation Interior renovation, change of use and major occupancy classification of the retail shell unit to restaurant class-1 in this new mixed use (commercial/residential) high rise building. Included in the scope of work is the installation of commercial cooking equipment and their ventilation system. Note: 1. The exhaust system is connecting to the base building kitchen exhaust shaft 2. Occupant load (interior and staff) is 50 person 3. the permit application is reviewed for compliance with VBBL 2019 4. class-1 Cooking operation SI-2022-00379 (sign permit #) | PROFORM CONSTRUCTION GROUP LTD
SP-2022-00452 | 2022-05-09 | 713 SE MARINE DRIVE, Vancouver, BC | Sprinkler Permit | Commercial | Tenant Improvement | Completed | Commercial - update existing sprinkler system for new tenant layout. >BP: interior renovation, change of use and major occupancy classification of the retail shell unit to restaurant class-1 in the new mixed use (commercial/residential) high rise building. Included in the scope of work is the installation of commercial cooking equipment and their ventilation system. Note: The exhaust system is connecting to the existing shaft shown on the base building drawing BP-2018-02735 - Mech drawings - approved plan PT-18 - M4.21 >>> Per Jamie Zhang notes under the parcel at 8190 Fraser ST. | Escape Fire Protection Ltd
PP-2022-01976 | 2022-06-13 | 717 SE MARINE DRIVE, Vancouver, BC | Plumbing Permit | Commercial | New | Completed | Commercial - DWV rough in & water pipe. Interior alterations to change of use from Retail to Health Care Office in conjunction with Small-Scale Pharmacy on the ground of this existing unit 717 SE Marine Drive. Scope of work includes: relocating sprinklers. | HIGH STAR PLUMBING & HEATING LTD
SP-2022-00914 | 2022-08-31 | 717 SE MARINE DRIVE, Vancouver, BC | Sprinkler Permit | Commercial | Tenant Improvement | Completed | Commercial - Sprinkler alterations to change use from Retail to Health Care Office in conjunction with Small-Scale Pharmacy on the ground of this existing unit 717 SE Marine Drive. | Escape Fire Protection Ltd
EP-2022-04995 | 2022-06-14 | 717 SE MARINE DRIVE, Vancouver, BC | Electrical Permit | Commercial | Addition | Completed | Installation / Repair - Commercial - Health care office and pharmacy all wiring and finsig CEC SECTION 24 APPLIES >BP: Interior alterations to change of use from Retail to Health Care Office in conjunction with Small-Scale Pharmacy on the ground of this existing unit 717 SE Marine Drive. Scope of work includes: relocating sprinklers. Letters of assurance submitted: Sch A: Abdl EI-Haddad, P.Eng., 778.360.2153 Sch B (Arch): R. Billard, 604.619.0529 Sch B (Mech, Plumb): F. Qureshi, 778.828.3030 Sch B (Elec): N. Tareen, 778.828.3030 | H.L. ELECTRICAL LTD
EP-2022-05538 | 2022-07-04 | 717 SE MARINE DRIVE, Vancouver, BC | Electrical Permit | Commercial | Addition | Completed | Installation / Repair - Commercial - Extra low voltage, Data, securcity, cameras >BP: Interior alterations to change of use from Retail to Health Care Office in conjunction with Small-Scale Pharmacy on the ground of this existing unit 717 SE Marine Drive. Scope of work includes: relocating sprinklers. Letters of assurance submitted: Sch A: Abdl EI-Haddad, P.Eng., 778.360.2153 Sch B (Arch): R. Billard, 604.619.0529 Sch B (Mech, Plumb): F. Qureshi, 778.828.3030 Sch B (Elec): N. Tareen, 778.828.3030 | SECURCITY AUTOMATION & ALARM INC.
EP-2022-01865 | 2022-03-08 | 729 SE MARINE DRIVE, Vancouver, BC | Electrical Permit | Commercial | Renovation | Completed | Installation / Repair - Commercial - rough in and completion for data and tel >BP: Interior alterations and change of major occupancy from a Retail shell (E) to a Restaurant (A2) class 1 on the ground floor of this existing mixed-use high-rise residential/commercial building on this site. Occupant load is 37(33 seats +4 staff). One class 4 cooking operation. To be processed through BRB regarding the new kitchen equipment. OC-2021-00696 for this building is issued Note: This application is reviewed under VBBL2019. | Guardian Security Systems ltd
EP-2022-02387 | 2022-03-25 | 729 SE MARINE DRIVE, Vancouver, BC | Electrical Permit | Commercial | Tenant Improvement | Completed | Installation / Repair - Commercial - Supply & install: 2x new speakers; relay and hook up range hood suppression system. Relocate 1x speaker and 1x smoke detector. Includes FA VI. >BP: Interior alterations and change of major occupancy from a Retail shell (E) to a Restaurant (A2) class 1 on the ground floor of this existing mixed-use high-rise residential/commercial building on this site. Occupant load is 37(33 seats +4 staff). One class 4 cooking operation. To be processed through BRB regarding the new kitchen equipment. OC-2021-00696 for this building is issued Note: This application is reviewed under VBBL2019. | Houle Electric Limited
EP-2022-01391 | 2022-02-23 | 729 SE MARINE DRIVE, Vancouver, BC | Electrical Permit | Commercial | Renovation | Completed | Installation / Repair - Commercial - Install the receptacle , lighting ,exit ,emergency light , connect power to cooler , kitchen fan . for the store . >BP: Interior alterations and change of major occupancy from a Retail shell (E) to a Restaurant (A2) class 1 on the ground floor of this existing mixed-use high-rise residential/commercial building on this site. Occupant load is 37(33 seats +4 staff). One class 4 cooking operation. To be processed through BRB regarding the new kitchen equipment. OC-2021-00696 for this building is issued Note: This application is reviewed under VBBL2019. | Gold Medal Electric Ltd
PP-2022-00518 | 2022-03-11 | 729 SE MARINE DRIVE, Vancouver, BC | Plumbing Permit | Commercial | Tenant Improvement | Completed | Commercial - Install commercial fixtures, hot water tank and a 50gpm grease interceptor Interior alterations and change of major occupancy from a Retail shell (E) to a Restaurant (A2) class 1 on the ground floor of this existing mixed-use high-rise residential/commercial building on this site. Occupant load is 37(33 seats +4 staff). One class 4 cooking operation. | South Slope Plumbing and Heating
NULL | NULL | 729 SE MARINE DRIVE, Vancouver, BC | Sprinkler Permit | Commercial | Tenant Improvement | Withdrawn | Commercial - tenant improvement | Escape Fire Protection Ltd
MP-2022-00364 | 2022-10-10 | 4805 HENRY STREET, Vancouver, BC | Mechanical Permit | NULL | NULL | Completed | NULL | Ajit's Plumbing Heating & Electrical Contracting Ltd
EP-2023-01235 | 2023-02-15 | 4805 HENRY STREET, Vancouver, BC | Electrical Permit | Residential | New | Completed | Installation / Repair - Residential - low voltage prewiring and finish Prewire for Security alarm , network and cams Finish basic security alarm only and wall jacks >BP: To construct a two-storey two-family dwelling ($650,000) with a detached accessory building (garage) at the rear providing 2 parking spaces, having vehicular access from the lane. Note: This is a 2 storey building pursuant to the Zoning and Development By-Law 1. No strata titling permitted 2. A/C units proposed on second storey 3. No Bar sinks proposed 4. Schedule B: Sharat Chande (604.723.7534) Structural & Geotechnical 5. HPO: Residential Builder - Silvercrest Custom Homes and Renovations Inc. ) | Aslan Security Systems Ltd
PP-2022-03529 | 2022-10-05 | 34 E 37TH AVENUE, Vancouver, BC | Plumbing Permit | Residential | New | Issued | Residential - SUMP | Bhullar Excavating and Demolition
EP-2022-00052 | 2022-01-06 | 8118 FRASER STREET, Vancouver, BC V5X 0J8 | Electrical Permit | Commercial | Renovation | Completed | Installation / Repair - Commercial - Power required for a Projector Power required for a projector screen | Maluma Electric Ltd
EP-2022-00037 | 2022-01-07 | 8118 FRASER STREET, Vancouver, BC V5X 0J8 | Electrical Permit | Residential | New | Completed | Installation / Repair - Residential - Projector installation with amplifier and 2 speakers. Plenum Network cable HDMI and speaker wiring | NexGen Technologies Inc
EP-2022-05560 | 2022-06-30 | 7062 VIVIAN DRIVE #3, Vancouver, BC V5S 2V1 | Electrical Permit | Residential | New | Completed | Installation / Repair - Residential - -Electrical wiring for new LWH. Main Consumer's Service: 400A. LWH Service: 100A. Main House Service: 200A. 2 Electric Meters. > BP: To construct a 2 storey laneway house building with an attached garage and 1 open parking pad, providing a total of 2 parking spaces, having vehicular access from the lane. >>>>>>>>>>Amend: Aug. 8th -MAIN SERVICE 200AMP UNDERGROUND HOUSE 150AMP LANEWAY 100AMP >>>Amend: Aug. 11th -AMPS s/b 200A | POWER STAR ELECTRICAL LTD
PP-2022-02593 | 2022-07-27 | 7062 VIVIAN DRIVE #3, Vancouver, BC V5S 2V1 | Plumbing Permit | Residential | New | Completed | Residential - LWH - #3 - Plumbing of a New Laneway House To construct a 2 storey laneway house building with an attached garage and 1 open parking pad, providing a total of 2 parking spaces, having vehicular access from the lane. Note: This is a 1 ½ storey building pursuant to the Zoning & Development By-law 1-Covenant registered at the Land Title Office under CA9599637 2- No Strata Titling permitted. 3- No A/C unit proposed. | Karan Plumbing & Heating Ltd
SP-2022-01516 | 2022-09-16 | 7062 VIVIAN DRIVE #3, Vancouver, BC V5S 2V1 | Sprinkler Permit | Residential | New | Completed | Residential - install new fire sprinkler system >DB: To construct a 2 storey laneway house building with an attached garage and 1 open parking pad, providing a total of 2 parking spaces, having vehicular access from the lane. Note: This is a 1 ½ storey building pursuant to the Zoning & Development By-law 1-Covenant registered at the Land Title Office under CA9599637 2- No Strata Titling permitted. 3- No A/C unit proposed. | CENTRE LINE FIRE SPRINKLERS LTD
EP-2022-07858 | 2022-09-20 | 7062 VIVIAN DRIVE #3, Vancouver, BC V5S 2V1 | Electrical Permit | Residential | New | Completed | Installation / Repair - Residential - Low Voltage - CCTV, ALARM -Complete Security Alarm System >BP: To construct a 2 storey laneway house building with an attached garage and 1 open parking pad, providing a total of 2 parking spaces, having vehicular access from the lane. | Jasneet S Dhuper
EP-2022-07281 | 2022-08-31 | 8138 FRASER STREET, Vancouver, BC | Electrical Permit | Commercial | NULL | Expired | Annual / Operating - New Annual Operating Permit -Renewal of EP-2021-04821 -Valid: July 30 , 2022 - July 29, 2023 for Fraser Commons shared service: 8138 Fraser St, 8188 Fraser St, 8121 Chester St, 8181 Chester St, HV Room and FA. Strata Plan: EPP73971 | Houle Electric Limited
EP-2023-07486 | 2023-08-16 | 8138 FRASER STREET, Vancouver, BC | Electrical Permit | Commercial | NULL | Issued | Annual / Operating - New Annual Operating Permit Renewal of EP-2022-07281 -Valid: July 30 , 2023 - July 29, 2024 for Fraser Commons shared service: 8138 Fraser St, 8188 Fraser St, 8121 Chester St, 8181 Chester St, HV Room and FA. Strata Plan: EPP73971 | Houle Electric Limited
EP-2022-01088 | 2022-02-11 | 8138 FRASER STREET, Vancouver, BC | Electrical Permit | Commercial | Renovation | Completed | Installation / Repair - Commercial - Re/Re Elevator lobby pot lights due to defective drivers | Ozz Electric BC Inc
EP-2022-00129 | 2022-01-13 | 8188 FRASER STREET, Vancouver, BC | Electrical Permit | Commercial | New | Completed | Installation / Repair - Commercial - Security Alarm-complete | Standard Security Systems Ltd
EP-2023-10486 | 2023-11-21 | 479 W 28TH AVENUE, Vancouver, BC | Electrical Permit | Commercial | New | Issued | Installation / Repair - Commercial - LOW VOLTAGE WIRING FOR HVAC CONTROLS >BP: To construct Building 1 containing 10 dwelling units. Building one is one of the six TH blocks constructed on this site. For full project description refer to BP-2021-01182. 28-Mar-2022 - Stage 1 ( excavation and shoring) issued 22-Nov-2022 - Stage 2 (foundation to grade, structural only) issued. 11-Oct-2023 - Stage 3 ( full permit) issued. | Modern Systems Management Ltd
PP-2024-00303 | NULL | 479 W 28TH AVENUE, Vancouver, BC | Plumbing Permit | Commercial | New | Submitted | Commercial - New plumbing system | 49 North Mechanical Ltd
SP-2022-01480 | NULL | 479 W 28TH AVENUE, Vancouver, BC | Sprinkler Permit | Commercial | New | Applicant Revisions | Commercial - Install sprinklers throughout Building 1 of 6 in townhome complex. >BP: To construct Building 1 containing 10 dwelling units. Building one is one of the six TH blocks constructed on this site. For full project description refer to BP-2021-01182. 28-Mar-2022 - Stage 1 ( excavation and shoring) issued | NULL
EP-2023-03346 | 2023-07-25 | 479 W 28TH AVENUE, Vancouver, BC | Electrical Permit | Commercial | New | Issued | Installation / Repair - Commercial - Building 1 - Electrical roughin and finishing. >BP: To construct Building 1 containing 10 dwelling units. Building one is one of the six TH blocks constructed on this site. For full project description refer to BP-2021-01182. 28-Mar-2022 - Stage 1 ( excavation and shoring) issued | ORBIT ENERGY CONTROLS LTD
EP-2023-03345 | 2023-07-25 | 477 W 28TH AVENUE, Vancouver, BC | Electrical Permit | Commercial | New | Issued | Installation / Repair - Commercial - Building 2 - Electrical roughin and finishing. >BP: To construct Building 2 containing 8 dwelling units. Building one is one of the six TH blocks constructed on this site. For full project description refer to BP-2021-01182. 28- Mar-2022 - Stage 1( excavation and shoring) issued | ORBIT ENERGY CONTROLS LTD
SP-2022-01479 | NULL | 477 W 28TH AVENUE, Vancouver, BC | Sprinkler Permit | Commercial | New | Applicant Revisions | Commercial - Install sprinklers throughout Building 2 of 6 in townhome complex. >BP: To construct Building 2 containing 8 dwelling units. Building one is one of the six TH blocks constructed on this site. For full project description refer to BP-2021-01182. 28- Mar-2022 - Stage 1( excavation and shoring) issued | NULL
EP-2023-10488 | 2023-11-21 | 477 W 28TH AVENUE, Vancouver, BC | Electrical Permit | Commercial | New | Issued | Installation / Repair - Commercial - LOW VOLTAGE WIRING FOR HVAC CONTROLS >BP: To construct Building 2 containing 8 dwelling units. Building one is one of the six TH blocks constructed on this site. For full project description refer to BP-2021-01182. 28- Mar-2022 - Stage 1( excavation and shoring) issued 22-Nov-2022 - Stage 2 (foundation to grade, structural only) issued. 11-Oct-2023 - Stage 3 ( full permit) issued. | Modern Systems Management Ltd
EP-2023-10491 | 2023-11-21 | 471 W 28TH AVENUE, Vancouver, BC | Electrical Permit | Commercial | New | Issued | Installation / Repair - Commercial - LOW VOLTAGE WIRING FOR HVAC CONTROLS >BP: To construct Building 4 containing 6 dwelling units and two lock-off units. Building 4 is one of the six TH blocks constructed on this site. For full project description refer to BP-2021-01182. 28- Mar-2022 - Stage ( excavation and shoring) issued. 22-Nov-2022 - Stage 2 (foundation to grade, structural only) issued. 11-Oct-2023 - Stage 3 ( full permit) issued. | Modern Systems Management Ltd
SP-2022-01477 | NULL | 471 W 28TH AVENUE, Vancouver, BC | Sprinkler Permit | Commercial | New | Applicant Revisions | Commercial - Install sprinklers throughout Building 4 of 6 in townhome complex. >BP: To construct Building 4 containing 6 dwelling units and two lock-off units. Building 4 is one of the six TH blocks constructed on this site. For full project description refer to BP-2021-01182. 28- Mar-2022 - Stage ( excavation and shoring) issued. | NULL
EP-2023-03349 | 2023-07-25 | 471 W 28TH AVENUE, Vancouver, BC | Electrical Permit | Commercial | New | Issued | Installation / Repair - Commercial - Building 4 - Electrical roughin and finishing. >BP: To construct Building 4 containing 6 dwelling units and two lock-off units. Building 4 is one of the six TH blocks constructed on this site. For full project description refer to BP-2021-01182. 28- Mar-2022 - Stage ( excavation and shoring) issued. | ORBIT ENERGY CONTROLS LTD
EP-2023-03350 | 2023-07-25 | 469 W 28TH AVENUE, Vancouver, BC | Electrical Permit | Commercial | New | Issued | Installation / Repair - Commercial - Building 5 - Electrical roughin and finishing. >BP: To construct Building 5 containing 10 dwelling units. Building 5 is one of the six TH blocks constructed on this site. For full project description refer to BP-2021-01182. 28-Mar-2021 Stage 1 ( excavation and shoring) issued. | ORBIT ENERGY CONTROLS LTD
SP-2022-01475 | NULL | 469 W 28TH AVENUE, Vancouver, BC | Sprinkler Permit | Commercial | New | Applicant Revisions | Commercial - Install sprinklers throughout Building 5 of 6 in townhome complex. >BP: To construct Building 5 containing 10 dwelling units. Building 5 is one of the six TH blocks constructed on this site. For full project description refer to BP-2021-01182. 28-Mar-2021 Stage 1 ( excavation and shoring) issued. 22-Nov-2022 - Stage 2 (foundation to grade, structural only) issued. 11-Oct-2023 - Stage 3 ( full permit) issued. | NULL
EP-2023-10493 | 2023-11-21 | 469 W 28TH AVENUE, Vancouver, BC | Electrical Permit | Commercial | New | Issued | Installation / Repair - Commercial - LOW VOLTAGE WIRING FOR HVAC CONTROLS >BP: To construct Building 5 containing 10 dwelling units. Building 5 is one of the six TH blocks constructed on this site. For full project description refer to BP-2021-01182. 28-Mar-2021 Stage 1 ( excavation and shoring) issued. 22-Nov-2022 - Stage 2 (foundation to grade, structural only) issued. 11-Oct-2023 - Stage 3 ( full permit) issued. | Modern Systems Management Ltd
EP-2023-10494 | 2023-11-21 | 473 W 28TH AVENUE, Vancouver, BC | Electrical Permit | Commercial | New | Issued | Installation / Repair - Commercial - LOW VOLTAGE WIRING FOR HVAC CONTROLS >BP: To construct Building 6 one containing 10 dwelling units. Building 6 is one of the six TH blocks constructed on this site. For full project description refer to BP-2021-01182. 28-Mar-2022 - Stage 1 (excavation and shoring) issued. 22-Nov-2022 - Stage 2 (foundation to grade, structural only) issued. 11-Oct-2023 - Stage 3 ( full permit) issued. | Modern Systems Management Ltd
SP-2022-01476 | NULL | 473 W 28TH AVENUE, Vancouver, BC | Sprinkler Permit | Commercial | New | Applicant Revisions | Commercial - Install sprinklers throughout Building 6 of 6 in townhome complex. >BP: To construct Building 6 one containing 10 dwelling units. Building 6 is one of the six TH blocks constructed on this site. For full project description refer to BP-2021-01182. 28-Mar-2022 - Stage 1 (excavation and shoring) issued. 22-Nov-2022 - Stage 2 (foundation to grade, structural only) issued. 11-Oct-2023 - Stage 3 ( full permit) issued. | NULL
EP-2023-03354 | 2023-07-25 | 473 W 28TH AVENUE, Vancouver, BC | Electrical Permit | Commercial | New | Issued | Installation / Repair - Commercial - Building 6 - Electrical roughin and finishing. >BP: To construct Building 6 one containing 10 dwelling units. Building 6 is one of the six TH blocks constructed on this site. For full project description refer to BP-2021-01182. 28-Mar-2022 - Stage 1 (excavation and shoring) issued. | ORBIT ENERGY CONTROLS LTD
PP-2023-00254 | 2023-01-25 | 5740 CAMBIE STREET, Vancouver, BC V5Z 3A6 | Plumbing Permit | Commercial | New | Completed | Commercial - Install backflow preventor for temporary water service. | C I R MECHANICAL LTD
EP-2023-05183 | NULL | 5740 CAMBIE STREET, Vancouver, BC V5Z 3A6 | Electrical Permit | Commercial | New | Withdrawn | Temporary Power - Commercial - To provide temporary power. | 0777792 BC Ltd
EP-2023-04071 | 2023-05-09 | 485 W 42ND AVENUE, Vancouver, BC | Electrical Permit | Commercial | New | Issued | Temporary Power - Commercial - To provide temporary power. | 0777792 BC Ltd
SP-2023-01315 | NULL | 485 W 42ND AVENUE, Vancouver, BC | Sprinkler Permit | Commercial | New | Applicant Revisions | Commercial - Sprinkler system includes fire pump, multiple dry zones, express risers feeding med & high pressure upper zones, and multiple alternative solutions (alt solutions as per LMDG Alternative Solutions Report). >BP: To construct a new mixed-use building consisting of: 1st storey - Retail use (shell only) and Rental Lobby fronting W 41st Av. Office Lobby fronting Cambie St. and Strata Lobby front W 42nd Av. 2nd to 4th storeys - Office podium (shell only), North Tower - Rental Stories 5th to 14th - 80 Secured Market Rental Dwelling units under the Rental 100 Policy, 15th Storey - Amenity spaces, South Tower - Strata 5th to 27th storeys - 133 strata Dwelling units, 28th storey - Strata amenity space and mechanical room, all over 4 underground levels of parking having vehicular access from the lane. Total dwelling units = 213. Principal Entrance for Rental Lobby at 492 W 41st Av. Principal Entrance for Office Lobby at 5750 Cambie St. Principal Entrance for Strata Lobby at 485 W 42nd Av. Primary Address for Fire and Emergency Response is 485 W 42nd Av. This permit has been reviewed under the 2019 Vancouver Building By-law (#12511). Building to be sprinklered to NFPA 13 requirements. STAGED CONSTRUCTION Stage 1 - Excavation and Shoring - issued October 31, 2022 Stage 2 - Full Construction - in review | NULL
EP-2023-09105 | 2023-10-10 | 485 W 42ND AVENUE, Vancouver, BC | Electrical Permit | Commercial | New | Issued | Interim - Commercial - Slab, underground, raceways, grounding, branch circuits from levels foundation to Ground. Interim permit for EP-2023-08245 >BP: To construct a new mixed-use building consisting of: 1st storey - Retail use (shell only) and Rental Lobby fronting W 41st Av. Office Lobby fronting Cambie St. and Strata Lobby front W 42nd Av. 2nd to 4th storeys - Office podium (shell only), North Tower - Rental Stories 5th to 14th - 80 Secured Market Rental Dwelling units under the Rental 100 Policy, 15th Storey - Amenity spaces, South Tower - Strata 5th to 27th storeys - 133 strata Dwelling units, 28th storey - Strata amenity space and mechanical room, all over 4 underground levels of parking having vehicular access from the lane. Total dwelling units = 213. Principal Entrance for Rental Lobby at 492 W 41st Av. Principal Entrance for Office Lobby at 5750 Cambie St. Principal Entrance for Strata Lobby at 485 W 42nd Av. Primary Address for Fire and Emergency Response is 485 W 42nd Av. This permit has been reviewed under the 2019 Vancouver Building By-law (#12511). Building to be sprinklered to NFPA 13 requirements. Radio Antenna System to be installed in this building. STAGED CONSTRUCTION Stage 1 - Excavation and Shoring - issued October 31, 2022 Stage 2 - Full Construction - issued August 11, 2023 | Nightingale Electric Ltd
PP-2023-03171 | 2023-12-20 | 485 W 42ND AVENUE, Vancouver, BC | Plumbing Permit | Commercial | New | Issued | Commercial - New plumbing install >BP: To construct a new mixed-use building consisting of: 1st storey - Retail use (shell only) and Rental Lobby fronting W 41st Av. Office Lobby fronting Cambie St. and Strata Lobby front W 42nd Av. 2nd to 4th storeys - Office podium (shell only), North Tower - Rental Stories 5th to 14th - 80 Secured Market Rental Dwelling units under the Rental 100 Policy, 15th Storey - Amenity spaces, South Tower - Strata 5th to 27th storeys - 133 strata Dwelling units, 28th storey - Strata amenity space and mechanical room, all over 4 underground levels of parking having vehicular access from the lane. Total dwelling units = 213. Principal Entrance for Rental Lobby at 492 W 41st Av. Principal Entrance for Office Lobby at 5750 Cambie St. Principal Entrance for Strata Lobby at 485 W 42nd Av. Primary Address for Fire and Emergency Response is 485 W 42nd Av. This permit has been reviewed under the 2019 Vancouver Building By-law (#12511). Building to be sprinklered to NFPA 13 requirements. Radio Antenna System to be installed in this building. STAGED CONSTRUCTION Stage 1 - Excavation and Shoring - issued October 31, 2022 Stage 2 - Full Construction - issued August 11, 2023 | C I R MECHANICAL LTD
EP-2023-08245 | NULL | 485 W 42ND AVENUE, Vancouver, BC | Electrical Permit | Commercial | New | Applicant Revisions | Installation / Repair - Commercial - Complete electrical installation for a new mixed use building all over 4 underground levels of parking. >BP: To construct a new mixed-use building consisting of: 1st storey - Retail use (shell only) and Rental Lobby fronting W 41st Av. Office Lobby fronting Cambie St. and Strata Lobby front W 42nd Av. 2nd to 4th storeys - Office podium (shell only), North Tower - Rental Stories 5th to 14th - 80 Secured Market Rental Dwelling units under the Rental 100 Policy, 15th Storey - Amenity spaces, South Tower - Strata 5th to 27th storeys - 133 strata Dwelling units, 28th storey - Strata amenity space and mechanical room, all over 4 underground levels of parking having vehicular access from the lane. STAGED CONSTRUCTION Stage 1 - Excavation and Shoring - issued October 31, 2022 Stage 2 - Full Construction - issued August 11, 2023 | Nightingale Electric Ltd
EP-2023-00653 | 2023-01-26 | 5780 CAMBIE STREET, Vancouver, BC | Electrical Permit | Commercial | New | Expired | Temporary Power - Commercial - To provide temporary power. VALID: JAN 26/2023 TO JAN 25/2024 >Building 2 (south) 5780 Cambie St - Lobby Address to the basement, 1st - 3rd Level 5790 Cambie St - Business School (1st Level) | Nightingale Electric Ltd
EP-2023-02030 | 2023-03-09 | 2485 LARCH STREET, Vancouver, BC | Electrical Permit | Commercial | Addition | Completed | Installation / Repair - Commercial - Install one 6kW residential EV charger onto an existing EV charger infrastructure that was installed under base building and approved by city of Vanc electrical inspections. | Panorama Integrated Systems Ltd
EP-2022-00259 | 2022-01-14 | 2485 LARCH STREET, Vancouver, BC | Electrical Permit | Commercial | NULL | Expired | Annual / Operating - Annual operating permit for new building Valid January 14, 2022 until January 13, 2023 | AZ ELECTRICAL SERVICES LTD
EP-2023-00683 | 2023-02-02 | 2509 W BROADWAY, Vancouver, BC V6K 2E9 | Electrical Permit | Commercial | Tenant Improvement | Completed | Installation / Repair - Commercial - Tenant Improvement, scope includes: Lighting, EM Lighting, control, branch power, data, and some heat trace in the parking garage. FA system is existing, modification to tenant loop only. >BP: Interior alterations to provide first tenant improvements for a school of Self Improvement use in the rear area of this existing retail shell space on the ground floor of this existing mixed-use building. Scope of work: New washrooms, interior walls & doors, interior stairs, plumbing & electrical work. Ok for Field Review as per Nehzat J. , November 7th, 2022 Schedule A & Schedule B Architectural submitted as per Joe Muego Architect AIBC, 604-266-4677 / joe@hearthworks.ca Schedule B Electrical as per Abdul El-Haddad 778-360-2153 x2 Abdul@aquavolt.ca The unit area is 162.2 sm. An existing Group E changing to Group A2, with an occupant load less than 60 persons Energy Upgrade Exempt - 1st TI Note: Energy checklist is currently no longer required with your Building Permit (BP) application. Some supporting documents are still required at BP stage, specifically Envelope and HVAC, if applicable. Service Water Heating and Lighting supporting documents, if applicable, must be submitted with your related trades permits (e.g. electrical and plumbing). All energy upgrades will be checked during inspections stage. It is the applicant’s responsibility to identify and note all required upgrades including energy upgrades on their BP drawings at BP stage. | HighAngle Electrical Inc
EP-2023-01795 | 2023-03-03 | 8232 MANITOBA STREET, Vancouver, BC V5X 3A2 | Electrical Permit | Commercial | New | Issued | Temporary Power - Commercial - To provide temporary power. | Protec Installations Group
EP-2022-01927 | 2022-03-09 | 8232 MANITOBA STREET, Vancouver, BC V5X 3A2 | Electrical Permit | Commercial | New | Expired | Temporary Power - Commercial - To provide temporary power. Amendment changing address to 8232 Manitoba St. 2022-03-31 per BJ | INT Electrical Ltd
PP-2022-01130 | 2022-04-22 | 8232 MANITOBA STREET, Vancouver, BC V5X 3A2 | Plumbing Permit | Commercial | New | Completed | Commercial - New washroom for presentation centre **BP-2022-01031: In Review To add a Temporary Sales Centre on this site with surface parking having vehicular access from Manitoba Street, subject to the approval of subdivision SD-2020-00026 and DP-2020-00224 for a temporary period of one year. | Mountain West Mechanical Ltd
EP-2022-03141 | 2022-04-22 | 8232 MANITOBA STREET, Vancouver, BC V5X 3A2 | Electrical Permit | Commercial | New | Completed | Installation / Repair - Commercial - Provide new sub panel Provide new receptacles Install lighting and lighting controls Provide exit and emergency lighting Provide new data and communication jacks >BP: To add a Temporary Sales Centre on this site with surface parking having vehicular access from Manitoba Street, subject to the approval of subdivision SD-2020-00026 and DP-2020-00224 for a temporary period of one year. OK for field review D. Langevin Letter of assurance provided by: Schedule A & Schedule B (Architectural) - Christopher Gowing - 604.484.8285 Schedule B (Structural) - Wai Wing Lee - 604.873.1768 Related to DP-2020-00773 | Leading Edge Electric Inc
SP-2022-01234 | 2023-04-19 | 8250 MANITOBA STREET, Vancouver, BC V5X 3A2 | Sprinkler Permit | Commercial | New | Issued | Commercial - SOUTH BUILDING To install sprinkler throughout this new 6-storey mixed use building (South Building) containing Level 1 - Storage Warehouse (shell only) with mezzanine, Levels 2 and 3 - Wholesale Class A use (shell only), Level 4 - Textile Manufacturing Use (shell only), and Levels 5 and 6 - General office Use (shell only), all over a single level of underground parking and at grade parking all having vehicular access from the Manitoba Street Underground parking - SP-2022-00121 North Building - SP-2022-01235 | 1ST SHOT FIRE PROTECTION LTD
SP-2022-01235 | 2023-04-19 | 8188 MANITOBA STREET, Vancouver, BC V5X 3A2 | Sprinkler Permit | Commercial | New | Issued | Commercial - SOUTH BUILDING To install sprinkler throughout this new 6-storey mixed use building (North Building) containing Level 1 - Storage Warehouse (shell only) with mezzanine, Levels 2 and 3 - Wholesale Class A use (shell only), Level 4 - Textile Manufacturing Use (shell only), and Levels 5 and 6 - General office Use (shell only), all over a single level of underground parking and at grade parking all having vehicular access from the Manitoba Street. Underground parking entrance to be accessed from the North Building. Underground parking - SP-2022-00121 South Building - SP-2022-01234 | 1ST SHOT FIRE PROTECTION LTD
EP-2022-02329 | 2022-03-23 | 8188 MANITOBA STREET, Vancouver, BC V5X 3A2 | Electrical Permit | Commercial | New | Expired | Temporary Power - Commercial - To provide temporary power. Amendment To change address to 8188 Manitoba Per BJ 2022-03-31 | INT Electrical Ltd
EP-2022-02695 | 2022-09-09 | 8188 MANITOBA STREET, Vancouver, BC V5X 3A2 | Electrical Permit | Commercial | New | Issued | Installation / Repair - Commercial - This permit has been issued for all site work and below grade facilities including one level of common underground parking for the proposed development. COMPLETE ELECTRICAL INSTALLATION FOR TWO 6 LEVEL COMMERCIAL BUILDINGS OVER COMMON PARKADE. BP: This permit has been issued for all site work and below grade facilities including one level of common underground parking for the proposed development: To construct a 6-storey mixed use building consisting of two Buildings (North and South Building) containing Level 1 - Storage Warehouse (shell only) with mezzanine, Levels 2 and 3 - Wholesale Class A use (shell only), Level 4 - Textile Manufacturing Use (shell only), and Levels 5 and 6 - General office Use (shell only), all over a single level of underground parking and at grade parking all having vehicular access from the Manitoba Street. Underground parking entrance to be accessed from the North Building. Refer to BP-2021-04763 for North Building - 8188 Manitoba St. Refer to BP-2021-04765 for South Building - 8250 Manitoba St. Separate tenant improvement permits are required for all tenant spaces. This permit has been reviewed under the 2019 Vancouver Building By-law (#12511). Building to be sprinklered to NFPA 13 requirements. The office shell portions of the building are TIPs eligible at the time of construction. Staged Construction Stage 1 - Excavation and Foundation to Grade, including site densification - issued March 4, 2022 Stage 2 - Full Construction - issued July 13, 2022 >>>>Amend: Oct. 6th -the cost of work on this permit should have been based on $250 -the full cost of work has been paid on other EP-2022-02625 -to request a refund for the difference | Protec Installations Group
EP-2022-02698 | 2022-04-27 | 8188 MANITOBA STREET, Vancouver, BC V5X 3A2 | Electrical Permit | Commercial | New | Completed | Interim - Commercial - Scope of work: slab, underground, raceways, grounding, branch circuits. Service connection to BC Hydro is not permitted under this permit. >BP: This permit has been issued for all site work and below grade facilities including one level of common underground parking for the proposed development: To construct a 6-storey mixed use building consisting of two Buildings (North and South Building) containing Level 1 - Storage Warehouse (shell only) with mezzanine, Levels 2 and 3 - Wholesale Class A use (shell only), Level 4 - Textile Manufacturing Use (shell only), and Levels 5 and 6 - General office Use (shell only), all over a single level of underground parking and at grade parking all having vehicular access from the Manitoba Street. Underground parking entrance to be accessed from the North Building. Refer to BP-2021-04763 for North Building - 8188 Manitoba St. Refer to BP-2021-04765 for South Building - 8250 Manitoba St. Separate tenant improvement permits are required for all tenant spaces. This permit has been reviewed under the 2019 Vancouver Building By-law (#12511). Building to be sprinklered to NFPA 13 requirements. Staged Construction Stage 1 - Excavation and Foundation to Grade, including site densification - issued March 4, 2022 Stage 2 - Full Construction - in review | Protec Installations Group
EP-2022-03288 | 2022-09-09 | 8188 MANITOBA STREET, Vancouver, BC V5X 3A2 | Electrical Permit | Commercial | New | Issued | Installation / Repair - Commercial - North Building - COMPLETE ELECTRICAL INSTALLATION FOR TWO 6 LEVEL COMMERCIAL BUILDINGS OVER COMMON PARKADE. >BP: To construct a 6-storey mixed use building (North Building) containing Level 1 - Storage Warehouse (shell only) with mezzanine, Levels 2 and 3 - Wholesale Class A use (shell only), Level 4 - Textile Manufacturing Use (shell only), and Levels 5 and 6 - General office Use (shell only), all over a single level of underground parking and at grade parking all having vehicular access from the Manitoba Street. Underground parking entrance to be accessed from the North Building. Refer to BP-2021-01116 for site work, below grade facilities and common underground parking. Separate tenant improvement permits are required for all tenant spaces. This permit has been reviewed under the 2019 Vancouver Building By-law (#12511). Building to be sprinklered to NFPA 13 requirements. The office shell portions of the building are TIPs eligible at the time of construction. Staged Construction Stage 1 - Excavation and Foundation to Grade, including site densification - issued March 4, 2022 Stage 2 - Full Construction - issued July 13, 2022 >>>>>>>>>>>> Amend: Oct. 6th the cost of installation on this permit should be based on $250 not $4.6million -the full cost of installation was on EP-2022-02625 -refund to be requested for the difference | Protec Installations Group
EP-2022-02617 | 2022-04-05 | 8188 MANITOBA STREET, Vancouver, BC V5X 3A2 | Electrical Permit | Commercial | New | Expired | Temporary Power - Commercial - To provide temporary power. NOTE: Work authorized by this permit is for placement of a temporary power pole only and does not authorize any site construction and/or excavation. A separate Building Permit will be required prior to commencement of any other work on this site. | 0777792 BC Ltd
EP-2022-02625 | 2022-09-09 | 8188 MANITOBA STREET, Vancouver, BC V5X 3A2 | Electrical Permit | Commercial | New | Issued | Installation / Repair - Commercial - South Building - COMPLETE ELECTRICAL INSTALLATION FOR TWO 6 LEVEL COMMERCIAL BUILDINGS OVER COMMON PARKADE. >BP: To construct a 6-storey mixed use building (South Building) containing Level 1 - Storage Warehouse (shell only) with mezzanine, Levels 2 and 3 - Wholesale Class A use (shell only), Level 4 - Textile Manufacturing Use (shell only), and Levels 5 and 6 - General office Use (shell only), all over a single level of underground parking and at grade parking all having vehicular access from the Manitoba Street. Underground parking entrance to be accessed from the North Building. Refer to BP-2021-01116 for site work, below grade facilities and common underground parking. This permit has been reviewed under the 2019 Vancouver Building By-law (#12511). Building to be sprinklered to NFPA 13 requirements. The office shell portions of the building are TIPs eligible at the time of construction. STAGED CONSTRUCTION Stage 1 - Excavation and Foundation to Grade, including site densification - issued March 4, 2022 Stage 2 - Full Construction - issued July 13, 2022 | Protec Installations Group
PP-2022-01887 | 2022-07-06 | 8188 MANITOBA STREET, Vancouver, BC V5X 3A2 | Plumbing Permit | Commercial | New | Issued | Commercial - 1. Underground plumbing services such as storm, sanitary and incoming domestic water line. 2. Common underground parkade drains, washrooms and associated storm, sanitary and domestic services. 3. Work in underground sumps (sumps by others) to install sump pumps and associated access and lift out mechanisms. >BP: This permit has been issued for all site work and below grade facilities including one level of common underground parking for the proposed development: To construct a 6-storey mixed use building consisting of two Buildings (North and South Building) containing Level 1 - Storage Warehouse (shell only) with mezzanine, Levels 2 and 3 - Wholesale Class A use (shell only), Level 4 - Textile Manufacturing Use (shell only), and Levels 5 and 6 - General office Use (shell only), all over a single level of underground parking and at grade parking all having vehicular access from the Manitoba Street. Underground parking entrance to be accessed from the North Building. Refer to BP-2021-04763 for North Building - 8188 Manitoba St. Refer to BP-2021-04765 for South Building - 8250 Manitoba St. Separate tenant improvement permits are required for all tenant spaces. This permit has been reviewed under the 2019 Vancouver Building By-law (#12511). Building to be sprinklered to NFPA 13 requirements. The office shell portions of the building are TIPs eligible at the time of construction. Staged Construction Stage 1 - Excavation and Foundation to Grade, including site densification - issued March 4, 2022 Stage 2 - Full Construction - in review ** Amend 11/22/2022** add two deck drains | Division 15 Mechanical Ltd
EP-2023-01792 | 2023-03-03 | 8188 MANITOBA STREET, Vancouver, BC V5X 3A2 | Electrical Permit | Commercial | New | Issued | Temporary Power - Commercial - To provide temporary power. | Protec Installations Group
EP-2023-04312 | 2023-05-17 | 8188 MANITOBA STREET, Vancouver, BC V5X 3A2 | Electrical Permit | Commercial | New | Issued | Temporary Power - Commercial - To provide temporary power. This is for the installation of 4 outdoor monitoring units along the fence line. 2 units are mounted on top of seacans and the other two are attached to wood posts. RENEWAL OF EP-2022-02617 VALID: Apr 5, 2023 to Apr 4, 2024 | 0777792 BC Ltd
PP-2022-03883 | 2022-12-09 | 8188 MANITOBA STREET, Vancouver, BC V5X 3A2 | Plumbing Permit | Commercial | New | Issued | Commercial - This permit has been issued for all site work and below grade facilities including one level of common underground parking for the proposed development: **Separate permits required for work within buildings** **Separate permit required for all civil work** To construct a 6-storey mixed use building consisting of two Buildings (North and South Building) containing Level 1 - Storage Warehouse (shell only) with mezzanine, Levels 2 and 3 - Wholesale Class A use (shell only), Level 4 - Textile Manufacturing Use (shell only), and Levels 5 and 6 - General office Use (shell only), all over a single level of underground parking and at grade parking all having vehicular access from the Manitoba Street. Underground parking entrance to be accessed from the North Building. Refer to BP-2021-04763 for North Building - 8188 Manitoba St. Refer to BP-2021-04765 for South Building - 8250 Manitoba St. Separate tenant improvement permits are required for all tenant spaces. This permit has been reviewed under the 2019 Vancouver Building By-law (#12511). Building to be sprinklered to NFPA 13 requirements. The office shell portions of the building are TIPs eligible at the time of construction. Staged Construction Stage 1 - Excavation and Foundation to Grade, including site densification - issued March 4, 2022 Stage 2 - Full Construction - issued July 13, 2022 | Division 15 Mechanical Ltd
PP-2023-00063 | 2023-01-19 | 8188 MANITOBA STREET, Vancouver, BC V5X 3A2 | Plumbing Permit | Commercial | New | Issued | Commercial - To construct a 6-storey mixed use building consisting of two Buildings (North and South Building) containing. Level 1 - Storage Warehouse (shell only) with mezzanine, Levels 2 and 3 - Wholesale Class A use (shell only), Level 4 - Textile Manufacturing Use (shell only), and Levels 5 and 6 - General office Use (shell only), all over a single level of underground parking and at grade parking all having vehicular access from the Manitoba Street. Underground parking entrance to be accessed from the North Building. This plumbing permit is for Building 1 (North) | Division 15 Mechanical Ltd
PP-2023-00062 | 2023-01-19 | 8188 MANITOBA STREET, Vancouver, BC V5X 3A2 | Plumbing Permit | Commercial | New | Issued | Commercial - To construct a 6-storey mixed use building consisting of two Buildings (North and South Building) containing. Level 1 - Storage Warehouse (shell only) with mezzanine, Levels 2 and 3 - Wholesale Class A use (shell only), Level 4 - Textile Manufacturing Use (shell only), and Levels 5 and 6 - General office Use (shell only), all over a single level of underground parking and at grade parking all having vehicular access from the Manitoba Street. Underground parking entrance to be accessed from the North Building. This plumbing permit is for Building 2 (South) | Division 15 Mechanical Ltd
EP-2024-00290 | 2024-01-17 | 8188 MANITOBA STREET, Vancouver, BC V5X 3A2 | Electrical Permit | Commercial | New | Issued | Installation / Repair - Commercial - Supply and install a complete physical security solution including Video Surveillance, Door Access Control, Intrusion Alarm, parking garage gate and Intercom. No Maglocks | Paladin Technologies Inc
EP-2023-08250 | 2023-09-12 | 8188 MANITOBA STREET, Vancouver, BC V5X 3A2 | Electrical Permit | Commercial | New | Issued | Installation / Repair - Commercial - Low voltage HVAC controls. >BP: To construct a 6-storey mixed use building (South Building) containing Level 1 - Storage Warehouse (shell only) with mezzanine, Levels 2 and 3 - Wholesale Class A use (shell only), Level 4 - Textile Manufacturing Use (shell only), and Levels 5 and 6 - General office Use (shell only), all over a single level of underground parking and at grade parking all having vehicular access from the Manitoba Street. Underground parking entrance to be accessed from the North Building. Refer to BP-2021-01116 for site work, below grade facilities and common underground parking. This permit has been reviewed under the 2019 Vancouver Building By-law (#12511). Building to be sprinklered to NFPA 13 requirements. The office shell portions of the building are TIPs eligible at the time of construction. STAGED CONSTRUCTION Stage 1 - Excavation and Foundation to Grade, including site densification - issued March 4, 2022 Stage 2 - Full Construction - issued July 13, 2022 | Olympic Controls Inc
EP-2023-07977 | 2023-09-12 | 8188 MANITOBA STREET, Vancouver, BC V5X 3A2 | Electrical Permit | Commercial | New | Issued | Installation / Repair - Commercial - Low Voltage HVAC controls >BP: To construct a 6-storey mixed use building (North Building) containing Level 1 - Storage Warehouse (shell only) with mezzanine, Levels 2 and 3 - Wholesale Class A use (shell only), Level 4 - Textile Manufacturing Use (shell only), and Levels 5 and 6 - General office Use (shell only), all over a single level of underground parking and at grade parking all having vehicular access from the Manitoba Street. Underground parking entrance to be accessed from the North Building. Refer to BP-2021-01116 for site work, below grade facilities and common underground parking. Separate tenant improvement permits are required for all tenant spaces. This permit has been reviewed under the 2019 Vancouver Building By-law (#12511). Building to be sprinklered to NFPA 13 requirements. The office shell portions of the building are TIPs eligible at the time of construction. Staged Construction Stage 1 - Excavation and Foundation to Grade, including site densification - issued March 4, 2022 Stage 2 - Full Construction - issued July 13, 2022 | Olympic Controls Inc
EP-2023-10002 | 2023-11-20 | 8188 MANITOBA STREET, Vancouver, BC V5X 3A2 | Electrical Permit | Commercial | New | Issued | Installation / Repair - Commercial - Install heat trace to domestic cold water mains in parkade; electrical connections by others >BP: To construct a 6-storey mixed use building (North Building) containing Level 1 - Storage Warehouse (shell only) with mezzanine, Levels 2 and 3 - Wholesale Class A use (shell only), Level 4 - Textile Manufacturing Use (shell only), and Levels 5 and 6 - General office Use (shell only), all over a single level of underground parking and at grade parking all having vehicular access from the Manitoba Street. Underground parking entrance to be accessed from the North Building. Refer to BP-2021-01116 for site work, below grade facilities and common underground parking. Separate tenant improvement permits are required for all tenant spaces. This permit has been reviewed under the 2019 Vancouver Building By-law (#12511). Building to be sprinklered to NFPA 13 requirements. The office shell portions of the building are TIPs eligible at the time of construction. Staged Construction Stage 1 - Excavation and Foundation to Grade, including site densification - issued March 4, 2022 Stage 2 - Full Construction - issued July 13, 2022 | Artech Electric Ltd
EP-2023-09899 | 2023-11-30 | 8250 MANITOBA STREET, Vancouver, BC V5X 3A2 | Electrical Permit | Commercial | New | Issued | Installation / Repair - Commercial - Install heat trace to domestic cold water mains in Buildings A & B Parkade; electrical connections done by others *The electrical connections will be done by Protech Installations >BP: To construct a 6-storey mixed use building (South Building) containing Level 1 - Storage Warehouse (shell only) with mezzanine, Levels 2 and 3 - Wholesale Class A use (shell only), Level 4 - Textile Manufacturing Use (shell only), and Levels 5 and 6 - General office Use (shell only), all over a single level of underground parking and at grade parking all having vehicular access from the Manitoba Street. Underground parking entrance to be accessed from the North Building. Refer to BP-2021-01116 for site work, below grade facilities and common underground parking. This permit has been reviewed under the 2019 Vancouver Building By-law (#12511). Building to be sprinklered to NFPA 13 requirements. The office shell portions of the building are TIPs eligible at the time of construction. STAGED CONSTRUCTION Stage 1 - Excavation and Foundation to Grade, including site densification - issued March 4, 2022 Stage 2 - Full Construction - issued July 13, 2022 | Artech Electric Ltd
EP-2024-00291 | 2024-01-17 | 8250 MANITOBA STREET, Vancouver, BC V5X 3A2 | Electrical Permit | Commercial | New | Issued | Installation / Repair - Commercial - Supply and install a complete physical security solution including Video Surveillance, Door Access Control, Intrusion No Maglocks | Paladin Technologies Inc
NULL | NULL | 8250 MANITOBA STREET, Vancouver, BC V5X 3A2 | Electrical Permit | Commercial | New | Withdrawn | Installation / Repair - Commercial - COMPLETE ELECTRICAL INSTALLATION AT 8250 MANITOBA STREET | Protec Installations Group
SP-2022-00121 | 2022-08-12 | 8188 MANITOBA STREET, Vancouver, BC V5X 3A2 | Sprinkler Permit | Commercial | New | Issued | Commercial - Parkade Only This permit has been issued for all site work and below grade sprinkler in one level of common underground parking and standpipe through out this proposed development: To construct a 6-storey mixed use building consisting of two Buildings (North and South Building) containing Level 1 - Storage Warehouse (shell only) with mezzanine, Levels 2 and 3 - Wholesale Class A use (shell only), Level 4 - Textile Manufacturing Use (shell only), and Levels 5 and 6 - General office Use (shell only), all over a single level of underground parking and at grade parking all having vehicular access from the Manitoba Street. Underground parking entrance to be accessed from the North Building. North Building - SP-2022-01235 South Building - SP-2022-01234 | 1ST SHOT FIRE PROTECTION LTD
EP-2024-00476 | NULL | 2852 W 3RD AVENUE, Vancouver, BC | Electrical Permit | Residential | Renovation | Application Incomplete | Installation / Repair - Residential - 200 amp over head service and complete rewire proposed 2x 200 amp services. One to main dwelling 2856 & one to Coach house. 2852 >BP:To construct a 2-storey one-family dwelling Infill building ($175,000) with an attached 2 car garage and one surface parking space having vehicular access from the lane. Schedule B (Structural) Scott Ash-Anderson, P.Eng (604.228.0518) and Schedule B (Geotechnical) P.K.L Fong, P.Eng. (604.837.3205) submitted for this project. Building Review Branch Notes: 1. This permit has been reviewed under the requirements of VBBL 2019 2. Entire building to be sprinklered to NFPA 13D 3. See BP-2021-05431 for Building 1 on site (MCD) | LGD Electric Ltd
PP-2023-04434 | 2024-01-02 | 2852 W 3RD AVENUE, Vancouver, BC | Plumbing Permit | Residential | New | Issued | Residential - Infill house plumbing permit 2852 W 3rd Ave , Vancouver , B.C. >BP: To construct a 2-storey one-family dwelling Infill building ($175,000) with an attached 2 car garage and one surface parking space having vehicular access from the lane. | David Beck
PP-2022-01093 | 2022-03-31 | 3233 WILLIAM STREET #3, Vancouver, BC V5K 2Z2 | Plumbing Permit | Residential | New | Completed | Residential - Sump Engineering Assurance letter will be submitted with the District Inspector on the site >>>> Amend: April 4th: Engineering Letter uploaded - see Application documents tab >>Amend: May 24th -Please ad one more sump with pump …need sump for Draintile and rainwater leader -Engineering Assurance letter will be submitted with the District Inspector on the site >>>>Amend: Sept. 26th -I am submitting the Engneer letter required by inspector | Bhullar Excavating and Demolition
PP-2022-01217 | 2022-04-08 | 3233 WILLIAM STREET #3, Vancouver, BC V5K 2Z2 | Plumbing Permit | Residential | New | Completed | Residential - LWH - #3 - This is a new laneway house with 9 fixtures. To construct a 2 storey laneway house building with 1 open parking pad, providing a total of 1 parking spaces, having vehicular access from the 20' Lane. 1. Covenant not required with existing house 2. No Strata Titling permitted 3. No A/C Unit proposed | AKAL Plumbing & Heating Ltd
SP-2022-00819 | 2022-05-24 | 3233 WILLIAM STREET #3, Vancouver, BC V5K 2Z2 | Sprinkler Permit | Residential | New | Completed | Residential - Install sprinklers in lwh To construct a 2 storey laneway house building with 1 open parking pad, providing a total of 1 parking spaces, having vehicular access from the 20' Lane. Note: This is a 1 ½ storey building pursuant to the Zoning & Development By-law. 1. Covenant not required with existing house 2. No Strata Titling permitted 3. No A/C Unit proposed 4. Schedule B: (Md. Shahidul Alam) P.Eng (604.653.7475) Structural 5. Schedule B: (Md. Shahidul Alam) P.Eng (604.653.7475) Geotechnical 6. HPO: Residential Builder- Theorem Developments Ltd | Gold Key Fire Protection Ltd
NULL | NULL | 3233 WILLIAM STREET #3, Vancouver, BC V5K 2Z2 | Electrical Permit | Residential | New | Draft | Installation / Repair - Residential - new laneway | STAT ELECTRICS LIMITED
EP-2022-04647 | 2022-06-06 | 3233 WILLIAM STREET #3, Vancouver, BC V5K 2Z2 | Electrical Permit | Residential | New | Completed | Installation / Repair - Residential - new laneway >BP: To construct a 2 storey laneway house building ($150,185) with 1 open parking pad, providing a total of 1 parking spaces, having vehicular access from the 20' Lane. Note: This is a 1 ½ storey building pursuant to the Zoning & Development By-law. 1. Covenant not required with existing house 2. No Strata Titling permitted 3. No A/C Unit proposed 4. Schedule B: (Md. Shahidul Alam) P.Eng (604.653.7475) Structural 5. Schedule B: (Md. Shahidul Alam) P.Eng (604.653.7475) Geotechnical 6. HPO: Residential Builder- Theorem Developments Ltd NOTE: To achieve the required FSR. A floor space exclusion of 3% has been applied to this application as per section 11.24.18 of the district schedule, to accommodate improved building performance. Address Information: Principle Dwelling: #1-3233 William St Laneway home: #3-3233 William St Address and suite numbers assigned as per approved plans for Fire and Emergency response. The address number is to be posted to the building to be visible from the street and the suite numbers are to be posted at the suite entries in accordance with the Building By-law prior to final inspection. NOTE: Information regarding the principal building on the survey and site plan is for reference only. Any discrepancy between information regarding the principal building on the survey and/or site plan and approved permit drawings for the principal building are neither approved nor authorized under this laneway house permit. *EXISTING HOUSE* Note: Bldg 1 (principal bldg) addressed #1-3233 William St retained on site. **THIS PERMIT HAS BEEN ISSUED UNDER THE REQUIREMENTS OF VBBL #12511 (2019) ** | STAT ELECTRICS LIMITED
EP-2022-03680 | 2022-05-06 | 3233 WILLIAM STREET #3, Vancouver, BC V5K 2Z2 | Electrical Permit | Residential | New | Completed | Installation / Repair - Residential - Pre wire and completion of alarm,Telus,tv,internet >BP: To construct a 2 storey laneway house building ($150,185) with 1 open parking pad, providing a total of 1 parking spaces, having vehicular access from the 20' Lane. Note: This is a 1 ½ storey building pursuant to the Zoning & Development By-law. 1. Covenant not required with existing house 2. No Strata Titling permitted 3. No A/C Unit proposed 4. Schedule B: (Md. Shahidul Alam) P.Eng (604.653.7475) Structural 5. Schedule B: (Md. Shahidul Alam) P.Eng (604.653.7475) Geotechnical 6. HPO: Residential Builder- Theorem Developments Ltd NOTE: To achieve the required FSR. A floor space exclusion of 3% has been applied to this application as per section 11.24.18 of the district schedule, to accommodate improved building performance. Address Information: Principle Dwelling: #1-3233 William St Laneway home: #3-3233 William St Address and suite numbers assigned as per approved plans for Fire and Emergency response. The address number is to be posted to the building to be visible from the street and the suite numbers are to be posted at the suite entries in accordance with the Building By-law prior to final inspection. NOTE: Information regarding the principal building on the survey and site plan is for reference only. Any discrepancy between information regarding the principal building on the survey and/or site plan and approved permit drawings for the principal building are neither approved nor authorized under this laneway house permit. *EXISTING HOUSE* Note: Bldg 1 (principal bldg) addressed #1-3233 William St retained on site. **THIS PERMIT HAS BEEN ISSUED UNDER THE REQUIREMENTS OF VBBL #12511 (2019) ** | Pioneer Security and Communications Ltd
EP-2023-10184 | 2023-11-10 | 4750 DUCHESS STREET, Vancouver, BC V5R 3L4 | Electrical Permit | Commercial | NULL | Expired | Annual / Operating - Maintenance/repairs of electrical/lighting equipment | Vancouver Static Industries Ltd
EP-2022-04765 | 2022-06-07 | 129 KEEFER STREET, Vancouver, BC V6A 1X3 | Electrical Permit | Commercial | New | Expired | Temporary Power - Commercial - To provide temporary power. | Enersolv Design & Build Ltd
EP-2024-00043 | 2024-01-03 | 123 KEEFER STREET, Vancouver, BC V6A 1X3 | Electrical Permit | Commercial | New | Issued | Temporary Power - Commercial - To provide temporary power. ***To CONTINUE work started by previous EP-2023-10675 | Azzad Electrical Corp
SP-2023-02306 | NULL | 123 KEEFER STREET, Vancouver, BC V6A 1X3 | Sprinkler Permit | Commercial | New | Applicant Revisions | Commercial - This is a Hotel consisting of one level of underground parking and 11 levels above grade for residential and commercial occupancy. Sprinklered to NFPA 13 2013 >BP: To construct a 10-storey (9 levels Z&D) hotel consisting 1st storey - Retail use (shell only), hotel lobby, garbage room and loading bay, 2nd storey - Office use (shell only), indoor amenity space and one hotel dwelling unit, 3rd to 10th storeys - Hotel dwelling units, and outdoor amenity at roof level, all over one basement level of service rooms, storage rooms, and hotel back of house. Total of 53 hotel dwelling units. Separate building permit is required at shell tenant spaces. This permit has been reviewed under the 2019 Vancouver Building By-law (#12511). Building to be sprinklered to NFPA 13 requirements. The building is within the designated floodplain area. Radio Antenna System to be installed in this building. STAGED CONSTRUCTION Stage 1 - Excavation and Shoring - issued November 14, 2022 Stage 2 - Foundation up to Grade - In review | NULL
PP-2024-00108 | 2024-01-30 | 123 KEEFER STREET, Vancouver, BC V6A 1X3 | Plumbing Permit | Residential | New | Issued | Residential - Foundation Only Permit for below grade plumbing | Enersolv Design & Build
EP-2024-00414 | 2024-01-31 | 123 KEEFER STREET, Vancouver, BC V6A 1X3 | Electrical Permit | Commercial | New | Issued | Interim - Commercial - Scope of work: slab, underground, raceways, grounding, branch circuits. Service connection to BC Hydro is not permitted under this permit. BP: To construct a 10-storey (9 levels Z&D) hotel consisting 1st storey - Retail use (shell only), hotel lobby, garbage room and loading bay, 2nd storey - Office use (shell only), indoor amenity space and one hotel dwelling unit, 3rd to 10th storeys - Hotel dwelling units, and outdoor amenity at roof level, all over one basement level of service rooms, storage rooms, and hotel back of house. Total of 53 hotel dwelling units. All tenant spaces require separate tenant improvement permits. This permit has been reviewed under the 2019 Vancouver Building By-law (#12511). Building to be sprinklered to NFPA 13 requirements. The building is within the designated floodplain area. Radio Antenna System to be installed in this building. STAGED CONSTRUCTION Stage 1 - Excavation and Shoring - issued November 14, 2022 Stage 2 - Foundation up to Grade - issued December 20, 2023 Revision 1 - Change of CP, from Mark Roozbahani to Michael Ferber, effective December 22, 2023. - issued Jan 12, 2024 | Azzad Electrical Corp
EP-2023-10675 | 2023-11-28 | 123 KEEFER STREET, Vancouver, BC V6A 1X3 | Electrical Permit | Commercial | New | Cancelled | Temporary Power - Commercial - To provide temporary power. Renewal of EP-2022-04765 Valid: Jun 7, 2023 to Jun 6, 2024 | Enersolv Design & Build Ltd
EP-2024-00592 | NULL | 123 KEEFER STREET, Vancouver, BC V6A 1X3 | Electrical Permit | Commercial | New | In Review | Installation / Repair - Commercial - Full Rough in and finishing, Slab Work, Underground Work >BP: To construct a 10-storey (9 levels Z&D) hotel consisting 1st storey - Retail use (shell only), hotel lobby, garbage room and loading bay, 2nd storey - Office use (shell only), indoor amenity space and one hotel dwelling unit, 3rd to 10th storeys - Hotel dwelling units, and outdoor amenity at roof level, all over one basement level of service rooms, storage rooms, and hotel back of house. Total of 53 hotel dwelling units. All tenant spaces require separate tenant improvement permits. This permit has been reviewed under the 2019 Vancouver Building By-law (#12511). Building to be sprinklered to NFPA 13 requirements. The building is within the designated floodplain area. Radio Antenna System to be installed in this building. STAGED CONSTRUCTION Stage 1 - Excavation and Shoring - issued November 14, 2022 Stage 2 - Foundation up to Grade - issued December 20, 2023 Revision 1 - Change of CP, from Mark Roozbahani to Michael Ferber, effective December 22, 2023. - issued Jan 12, 2024 | Azzad Electrical Corp
NULL | NULL | 628 CLARK DRIVE, Vancouver, BC | Electrical Permit | Commercial | NULL | Draft | Annual / Operating - regular maintenance | Action Electric Ltd
SP-2022-00617 | 2022-06-17 | 1318 FRANCES STREET, Vancouver, BC | Sprinkler Permit | Commercial | Tenant Improvement | Completed | Commercial - For all sprinkler work to the 2019 VBBL; NFPA 13, 2013 for the change of occupancy from F2 to A2. Minor interior renovations, reconfiguring of interior space to accommodate two new tenants. Address provided by applicant under the BP - 1318 Frances Street Building to be sprinklered to NFPA 13 under (DB-2021-01727/SP-2021-01748). This application does not include any of the following: • Warehouse storage arrangements, or mobile compact storage arrangements. • Information Technology Equipment Rooms (e.g. IT Rooms, LAN Rooms, etc.). • New alternative solutions and/or modifications to existing alternative solutions. Notes: 1. Fire Suppression system engineer of Record Ms. Sandy Chen, P.Eng. of Gisborne Design Service Ltd. T: 604 520 7300, E: schen@gisborne.com 2. One set of approved drawings and permit to be available for viewing at the jobsite. Flexible Sprinkler Pipe - Automatic sprinkler system has been designed for the use of Victaulic AH-2 flexible sprinkler drops with 1/2" outlets, up to 48" with a maximum of eight (8) 90 degree bends with a 2" bend radius for use with standard coverage pendent sprinklers as noted on the sprinkler system shop drawings. | Gisborne Industrial Construction Ltd
EP-2022-04411 | 2022-06-07 | 1318 FRANCES STREET, Vancouver, BC | Electrical Permit | Commercial | Tenant Improvement | Completed | Installation / Repair - Commercial - RE/RE branch circuits & lighting, upgrade Fire Alarm - Fire alarm will be new horns and pull stations, tied into the panel installed in phase 1 of the project. >BP: Scope of work includes: Change of occupancy from F2 to A2. Minor interior renovations, reconfiguring of interior space to accommodate two new tenants. >>>>>Amend: June 15th -Add Class 2 wiring, add $3000 to permit value. | Action Electric Ltd
SP-2022-01778 | 2022-10-27 | 4541 W 3RD AVENUE #3, Vancouver, BC V6R 1N3 | Sprinkler Permit | Residential | New | Issued | Residential - install new fire sprinkler system >BP: To construct a 1 storey laneway house building ($209,550.00) with an attached garage and 1 open parking pad, providing a total of 2 parking spaces, having vehicular access from the 20' Lane. 1. Covenant registered at the Land Title Office under CA9606154 2. No Strata Titling permitted 3. No A/C Unit proposed 4. Schedule B: (Thomas Antonius Van Weskerken) P.Eng (604.484-2859) Structural 5. Schedule B: (Paul A. Davies) P.Eng (604.770.0355) Geotechnical 6. HPO: Residential Builder- RONSE MASSEY DEVELOPMENTS INC NOTE: To achieve the required FSR. A floor space exclusion of 3% has been applied to this application as per section 11.24.18 of the district schedule, to accommodate improved building performance. *NEW HOUSE* Note: See DB-2021-04389 for Bldg 1 on site (principal bldg) addressed #1-4541 W 3 Ave. **THIS PERMIT HAS BEEN ISSUED UNDER THE REQUIREMENTS OF VBBL #12511 (2019) ** | CENTRE LINE FIRE SPRINKLERS LTD
EP-2022-08603 | 2022-10-20 | 4541 W 3RD AVENUE #3, Vancouver, BC V6R 1N3 | Electrical Permit | Residential | New | Issued | Installation / Repair - Residential - --- Cosumer Service Conductor Sizing: Main House: 2x250AL (400A) LHW: 125 O/C selected- #1 AL (100A) --- >Permit Amendment Oct 27, 2023 -"Laneway House will now be fed from Main House. Single Meter 400A Service for Main House and Laneway House" Wiring for Laneway House. To construct a 1 storey laneway house building with an attached garage and 1 open parking pad, providing a total of 2 parking spaces, having vehicular access from the 20' Lane. 1. Covenant registered at the Land Title Office under CA9606154 2. No Strata Titling permitted 3. No A/C Unit proposed 4. Schedule B: (Thomas Antonius Van Weskerken) P.Eng (604.484-2859) Structural 5. Schedule B: (Paul A. Davies) P.Eng (604.770.0355) Geotechnical 6. HPO: Residential Builder- RONSE MASSEY DEVELOPMENTS INC | Castle Electric Inc
PP-2023-02134 | 2023-06-16 | 4541 W 3RD AVENUE #3, Vancouver, BC V6R 1N3 | Plumbing Permit | Residential | New | Issued | Residential - Plumbing rough in and completion of DWV, Water supplies and fixture install for new laneway house >BP: To construct a 1 storey laneway house building ($209,550.00) with an attached garage and 1 open parking pad, providing a total of 2 parking spaces, having vehicular access from the 20' Lane. 1. Covenant registered at the Land Title Office under CA9606154 2. No Strata Titling permitted 3. No A/C Unit proposed 4. Schedule B: (Thomas Antonius Van Weskerken) P.Eng (604.484-2859) Structural 5. Schedule B: (Paul A. Davies) P.Eng (604.770.0355) Geotechnical 6. HPO: Residential Builder- RONSE MASSEY DEVELOPMENTS IN | Schmidt Bros Mechanical Ltd
GP-2023-01831 | 2023-06-15 | 4541 W 3RD AVENUE #3, Vancouver, BC V6R 1N3 | Gas Permit | Residential | New | Issued | Residential - 1 Range & 1 Boiler >BP: To construct a 1 storey laneway house building *If work on this site could lead to the disturbance of soil advise applicant to contact the Provincial Archeology Branch at 250-953-3334 for necessary permits* | Schmidt Bros Mechanical Ltd
SP-2023-00662 | 2023-04-17 | 1552 E 60TH AVENUE, Vancouver, BC | Sprinkler Permit | Residential | New | Completed | Residential - 2FD+2SS - WEST - 1550 E 60TH AV - #1 & #2 EAST - 1552 E 60TH AV - #1 & #2 install 32 new sprinkler heads for new construction The entire building, to be sprinklered to 2 x NFPA 13D >DB: To construct a 2 storey two-family dwelling with 2 secondary suites located in the Basement with a detached accessory building (garage) and 2 open parking spaces at the rear providing a total of 4 parking spaces, having vehicular access from the lane. 1. Covenant registered at the Land Title Office under CB291982 2. A/C proposed – Exterior component located in rear yard, Interior component located in basement 3. Bar sink not proposed. | Preet Plumbing Heating And Sprinkle Ltd
SP-2022-01573 | 2022-09-27 | 2460 TRINITY STREET #3, Vancouver, BC | Sprinkler Permit | Residential | New | Completed | Residential - LWH - #3 - fire sprinkler installation >DB: To construct a 1 storey laneway house building with an open parking pad, providing 1 parking space, having vehicular access from the lane. Note: This is a 1 storey building pursuant to the Zoning & Development By-law 1. Covenant registered at the Land Title Office under CA9639137 2. No Strata Titling permitted 3. No A/C unit proposed 6. The entire building, INCLUDING THE ATTACHED GARAGE (if applicable), to be sprinklered to NFPA 13D. | Ecofire Sprinklers Ltd
NULL | NULL | 2460 TRINITY STREET #3, Vancouver, BC | Gas Permit | Residential | New | Draft | Residential - new plumbing in coach house | Performance Mechanical Inc
PP-2022-02215 | 2022-06-22 | 2460 TRINITY STREET #3, Vancouver, BC | Plumbing Permit | Residential | New | Completed | Residential - new plumbing in new LWH >BP: To construct a 1 storey laneway house building ($166,435.00) with an open parking pad, providing 1 parking space, having vehicular access from the lane. Note: This is a 1 storey building pursuant to the Zoning & Development By-law 1. Covenant registered at the Land Title Office under CA9639137 2. No Strata Titling permitted 3. No A/C unit proposed 4. Schedule B: Jian Zhong Jin, P.Eng. (604.362.7021) Geotechnical Chungmo Chung, P.Eng. (604-469-3723) Structural 5. HPO: Residential Builder - Corbel Investments Ltd. 6. The entire building, INCLUDING THE ATTACHED GARAGE (if applicable), to be sprinklered to NFPA 13D. ******THIS PERMIT HAS BEEN ISSUED UNDER THE REQUIREMENTS OF VBBL #12511 (2019)****** | Performance Mechanical Inc
EP-2022-09563 | 2022-11-10 | 2460 TRINITY STREET #3, Vancouver, BC | Electrical Permit | Residential | New | Completed | Installation / Repair - Residential - security, tel,tv,data roughin & completion >>BP: To construct a 1 storey laneway house building ($166,435.00) with an open parking pad, providing 1 parking space, having vehicular access from the lane. Note: This is a 1 storey building pursuant to the Zoning & Development By-law 1. Covenant registered at the Land Title Office under CA9639137 2. No Strata Titling permitted 3. No A/C unit proposed 4. Schedule B: Jian Zhong Jin, P.Eng. (604.362.7021) Geotechnical Chungmo Chung, P.Eng. (604-469-3723) Structural 5. HPO: Residential Builder - Corbel Investments Ltd. 6. The entire building, INCLUDING THE ATTACHED GARAGE (if applicable), to be sprinklered to NFPA 13D. ******THIS PERMIT HAS BEEN ISSUED UNDER THE REQUIREMENTS OF VBBL #12511 (2019)****** | Repel Security Systems Ltd
MP-2023-00042 | 2023-01-20 | 2460 TRINITY STREET #3, Vancouver, BC | Mechanical Permit | NULL | NULL | Completed | NULL | Nickel Heating & Ventilation
MP-2023-01873 | 2023-10-19 | 2460 TRINITY STREET #3, Vancouver, BC | Mechanical Permit | NULL | NULL | Completed | NULL | Nickel Heating & Ventilation
EP-2022-04209 | 2022-05-20 | 2460 TRINITY STREET #3, Vancouver, BC | Electrical Permit | Residential | New | Completed | Installation / Repair - Residential - Complete electrical wiring of laneway house. Service will be 300 Amp overhead with duplex meter base. 200 Amp going to the main house & 100 Amp going to the laneway house >Permit Amendment Oct 10, 2023 -Laneway house electrical permit to state “rough wire of AC units ONLY” MP-2023-00042: Issued (Cooling)r/w only >Amend: Feb 8, 2023 Service size has changed from 300A to 200A. 125A is going to the main house and 100A to the laneway house >Amend: Feb 10, 2023 Submitting revised load calculation to match load calculation submitted for main house electrical permit >BP: To construct a 1 storey laneway house building ($166,435.00) with an open parking pad, providing 1 parking space, having vehicular access from the lane. Note: This is a 1 storey building pursuant to the Zoning & Development By-law 1. Covenant registered at the Land Title Office under CA9639137 2. No Strata Titling permitted 3. No A/C unit proposed 4. Schedule B: Jian Zhong Jin, P.Eng. (604.362.7021) Geotechnical Chungmo Chung, P.Eng. (604-469-3723) Structural 5. HPO: Residential Builder - Corbel Investments Ltd. 6. The entire building, INCLUDING THE ATTACHED GARAGE (if applicable), to be sprinklered to NFPA 13D. Addressing Note: Building 2 #3-2460 Trinity St - Laneway House Address number assigned as per approved plans for Fire and Emergency response. The address number is to be posted and to the building and to be visible from the street in accordance with the Building By-law prior to final inspection. ******THIS PERMIT HAS BEEN ISSUED UNDER THE REQUIREMENTS OF VBBL #12511 (2019)****** | ENERGY ELECTRIC LTD
PP-2022-01626 | 2022-05-11 | 2460 TRINITY STREET #3, Vancouver, BC | Plumbing Permit | Residential | New | Completed | Residential - sump >BP: To construct a 1 storey laneway house building ($166,435.00) with an open parking pad, providing 1 parking space, having vehicular access from the lane. Note: This is a 1 storey building pursuant to the Zoning & Development By-law 1. Covenant registered at the Land Title Office under CA9639137 2. No Strata Titling permitted 3. No A/C unit proposed 4. Schedule B: Jian Zhong Jin, P.Eng. (604.362.7021) Geotechnical Chungmo Chung, P.Eng. (604-469-3723) Structural 5. HPO: Residential Builder - Corbel Investments Ltd. 6. The entire building, INCLUDING THE ATTACHED GARAGE (if applicable), to be sprinklered to NFPA 13D. Addressing Note: Building 2 #3-2460 Trinity St - Laneway House Address number assigned as per approved plans for Fire and Emergency response. The address number is to be posted and to the building and to be visible from the street in accordance with the Building By-law prior to final inspection. ******THIS PERMIT HAS BEEN ISSUED UNDER THE REQUIREMENTS OF VBBL #12511 (2019)****** | BigCity Excavation Ltd
PP-2022-01625 | 2022-05-11 | 2452 TRINITY STREET #3, Vancouver, BC | Plumbing Permit | Residential | New | Completed | Residential - sump >BP: To construct a 1 storey laneway house building ($164,200.00) with an open parking pad, providing 1 parking space, having vehicular access from the lane. Note: This is a 1 storey building pursuant to the Zoning & Development By-law 1. Covenant registered at the Land Title Office under CA9639137 2. No Strata Titling permitted 3. No A/C unit proposed 4. Schedule B: Schedule B: Jian Zhong Jin, P.Eng. (604.362.7021) Geotechnical Chungmo Chung, P.Eng. (604-469-3723) Structural 5. HPO: Residential Builder - Corbel Investments Ltd. 6. The entire building, INCLUDING THE ATTACHED GARAGE (if applicable), to be sprinklered to NFPA 13D. Addressing Note: Building 2 #3-2452 Trinity St - Laneway House Address and suite number assigned as per approved plans for Fire and Emergency response. The address number is to be posted to the building to be visible from the street and the suite number is to be posted at the suite entry in accordance with the Building By-law prior to final inspection. ******THIS PERMIT HAS BEEN ISSUED UNDER THE REQUIREMENTS OF VBBL #12511 (2019)****** | BigCity Excavation Ltd
EP-2022-04210 | 2022-05-20 | 2452 TRINITY STREET #3, Vancouver, BC | Electrical Permit | Residential | New | Completed | Installation / Repair - Residential - Complete electrical wiring of laneway house. Service will be 300 Amp overhead with duplex meter base. 200 Amp going to the main house & 100 Amp going to the laneway house. >Permit Amendment Oct 10, 2023 -Laneway house electrical permit to state “rough wire of AC units ONLY” *MP-2023-00043: Issued (Cooling)r/w only >BP: To construct a 1 storey laneway house building ($164,200.00) with an open parking pad, providing 1 parking space, having vehicular access from the lane. Note: This is a 1 storey building pursuant to the Zoning & Development By-law 1. Covenant registered at the Land Title Office under CA9639137 2. No Strata Titling permitted 3. No A/C unit proposed 4. Schedule B: Schedule B: Jian Zhong Jin, P.Eng. (604.362.7021) Geotechnical Chungmo Chung, P.Eng. (604-469-3723) Structural 5. HPO: Residential Builder - Corbel Investments Ltd. 6. The entire building, INCLUDING THE ATTACHED GARAGE (if applicable), to be sprinklered to NFPA 13D. Addressing Note: Building 2 #3-2452 Trinity St - Laneway House Address and suite number assigned as per approved plans for Fire and Emergency response. The address number is to be posted to the building to be visible from the street and the suite number is to be posted at the suite entry in accordance with the Building By-law prior to final inspection. ******THIS PERMIT HAS BEEN ISSUED UNDER THE REQUIREMENTS OF VBBL #12511 (2019)****** Amend: Feb 8, 2023 Service size has changed from 300A to 200A. 125A is going to the main house and 100A to the laneway house Amend: Feb 10, 2023 Submitting revised load calculation to match main house | ENERGY ELECTRIC LTD
MP-2023-01874 | 2023-10-19 | 2452 TRINITY STREET #3, Vancouver, BC | Mechanical Permit | NULL | NULL | Completed | NULL | Nickel Heating & Ventilation
MP-2023-00043 | 2023-01-20 | 2452 TRINITY STREET #3, Vancouver, BC | Mechanical Permit | NULL | NULL | Completed | NULL | Nickel Heating & Ventilation
NULL | NULL | 2452 TRINITY STREET #3, Vancouver, BC | Mechanical Permit | NULL | NULL | Withdrawn | NULL | NULL
EP-2022-09562 | 2022-11-10 | 2452 TRINITY STREET #3, Vancouver, BC | Electrical Permit | Residential | New | Completed | Installation / Repair - Residential - security,tel,tv, data rough in & completion >>BP: To construct a 1 storey laneway house building ($164,200.00) with an open parking pad, providing 1 parking space, having vehicular access from the lane. Note: This is a 1 storey building pursuant to the Zoning & Development By-law 1. Covenant registered at the Land Title Office under CA9639137 2. No Strata Titling permitted 3. No A/C unit proposed 4. Schedule B: Schedule B: Jian Zhong Jin, P.Eng. (604.362.7021) Geotechnical Chungmo Chung, P.Eng. (604-469-3723) Structural 5. HPO: Residential Builder - Corbel Investments Ltd. 6. The entire building, INCLUDING THE ATTACHED GARAGE (if applicable), to be sprinklered to NFPA 13D. ******THIS PERMIT HAS BEEN ISSUED UNDER THE REQUIREMENTS OF VBBL #12511 (2019)****** | Repel Security Systems Ltd
PP-2022-02214 | 2022-06-22 | 2452 TRINITY STREET #3, Vancouver, BC | Plumbing Permit | Residential | New | Completed | Residential - New plumbing in new Laneway house >BP: To construct a 1 storey laneway house building ($164,200.00) with an open parking pad, providing 1 parking space, having vehicular access from the lane. Note: This is a 1 storey building pursuant to the Zoning & Development By-law 1. Covenant registered at the Land Title Office under CA9639137 2. No Strata Titling permitted 3. No A/C unit proposed 4. Schedule B: Schedule B: Jian Zhong Jin, P.Eng. (604.362.7021) Geotechnical Chungmo Chung, P.Eng. (604-469-3723) Structural 5. HPO: Residential Builder - Corbel Investments Ltd. 6. The entire building, INCLUDING THE ATTACHED GARAGE (if applicable), to be sprinklered to NFPA 13D. | Performance Mechanical Inc
SP-2022-01571 | 2022-09-27 | 2452 TRINITY STREET #3, Vancouver, BC | Sprinkler Permit | Residential | New | Completed | Residential - LWH #3 - fire sprinklers installation >DB: To construct a 1 storey laneway house building with an open parking pad, providing 1 parking space, having vehicular access from the lane. Note: This is a 1 storey building pursuant to the Zoning & Development By-law 1. Covenant registered at the Land Title Office under CA9639137 2. No Strata Titling permitted 3. No A/C unit proposed 6. The entire building, INCLUDING THE ATTACHED GARAGE (if applicable), to be sprinklered to NFPA 13D. | Ecofire Sprinklers Ltd
GP-2022-02774 | 2022-09-20 | 3235 BALACLAVA STREET, Vancouver, BC | Gas Permit | Residential | New | Completed | Residential - Boiler installation with venting and range piping only >BP: To construct a 2 storey laneway house building ($224,857.5) with an attached garage and 1 open parking pad, providing a total of 2 parking spaces, having vehicular access from the 20' Lane. | MSN Gas & Heating Ltd
EP-2022-07587 | 2022-09-28 | 3235 BALACLAVA STREET, Vancouver, BC | Electrical Permit | Residential | New | Completed | Installation / Repair - Residential - Low Voltage- Security System, telephone, cable and outlet *ROUGH WIRE ONLY - NOT COMPLETE ALARM SYSTEM * >BP: To construct a 2 storey laneway house building ($224,857.5) with an attached garage and 1 open parking pad, providing a total of 2 parking spaces, having vehicular access from the 20' Lane. Note: This is a 1 ½ storey building pursuant to the Zoning & Development By-law. 1. Covenant not required with existing house 2. No Strata Titling permitted 3. No A/C Unit proposed 4. Schedule B: (Antony Wang) P.Eng (604.618.6236) Structural 5. Schedule B: (Antony Wang) P.Eng (604.618.6236) Geotechnical 6. HPO: Residential Builder- 0949351 BC Ltd. | Sally De la Cruz Rajah
SP-2022-01498 | 2022-09-15 | 3235 BALACLAVA STREET, Vancouver, BC | Sprinkler Permit | Residential | New | Completed | Residential - Install sprinkler in LWH >BP: To construct a 2 storey laneway house building ($224,857.5) with an attached garage and 1 open parking pad, providing a total of 2 parking spaces, having vehicular access from the 20' Lane. Note: This is a 1 ½ storey building pursuant to the Zoning & Development By-law. 1. Covenant not required with existing house 2. No Strata Titling permitted 3. No A/C Unit proposed 4. Schedule B: (Antony Wang) P.Eng (604.618.6236) Structural 5. Schedule B: (Antony Wang) P.Eng (604.618.6236) Geotechnical 6. HPO: Residential Builder- 0949351 BC Ltd. *EXISTING HOUSE* Note: Bldg 1 (principal bldg) addressed 3108 W 16TH Ave retained on site. **THIS PERMIT HAS BEEN ISSUED UNDER THE REQUIREMENTS OF VBBL #12511 (2019) ** | Gold Key Fire Protection Ltd
EP-2022-07440 | 2022-09-09 | 3235 BALACLAVA STREET, Vancouver, BC | Electrical Permit | Residential | New | Completed | Installation / Repair - Residential - New LWH electrical work >DB: To construct a 2 storey laneway house building with an attached garage and 1 open parking pad, providing a total of 2 parking spaces, having vehicular access from the 20' Lane. Note: This is a 1 ½ storey building pursuant to the Zoning & Development By-law. 1. Covenant not required with existing house 2. No Strata Titling permitted 3. No A/C Unit proposed | Gewang Electric Ltd
MP-2022-00104 | 2022-08-15 | 3235 BALACLAVA STREET, Vancouver, BC | Mechanical Permit | NULL | NULL | Completed | NULL | S J S PLUMBING & MECHANICAL LTD
PP-2022-02769 | 2022-08-10 | 3235 BALACLAVA STREET, Vancouver, BC | Plumbing Permit | Residential | New | Completed | Residential - Plumbing Laneway House >To construct a 2 storey laneway house building ($224,857.5) with an attached garage and 1 open parking pad, providing a total of 2 parking spaces, having vehicular access from the 20' Lane. Note: This is a 1 ½ storey building pursuant to the Zoning & Development By-law. 1. Covenant not required with existing house 2. No Strata Titling permitted 3. No A/C Unit proposed 4. Schedule B: (Antony Wang) P.Eng (604.618.6236) Structural 5. Schedule B: (Antony Wang) P.Eng (604.618.6236) Geotechnical 6. HPO: Residential Builder- 0949351 BC Ltd. NOTE: To achieve the required FSR. A floor space exclusion of 3% has been applied to this application as per section 11.24.18 of the district schedule, to accommodate improved building performance. Address Information: Principle Dwelling: 3108 W 16TH Ave Laneway home: 3235 Balaclava St Address number assigned as per approved plans for Fire and Emergency response. The address number is to be posted and to the building and to be visible from the street in accordance with the Building By-law prior to final inspection. NOTE: Information regarding the principal building on the survey and site plan is for reference only. Any discrepancy between information regarding the principal building on the survey and/or site plan and approved permit drawings for the principal building are neither approved nor authorized under this laneway house permit. *EXISTING HOUSE* Note: Bldg 1 (principal bldg) addressed 3108 W 16TH Ave retained on site. **THIS PERMIT HAS BEEN ISSUED UNDER THE REQUIREMENTS OF VBBL #12511 (2019) ** | S J S PLUMBING & MECHANICAL LTD
NULL | NULL | 3235 BALACLAVA STREET, Vancouver, BC | Plumbing Permit | Residential | New | Draft | Residential - Plumbing. | S J S PLUMBING & MECHANICAL LTD
EP-2022-01821 | 2022-03-08 | 3235 BALACLAVA STREET, Vancouver, BC | Electrical Permit | Residential | New | Expired | Temporary Power - Residential - To provide temporary power. | Gewang Electric Ltd
PP-2022-02782 | 2022-08-11 | 6248 DOMAN STREET #3, Vancouver, BC V5S 3G6 | Plumbing Permit | Residential | New | Completed | Residential - Sump | Bhullar Excavating and Demolition
PP-2022-03010 | 2022-08-30 | 6248 DOMAN STREET #3, Vancouver, BC V5S 3G6 | Plumbing Permit | Residential | New | Completed | Residential - Plumbing for new Laneway house >BP: To construct a 2 storey laneway house building ($198,610) with 1 open parking pad, providing a total of 1 parking spaces, having vehicular access from the 20' Lane. | Rain Coast Plumbing & Heating Ltd
SP-2022-01675 | 2022-10-13 | 6248 DOMAN STREET #3, Vancouver, BC V5S 3G6 | Sprinkler Permit | Residential | New | Completed | Residential - New sprinkler installation for: >BP: To construct a 2 storey laneway house building ($198,610) with 1 open parking pad, providing a total of 1 parking spaces, having vehicular access from the 20' Lane. Note: This is a 1 ½ storey building pursuant to the Zoning & Development By-law. 1. Covenant not required with existing house 2. No Strata Titling permitted 3. No A/C Unit proposed 4. Entire building to be sprinklered 13D 5. Schedule B: (Jason Hui) P.Eng (778.319.3403) Structural 6. Schedule B: (Jason Hui) P.Eng (778.319.3403) Geotechnical 7. HPO: Residential Builder- Kennix Development Group Ltd | Real Tech Fire Protection Ltd
EP-2022-08671 | 2022-10-13 | 6248 DOMAN STREET #3, Vancouver, BC V5S 3G6 | Electrical Permit | Residential | New | Completed | Installation / Repair - Residential - Complete wiring and finishing of new Laneway house. Main service-200 amp Main house 6248 Doman meter-100 amp Laneway house 3-6248 meter-100 amp #3-3490 Kingsway To construct a 2 storey laneway house building with 1 open parking pad, providing a total of 1 parking spaces, having vehicular access from the 20' Lane. Note: This is a 1 ½ storey building pursuant to the Zoning & Development By-law. 1. Covenant not required with existing house 2. No Strata Titling permitted 3. No A/C Unit proposed 4. Entire building to be sprinklered 13D 5. Schedule B: (Jason Hui) P.Eng (778.319.3403) Structural 6. Schedule B: (Jason Hui) P.Eng (778.319.3403) Geotechnical 7. HPO: Residential Builder- Kennix Development Group Ltd Interior alterations and to change the use from Beauty & Wellness to Retail limited food in unit #3 on the 1st floor of this existing mixed use commercial and residential building on the site. | SUNSTONE ELECTRIC LTD
EP-2022-08788 | 2022-10-17 | 6248 DOMAN STREET #3, Vancouver, BC V5S 3G6 | Electrical Permit | Residential | New | Completed | Installation / Repair - Residential - low voltage rough in wiring and completion of security alarm >BP: To construct a 2 storey laneway house building ($198,610) with 1 open parking pad, providing a total of 1 parking spaces, having vehicular access from the 20' Lane. | Supersonic Security System Inc.
MP-2022-00738 | 2022-12-20 | 2584 GRANT STREET, Vancouver, BC | Mechanical Permit | NULL | NULL | Issued | NULL | M & P Plumbing & Heating Ltd
GP-2023-01242 | NULL | 2584 GRANT STREET, Vancouver, BC | Gas Permit | Residential | New | Withdrawn | Residential - gas piping and boiler venting | M & P Plumbing & Heating Ltd
EP-2022-08674 | 2022-10-17 | 2517 E 5TH AVENUE #3, Vancouver, BC V5M 1M8 | Electrical Permit | Residential | New | Completed | Installation / Repair - Residential - Laneway House wiring, 100 AMP Service, Range, Car charger, Dryer, Heat Pump, Hot water tank To construct a 2 storey laneway house building with an attached garage and 1 open parking pad, providing a total of 2 parking spaces, having vehicular access from the lane. Note: This is a 1 ½ storey building pursuant to the Zoning & Development By-law 1. Covenant registered at the Land Title Office under CA9284067 2. No Strata Titling permitted 3. No A/C unit proposed 4. Schedule B: JASON HUI P.Eng (778-319-3403) Structural & Geotechnical 5. HPO: Residential Builder - 0818082 B.C. LTD. 6. The entire building, INCLUDING THE ATTACHED GARAGE (if applicable), to be sprinklered to NFPA 13D. | A-Class Electrical Ltd
EP-2022-09214 | 2022-11-01 | 2517 E 5TH AVENUE #3, Vancouver, BC V5M 1M8 | Electrical Permit | Residential | New | Completed | Installation / Repair - Residential - Data, phone, tv wiring and finishing. Complete security alarm. >>BP: To construct a 2 storey laneway house building ($160,265) with an attached garage and 1 open parking pad, providing a total of 2 parking spaces, having vehicular access from the lane. Note: This is a 1 ½ storey building pursuant to the Zoning & Development By-law 1. Covenant registered at the Land Title Office under CA9284067 2. No Strata Titling permitted 3. No A/C unit proposed 4. Schedule B: JASON HUI P.Eng (778-319-3403) Structural & Geotechnical 5. HPO: Residential Builder - 0818082 B.C. LTD. 6. The entire building, INCLUDING THE ATTACHED GARAGE (if applicable), to be sprinklered to NFPA 13D. ******THIS PERMIT HAS BEEN ISSUED UNDER THE REQUIREMENTS OF VBBL #12511 (2019)****** | GWIRELESS SMART HOMES LTD
SP-2022-01799 | 2022-10-31 | 2517 E 5TH AVENUE #3, Vancouver, BC V5M 1M8 | Sprinkler Permit | Residential | New | Completed | Residential - Install sprinklers in LWH >To construct a 2 storey laneway house building ($160,265) with an attached garage and 1 open parking pad, providing a total of 2 parking spaces, having vehicular access from the lane. Note: This is a 1 ½ storey building pursuant to the Zoning & Development By-law 1. Covenant registered at the Land Title Office under CA9284067 2. No Strata Titling permitted 3. No A/C unit proposed 4. Schedule B: JASON HUI P.Eng (778-319-3403) Structural & Geotechnical 5. HPO: Residential Builder - 0818082 B.C. LTD. 6. The entire building, INCLUDING THE ATTACHED GARAGE (if applicable), to be sprinklered to NFPA 13D. ******THIS PERMIT HAS BEEN ISSUED UNDER THE REQUIREMENTS OF VBBL #12511 (2019)****** | Gold Key Fire Protection Ltd
PP-2022-02460 | 2022-07-15 | 2517 E 5TH AVENUE #3, Vancouver, BC V5M 1M8 | Plumbing Permit | Residential | New | Completed | Residential - This is a new laneway house with 6 fixtures >To construct a 2 storey laneway house building ($160,265) with an attached garage and 1 open parking pad, providing a total of 2 parking spaces, having vehicular access from the lane. Note: This is a 1 ½ storey building pursuant to the Zoning & Development By-law 1. Covenant registered at the Land Title Office under CA9284067 2. No Strata Titling permitted 3. No A/C unit proposed 4. Schedule B: JASON HUI P.Eng (778-319-3403) Structural & Geotechnical 5. HPO: Residential Builder - 0818082 B.C. LTD. 6. The entire building, INCLUDING THE ATTACHED GARAGE (if applicable), to be sprinklered to NFPA 13D. Addressing Note: Address and suite number assigned as per approved plans for Fire and Emergency response. The address number is to be posted to the building to be visible from the street and the suite number is to be posted at the suite entry in accordance with the Building By-law prior to final inspection. ******THIS PERMIT HAS BEEN ISSUED UNDER THE REQUIREMENTS OF VBBL #12511 (2019)****** | AKAL Plumbing & Heating Ltd
PP-2022-03621 | 2022-10-12 | 2984 E 2ND AVENUE #3, Vancouver, BC V5M 1E5 | Plumbing Permit | Residential | New | Issued | Residential - To install water pipe and dwv for all plumbing fixtures in the building and install all plumbing fixtures. To construct a 2 storey laneway house building with 1 open parking pad, providing a total of 1 parking spaces, having vehicular access from the 20' Lane. Note: This is a 1 ½ storey building pursuant to the Zoning & Development By-law. 1. Covenant not required with existing house 2. No Strata Titling permitted 3. No A/C Unit proposed 4. Entire building to be sprinklered 13D 5. Schedule B: (ZHANCHAO ZHAO) P.Eng (604.526.1305) Structural 6. Schedule B: (ZHANCHAO ZHAO) P.Eng (604.526.1305) Geotechnical 7. HPO: Residential Builder- AR Event Solutions Inc | Bright Star Plumbing & Heating Supply Ltd
SP-2022-01734 | 2022-11-03 | 2984 E 2ND AVENUE #3, Vancouver, BC V5M 1E5 | Sprinkler Permit | Residential | New | Issued | Residential - To install 14 heads fire sprinkler system for the building. >>BP: To construct a 2 storey laneway house building ($163,622.5) with 1 open parking pad, providing a total of 1 parking spaces, having vehicular access from the 20' Lane. Note: This is a 1 ½ storey building pursuant to the Zoning & Development By-law. 1. Covenant not required with existing house 2. No Strata Titling permitted 3. No A/C Unit proposed 4. Entire building to be sprinklered 13D 5. Schedule B: (ZHANCHAO ZHAO) P.Eng (604.526.1305) Structural 6. Schedule B: (ZHANCHAO ZHAO) P.Eng (604.526.1305) Geotechnical 7. HPO: Residential Builder- AR Event Solutions Inc NOTE: To achieve the required FSR. A floor space exclusion of 3% has been applied to this application as per section 11.24.18 of the district schedule, to accommodate improved building performance. *EXISTING HOUSE* Note: Bldg 1 (principal bldg) addressed #1-2984 E 2nd Av retained on site. **THIS PERMIT HAS BEEN ISSUED UNDER THE REQUIREMENTS OF VBBL #12511 (2019) ** | Bright Star Plumbing & Heating Supply Ltd
EP-2023-00258 | 2023-01-16 | 2984 E 2ND AVENUE #3, Vancouver, BC V5M 1E5 | Electrical Permit | Residential | New | Issued | Installation / Repair - Residential - Installing fixture, receptacle , and power distribution for the new lane-way house. Total incoming service : 200amp - Main house : 125Amp -Lane way house :125 Amp >BP: To construct a 2 storey laneway house building ($163,622.5) with 1 open parking pad, providing a total of 1 parking spaces, having vehicular access from the 20' Lane. Note: This is a 1 ½ storey building pursuant to the Zoning & Development By-law. 1. Covenant not required with existing house 2. No Strata Titling permitted 3. No A/C Unit proposed 4. Entire building to be sprinklered 13D 5. Schedule B: (ZHANCHAO ZHAO) P.Eng (604.526.1305) Structural 6. Schedule B: (ZHANCHAO ZHAO) P.Eng (604.526.1305) Geotechnical 7. HPO: Residential Builder- AR Event Solutions Inc | Allone Electric Ltd
EP-2023-02584 | 2023-03-27 | 2984 E 2ND AVENUE #3, Vancouver, BC V5M 1E5 | Electrical Permit | Residential | New | Issued | Installation / Repair - Residential - Rough in and completion for TV and Network >BP: To construct a 2 storey laneway house building ($163,622.5) with 1 open parking pad, providing a total of 1 parking spaces, having vehicular access from the 20' Lane. Note: This is a 1 ½ storey building pursuant to the Zoning & Development By-law. 1. Covenant not required with existing house 2. No Strata Titling permitted 3. No A/C Unit proposed 4. Entire building to be sprinklered 13D 5. Schedule B: (ZHANCHAO ZHAO) P.Eng (604.526.1305) Structural 6. Schedule B: (ZHANCHAO ZHAO) P.Eng (604.526.1305) Geotechnical 7. HPO: Residential Builder- AR Event Solutions Inc | Columbia Security Systems & Surveillance Inc
PP-2023-02303 | 2023-06-28 | 2984 E 2ND AVENUE #3, Vancouver, BC V5M 1E5 | Plumbing Permit | Residential | New | Issued | Residential - Install One outside storm sump | PTL Contracting Ltd
SP-2023-00922 | 2023-05-25 | 3448 ANZIO DRIVE #3, Vancouver, BC V5M 4E3 | Sprinkler Permit | Residential | New | Issued | Residential - New fire sprinkler installation >BP: To construct a 2 storey laneway house building with 1 open parking pad, providing a total of 1 parking spaces, having vehicular access from the 20' Lane. Note: This is a 1 ½ storey building pursuant to the Zoning & Development By-law. 1. Covenant not required with existing house 2. No Strata Titling permitted 3. No A/C Unit proposed 4. Entire building to be sprinklered 13D 5. Schedule B: (WEI ZHENG SU) P.Eng (778.707.7360) Structural 6. Schedule B: (WEI ZHENG SU) P.Eng (778.707.7360) Geotechnical 7. HPO: Residential Builder- Comfort Development Ltd | Spectrum Fire Protection Ltd
EP-2023-03785 | 2023-05-23 | 3448 ANZIO DRIVE #3, Vancouver, BC V5M 4E3 | Electrical Permit | Residential | New | Issued | Installation / Repair - Residential - -Electrical work for new laneway house Main service 200 A 120/240 1 phase, sub-service 120/240 125 A 1 phase. -No A/C >BP: To construct a 2 storey laneway house building ($180,585) with 1 open parking pad, providing a total of 1 parking spaces, having vehicular access from the 20' Lane. Note: This is a 1 ½ storey building pursuant to the Zoning & Development By-law. 1. Covenant not required with existing house 2. No Strata Titling permitted 3. No A/C Unit proposed 4. Entire building to be sprinklered 13D 5. Schedule B: (WEI ZHENG SU) P.Eng (778.707.7360) Structural 6. Schedule B: (WEI ZHENG SU) P.Eng (778.707.7360) Geotechnical 7. HPO: Residential Builder- Comfort Development Ltd NOTE: To achieve the required FSR. A floor space exclusion of 3% has been applied to this application as per section 11.24.18 of the district schedule, to accommodate improved building performance. NOTE: Information regarding the principal building on the survey and site plan is for reference only. Any discrepancy between information regarding the principal building on the survey and/or site plan and approved permit drawings for the principal building are neither approved nor authorized under this laneway house permit. *EXISTING HOUSE* Note: Bldg 1 (principal bldg) addressed #1-3448 Anzio Dr retained on site. **THIS PERMIT HAS BEEN ISSUED UNDER THE REQUIREMENTS OF VBBL #12511 (2019) ** | SNG Electric Ltd
PP-2023-00058 | 2023-01-06 | 3448 ANZIO DRIVE #3, Vancouver, BC V5M 4E3 | Plumbing Permit | Residential | New | Issued | Residential - One Sump No Pump | Canadian Excavating Ltd
PP-2023-01385 | 2023-04-20 | 2933 E 43RD AVENUE #3, Vancouver, BC V5R 2Z4 | Plumbing Permit | Residential | New | Issued | Residential - LWH - #3 - To install piping and fixtures for a new laneway house. The entire building, INCLUDING THE ATTACHED GARAGE (if applicable), to be sprinklered to NFPA 13D. >DB: To construct a 2 storey laneway house building with an open parking pad, providing 1 parking space, having vehicular access from the lane. Note: This is a 1 ½ storey building pursuant to the Zoning & Development By-law. 1. Covenant registered at the Land Title Office under CA9742565 2. No Strata Titling permitted 3. No A/C unit proposed | Skyway Plumbing & gas Ltd
GP-2023-01603 | 2023-05-23 | 2933 E 43RD AVENUE #3, Vancouver, BC V5R 2Z4 | Gas Permit | Residential | New | Issued | Residential - 1 Boiler To install piping and one boiler for a new laneway house. >BP: To construct a 2 storey laneway house building ($160,525) with an open parking pad, providing 1 parking space, having vehicular access from the lane. | Skyway Plumbing & gas Ltd
MP-2023-00761 | 2023-05-02 | 2933 E 43RD AVENUE #3, Vancouver, BC V5R 2Z4 | Mechanical Permit | NULL | NULL | Issued | NULL | Skyway Plumbing & gas Ltd
EP-2023-05133 | 2023-06-22 | 2933 E 43RD AVENUE #3, Vancouver, BC V5R 2Z4 | Electrical Permit | Residential | New | Issued | Installation / Repair - Residential - rough in and finishing of laneway house *An approved mechanical permit is required for the installation of air conditioning or heat pump unit at the time of installation before an electrical inspection will be performed (reference: MP-2023-00761) >BP: To construct a 2 storey laneway house building ($160,525) with an open parking pad, providing 1 parking space, having vehicular access from the lane. Note: This is a 1 ½ storey building pursuant to the Zoning & Development By-law. 1. Covenant registered at the Land Title Office under CA9742565 2. No Strata Titling permitted 3. No A/C unit proposed 4. Schedule B: Zhanchao Zhao (604-526-1305) Structural 5. Schedule B: Jason Hui, P.Eng (778-319-3403) Geotechnical 6. BC Housing Residential Builder - Hengwang Construction | STAT ELECTRICS LIMITED
EP-2023-05541 | 2023-06-22 | 2933 E 43RD AVENUE #3, Vancouver, BC V5R 2Z4 | Electrical Permit | Residential | New | Issued | Installation / Repair - Residential - Laneway house security alarm, Door bell, cctv, data. >BP: To construct a 2 storey laneway house building ($160,525) with an open parking pad, providing 1 parking space, having vehicular access from the lane. | Hysun Technology Inc
SP-2023-01118 | 2023-06-26 | 2933 E 43RD AVENUE #3, Vancouver, BC V5R 2Z4 | Sprinkler Permit | Residential | New | Issued | Residential - NEW HOME >BP: To construct a 2 storey laneway house building with an open parking pad, providing 1 parking space, having vehicular access from the lane. Note: This is a 1 ½ storey building pursuant to the Zoning & Development By-law. 1. Covenant registered at the Land Title Office under CA9742565 2. No Strata Titling permitted 3. No A/C unit proposed 4. Schedule B: Zhanchao Zhao (604-526-1305) Structural 5. Schedule B: Jason Hui, P.Eng (778-319-3403) Geotechnical 6. BC Housing Residential Builder - Hengwang Construction | SBMS Construction Ltd
MP-2023-01670 | 2023-09-13 | 472 E 48TH AVENUE #3, Vancouver, BC V5W 2E5 | Mechanical Permit | NULL | NULL | Issued | NULL | Lucky Five Eight Plumbing & Heating Ltd
GP-2023-02297 | 2023-08-02 | 472 E 48TH AVENUE #3, Vancouver, BC V5W 2E5 | Gas Permit | Residential | New | Issued | Residential - new gas works for laneway hous1 Range & 1 Boiler >BP: To construct a 2 storey laneway house building | Lucky Five Eight Plumbing & Heating Ltd
EP-2023-05269 | 2023-06-14 | 472 E 48TH AVENUE #3, Vancouver, BC V5W 2E5 | Electrical Permit | Residential | New | Issued | Installation / Repair - Residential - Install low voltage for security alarm, tv & doorbell, complete security alarm installation. >BP: To construct a 2 storey laneway house building ($197,250.00) with an attached garage and 1 open parking pad, providing a total of 2 parking spaces, having vehicular access from the lane. | Casbal Services Ltd
PP-2023-00790 | 2023-03-08 | 472 E 48TH AVENUE #3, Vancouver, BC V5W 2E5 | Plumbing Permit | Residential | New | Issued | Residential - LWH - #3 - new plumbing works for laneway house >DB: To construct a 2 storey laneway house building with an attached garage and 1 open parking pad, providing a total of 2 parking spaces, having vehicular access from the lane. Note: This is a 1 ½ storey building pursuant to the Zoning & Development By-law 1. Covenant registered at the Land Title Office under CA9408030 2. No Strata Titling permitted 3. No A/C unit proposed 6. The entire building, INCLUDING THE ATTACHED GARAGE (if applicable), to be sprinklered to NFPA 13D. | Lucky Five Eight Plumbing & Heating Ltd
EP-2023-00741 | 2023-01-31 | 472 E 48TH AVENUE #3, Vancouver, BC V5W 2E5 | Electrical Permit | Residential | New | Issued | Installation / Repair - Residential - LWH - #3 - New laneway house. 200A Main service. 2 Meters (Main house + Laneway house). 150A Main breaker for main house. 100A Main breaker for laneway house. >DB: To construct a 2 storey laneway house building ($197,250.00) with an attached garage and 1 open parking pad, providing a total of 2 parking spaces, having vehicular access from the lane. Note: This is a 1 ½ storey building pursuant to the Zoning & Development By-law 1. Covenant registered at the Land Title Office under CA9408030 2. No Strata Titling permitted 3. No A/C unit proposed 6. The entire building, INCLUDING THE ATTACHED GARAGE (if applicable), to be sprinklered to NFPA 13D. | Oscar Electric Ltd
SP-2023-02105 | 2023-11-29 | 472 E 48TH AVENUE #3, Vancouver, BC V5W 2E5 | Sprinkler Permit | Residential | New | Issued | Residential - New fire sprinkler installation >BP: To construct a 2 storey laneway house building with an attached garage and 1 open parking pad, providing a total of 2 parking spaces, having vehicular access from the lane. Note: This is a 1 ½ storey building pursuant to the Zoning & Development By-law 1. Covenant registered at the Land Title Office under CA9408030 2. No Strata Titling permitted 3. No A/C unit proposed 4. Schedule B: SHAOZHE GUO, P.Eng. (778-926-0525) Structural & Geotechnical 5. HPO: Residential Builder - Home Vitality Solutions Ltd 6. The entire building, INCLUDING THE ATTACHED GARAGE (if applicable), to be sprinklered to NFPA 13D. | Spectrum Fire Protection Ltd
PP-2022-03583 | 2022-10-07 | 2648 E 4TH AVENUE, Vancouver, BC V5M 1K4 | Plumbing Permit | Residential | New | Completed | Residential - New Plumbing for: >BP: To construct a two-storey two-family dwelling ($705,025), with a detached accessory building (garage) at the rear providing 2 parking spaces, having vehicular access from the lane. | Bison Plumbing & Heating Ltd
PP-2022-03579 | 2022-10-07 | 3120 W 15TH AVENUE, Vancouver, BC V6K 3A7 | Plumbing Permit | Residential | New | Completed | Residential - 2FD - FRONT - 3118 W 15TH AV BACK - 3120 W 15TH AV New Plumbing and hydronic heating >DB: To construct a two-storey two-family dwelling, with a detached accessory building (garage) at the rear providing 2 parking spaces, having vehicular access from the lane. Note: This is a 2 storey building pursuant to the Zoning and Development By-Law 1. No strata titling permitted 2. A/C units proposed in rear yard. 3. Bar sinks proposed in main floor. | HIGH STAR PLUMBING & HEATING LTD
MP-2023-00109 | 2023-01-27 | 3120 W 15TH AVENUE, Vancouver, BC V6K 3A7 | Mechanical Permit | NULL | NULL | Completed | NULL | HIGH STAR PLUMBING & HEATING LTD
GP-2023-00460 | 2023-02-08 | 136 E 52ND AVENUE #3, Vancouver, BC V5X 1G6 | Gas Permit | Residential | New | Completed | Residential - To install boiler >BP: To construct a 2 storey laneway house building ($155,500) with an attached garage and 1 open parking pad, providing a total of 2 parking spaces, having vehicular access from the 20' Lane. | JOT MECHANICAL LTD
SP-2023-00380 | 2023-03-07 | 136 E 52ND AVENUE #3, Vancouver, BC V5X 1G6 | Sprinkler Permit | Residential | New | Completed | Residential - LWH - #3 - new sprinkler installation >DB: To construct a 2 storey laneway house building with an attached garage and 1 open parking pad, providing a total of 2 parking spaces, having vehicular access from the 20' Lane. Note: The entire building, INCLUDING THE ATTACHED GARAGE (if applicable), to be sprinklered to NFPA 13D Note: This is a 1 ½ storey building pursuant to the Zoning & Development By-law. 6. A/C unit proposed Rear Yard South elevation adjacent to LWH building. | Real Tech Fire Protection Ltd
EP-2023-02384 | 2023-03-30 | 136 E 52ND AVENUE #3, Vancouver, BC V5X 1G6 | Electrical Permit | Residential | New | Completed | Installation / Repair - Residential - 200 amp service connections 125 amp goes to house , 100 amp goes to Lwh , all new installation *2 meter installed , Lwh and main house Heat on gas , No Ac in Lwh >BP: To construct a 2 storey laneway house building ($155,500) with an attached garage and 1 open parking pad, providing a total of 2 parking spaces, having vehicular access from the 20' Lane. Note: The entire building, INCLUDING THE ATTACHED GARAGE (if applicable), to be sprinklered to NFPA 13D Note: This is a 1 ½ storey building pursuant to the Zoning & Development By-law. 1. Covenant registered at the Land Title Office under CA9688415 2. No Strata Titling permitted 3. Schedule B: (S.N. Biswas) P.Eng (604.250.8666) Structural 4. Schedule B: (A.D.A Prahalad) P.Eng (604.831.1431) Geotechnical 5. HPO: Residential Builder- EJ Homes Ltd 6. A/C unit proposed Rear Yard South elevation adjacent to LWH building. | AECOM ELECTRIC LTD
PP-2022-04072 | 2022-11-10 | 136 E 52ND AVENUE #3, Vancouver, BC V5X 1G6 | Plumbing Permit | Residential | New | Completed | Residential - Plumbing for lanway house To construct a 2 storey laneway house building with an attached garage and 1 open parking pad, providing a total of 2 parking spaces, having vehicular access from the 20' Lane. Note: This is a 1 ½ storey building pursuant to the Zoning & Development By-law. 1. Covenant registered at the Land Title Office under CA9688415 2. No Strata Titling permitted 3. Schedule B: (S.N. Biswas) P.Eng (604.250.8666) Structural 4. Schedule B: (A.D.A Prahalad) P.Eng (604.831.1431) Geotechnical 5. HPO: Residential Builder- EJ Homes Ltd | Rain Coast Plumbing & Heating Ltd
MP-2023-00015 | 2023-01-12 | 136 E 52ND AVENUE #3, Vancouver, BC V5X 1G6 | Mechanical Permit | NULL | NULL | Completed | NULL | Rain Coast Plumbing & Heating Ltd
PP-2022-03250 | 2022-09-20 | 136 E 52ND AVENUE #3, Vancouver, BC V5X 1G6 | Plumbing Permit | Residential | New | Completed | Residential - Sump | GNA Contracting Ltd
GP-2022-02862 | NULL | 1648 E 20TH AVENUE, Vancouver, BC V5N 2K8 | Gas Permit | Residential | New | Cancelled | Residential - New gas piping for single family residential | ASPRA PLUMBING & HEATING LTD.
GP-2023-01792 | NULL | 5481 PRINCE EDWARD STREET, Vancouver, BC | Gas Permit | Residential | New | Cancelled | Residential - install 1 gas fireplace, vent up and out the wall, vent and connect only | The LM Fireplace Warehouse Ltd.
EP-2022-08151 | 2022-09-28 | 7315 RUPERT STREET #3, Vancouver, BC V5S 2Z8 | Electrical Permit | Residential | New | Completed | Installation / Repair - Residential - New Electrical work for: Electrical wiring for laneway house, including lights, outlets, smoke detectors, strobe light, and panel. >BP: To construct a 2 storey laneway house building ($222,765.00) with an attached garage and 1 open parking pad, providing a total of 2 parking spaces, having vehicular access from the lane. Note: This is a 1 ½ storey building pursuant to the Zoning & Development By-law 1- Covenant registered at the Land Title Office under CA9593886 2- No strata titling permitted 3- A/C unit proposed in rear yard 4- Schedule B: Yatendra Kumar Sharma P.Eng (778.863.7076) Structural & Geotechnical 5- HPO: Residential Builder - Avtar Holdings Ltd ******THIS PERMIT HAS BEEN ISSUED UNDER THE REQUIREMENTS OF VBBL #12511 (2019)****** | N & M Electric Ltd
GP-2022-02838 | 2022-09-21 | 7315 RUPERT STREET #3, Vancouver, BC V5S 2Z8 | Gas Permit | Residential | New | Completed | Residential - This is new laneway house with 1 appliance >BP: To construct a 2 storey laneway house building ($222,765.00) with an attached garage and 1 open parking pad, providing a total of 2 parking spaces, having vehicular access from the lane. | AKAL Plumbing & Heating Ltd
PP-2022-02508 | 2022-07-18 | 7315 RUPERT STREET #3, Vancouver, BC V5S 2Z8 | Plumbing Permit | Residential | New | Completed | Residential - This is a new laneway house with 9 fixtures | AKAL Plumbing & Heating Ltd
EP-2022-09921 | 2022-11-23 | 7315 RUPERT STREET #3, Vancouver, BC V5S 2Z8 | Electrical Permit | Residential | New | Completed | Installation / Repair - Residential - Security , chime,tel,tv ,data rough in & completion. >BP: To construct a 2 storey laneway house building ($222,765.00) with an attached garage and 1 open parking pad, providing a total of 2 parking spaces, having vehicular access from the lane. Rev#1: The entire building including the attached garage (if applicable) to be sprinklered to NPFA 13D as per VBBL 3.2.5.12.(3)(d). Note: This is a 1 ½ storey building pursuant to the Zoning & Development By-law 1- Covenant registered at the Land Title Office under CA9593886 2- No strata titling permitted 3- A/C unit proposed in rear yard 4- Schedule B: Yatendra Kumar Sharma P.Eng (778.863.7076) Structural & Geotechnical 5- HPO: Residential Builder - Avtar Holdings Ltd ******THIS PERMIT HAS BEEN ISSUED UNDER THE REQUIREMENTS OF VBBL #12511 (2019)****** | Repel Security Systems Ltd
SP-2022-01923 | 2022-11-17 | 7315 RUPERT STREET #3, Vancouver, BC V5S 2Z8 | Sprinkler Permit | Residential | New | Completed | Residential - Install sprinklers in lwh >BP: To construct a 2 storey laneway house building ($222,765.00) with an attached garage and 1 open parking pad, providing a total of 2 parking spaces, having vehicular access from the lane. Rev#1: The entire building including the attached garage (if applicable) to be sprinklered to NPFA 13D as per VBBL 3.2.5.12.(3)(d). Note: This is a 1 ½ storey building pursuant to the Zoning & Development By-law 1- Covenant registered at the Land Title Office under CA9593886 2- No strata titling permitted 3- A/C unit proposed in rear yard 4- Schedule B: Yatendra Kumar Sharma P.Eng (778.863.7076) Structural & Geotechnical 5- HPO: Residential Builder - Avtar Holdings Ltd Address and suite number assigned as per approved plans for Fire and Emergency response. The address number is to be posted to the building to be visible from the street and the suite number is to be posted at the suite entry in accordance with the Building By-law prior to final inspection. ******THIS PERMIT HAS BEEN ISSUED UNDER THE REQUIREMENTS OF VBBL #12511 (2019)****** | Gold Key Fire Protection Ltd
MP-2022-00326 | 2022-10-03 | 7315 RUPERT STREET #3, Vancouver, BC V5S 2Z8 | Mechanical Permit | NULL | NULL | Completed | NULL | AKAL Plumbing & Heating Ltd
SP-2023-02005 | NULL | 1530 W 6TH AVENUE, Vancouver, BC V6J 1R2 | Sprinkler Permit | Commercial | New | Withdrawn | Commercial - Installation of an automatic sprinkler system-TH 1 | Hydroworks Contracting Ltd
SP-2023-02003 | NULL | 1530 W 6TH AVENUE, Vancouver, BC V6J 1R2 | Sprinkler Permit | Commercial | New | Applicant Revisions | Commercial - SITE - Installation of Automatic Sprinkler System - Below Grade >BP: To construct an 11-storey, mixed-use building consisting of 51 residential condominium units and one [1] retail Shell unit at Level 1, all over two levels of underground parking. This building is designed to conform to VBBL Section 3.8 ''Accessibility" with exception of Interior accessible routes (3.8.3.2.) which will comply with CSA B651 4.3 and 5.1. This Permit was reviewed under the VBBL 2019. This is a single stage Permit. | Hydroworks Contracting Ltd
SP-2023-02004 | NULL | 1530 W 6TH AVENUE, Vancouver, BC V6J 1R2 | Sprinkler Permit | Commercial | New | Withdrawn | Commercial - Installation of automatic sprinkler permit- TH 3 | Hydroworks Contracting Ltd
SP-2023-02006 | NULL | 1530 W 6TH AVENUE, Vancouver, BC V6J 1R2 | Sprinkler Permit | Commercial | New | Applicant Revisions | Commercial - TH2 - Installation of an automatic sprinkler system >BP: To construct an 11-storey, mixed-use building consisting of 51 residential condominium units and one [1] retail Shell unit at Level 1, all over two levels of underground parking. | Hydroworks Contracting Ltd
PP-2023-03476 | 2023-12-15 | 1530 W 6TH AVENUE, Vancouver, BC V6J 1R2 | Plumbing Permit | Commercial | New | Issued | Commercial - Underground only >BP: To construct an 11-storey, mixed-use building consisting of 51 residential condominium units and one [1] retail Shell unit at Level 1, all over two levels of underground parking. This building is designed to conform to VBBL Section 3.8 ''Accessibility" with exception of Interior accessible routes (3.8.3.2.) which will comply with CSA B651 4.3 and 5.1. This Permit was reviewed under the VBBL 2019. This is a single stage Permit. | A & D Coastal Plumbing and Heating Inc
EP-2023-08147 | 2023-09-14 | 1530 W 6TH AVENUE, Vancouver, BC V6J 1R2 | Electrical Permit | Commercial | New | Issued | Temporary Power - Commercial - To provide temporary power. | 0962370 BC Ltd
EP-2023-11037 | NULL | 1530 W 6TH AVENUE, Vancouver, BC V6J 1R2 | Electrical Permit | Commercial | New | In Review | Installation / Repair - Commercial - 51 Unit - 11 Storey apartment building on top of 2 levels of parkade and 1 CRU on level 1 BP: To construct an 11-storey, mixed-use building consisting of 51 residential condominium units and one [1] retail Shell unit at Level 1, all over two levels of underground parking. This building is designed to conform to VBBL Section 3.8 ''Accessibility" with exception of Interior accessible routes (3.8.3.2.) which will comply with CSA B651 4.3 and 5.1. This Permit was reviewed under the VBBL 2019. This is a single stage Permit. | 0962370 BC Ltd
NULL | NULL | 1530 W 6TH AVENUE, Vancouver, BC V6J 1R2 | Sprinkler Permit | NULL | NULL | Draft | Commercial - eee | NULL
EP-2024-00125 | 2024-01-05 | 4376 ALEXANDRA STREET #3, Vancouver, BC V6J 4C7 | Electrical Permit | Residential | New | Issued | Installation / Repair - Residential - wiring and install alarm and internet- Security Only To construct a 2 storey laneway house building with an attached 2 car garage and 1 open parking pad, providing a total of 3 parking spaces, having vehicular access from the 20' Lane. Note: This is a 1 ½ storey building pursuant to the Zoning & Development By-law. 1. Covenant registered at the Land Title Office under CA9951694 2. No Strata Titling permitted 3. No A/C Unit proposed 4. Entire building to be sprinklered 13R 5. Schedule A: (Stefan Jan Wiedemann) P.Eng (604.313.4241) 6. Schedule B: (Stefan Jan Wiedemann) P.Eng (604.313.4241) Architectural 7. Schedule B: (Jeff Allester) P.Eng (604.228.0518) Structural 8. Schedule B: (Matt Kokan) P.Eng (604.439.0922) Geotechnical 9. HPO: Residential Builder- MFL Development Ltd. | Homelive Technology Ltd
PP-2023-03418 | 2023-09-26 | 4376 ALEXANDRA STREET #3, Vancouver, BC V6J 4C7 | Plumbing Permit | Residential | New | Issued | Residential - Plumbing rough in and finishing >BP: To construct a 2 storey laneway house building with an attached 2 car garage and 1 open parking pad, providing a total of 3 parking spaces, having vehicular access from the 20' Lane. Note: This is a 1 ½ storey building pursuant to the Zoning & Development By-law. 1. Covenant registered at the Land Title Office under CA9951694 2. No Strata Titling permitted 3. No A/C Unit proposed 4. Entire building to be sprinklered 13R 5. Schedule A: (Stefan Jan Wiedemann) P.Eng (604.313.4241) 6. Schedule B: (Stefan Jan Wiedemann) P.Eng (604.313.4241) Architectural 7. Schedule B: (Jeff Allester) P.Eng (604.228.0518) Structural 8. Schedule B: (Matt Kokan) P.Eng (604.439.0922) Geotechnical 9. HPO: Residential Builder- MFL Development Ltd. | Fly On Side Construction Ltd
EP-2022-09019 | NULL | 4376 ALEXANDRA STREET #3, Vancouver, BC V6J 4C7 | Electrical Permit | Residential | New | Withdrawn | Installation / Repair - Residential - New laneway house electrical installation | MW. Can. Enterprise Ltd
EP-2022-02230 | 2022-10-24 | 4376 ALEXANDRA STREET #3, Vancouver, BC V6J 4C7 | Electrical Permit | Residential | New | Issued | Installation / Repair - Residential - New Laneway House wiring Total: 52329 Main service :33500w Laneway house: 35737w >BP: To construct a 2 storey laneway house building ($225,00) with an attached 2 car garage and 1 open parking pad, providing a total of 3 parking spaces, having vehicular access from the 20' Lane. Note: This is a 1 ½ storey building pursuant to the Zoning & Development By-law. 1. Covenant registered at the Land Title Office under CA9951694 2. No Strata Titling permitted 3. No A/C Unit proposed 4. Entire building to be sprinklered 13R 5. Schedule A: (Stefan Jan Wiedemann) P.Eng (604.313.4241) 6. Schedule B: (Stefan Jan Wiedemann) P.Eng (604.313.4241) Architectural 7. Schedule B: (Jeff Allester) P.Eng (604.228.0518) Structural 8. Schedule B: (Matt Kokan) P.Eng (604.439.0922) Geotechnical 9. HPO: Residential Builder- MFL Development Ltd. | MW. Can. Enterprise Ltd
PP-2022-01277 | 2022-04-13 | 5965 ARLINGTON STREET #3, Vancouver, BC V5R 4N2 | Plumbing Permit | Residential | New | Completed | Residential - LWH - #3 - This is a new laneway house with 9 fixtures. To construct a 2 storey laneway house building with 1 open parking pad, providing a total of 1 parking spaces, having vehicular access from the 20' Lane. Note: This is a 1 ½ storey building pursuant to the Zoning & Development By-law. 1. Covenant not required with existing house 2. No Strata Titling permitted 3. No A/C Unit proposed >>> Amend: May 27th -Add 1 deck drain | AKAL Plumbing & Heating Ltd
EP-2022-04637 | 2022-06-02 | 5965 ARLINGTON STREET #3, Vancouver, BC V5R 4N2 | Electrical Permit | Residential | New | Completed | Installation / Repair - Residential - New construction laneway New service 200A duplex meter base 200A - Main consumer's service 125A - Laneway house service 150A - Main house service Electrical rough-wire and finishing Underground tek Electrical low voltage rough-wire only Electric space heating EVSE >BP: To construct a 2 storey laneway house building ($225,777.50) with 1 open parking pad, providing a total of 1 parking spaces, having vehicular access from the 20' Lane. Note: This is a 1 ½ storey building pursuant to the Zoning & Development By-law. 1. Covenant not required with existing house 2. No Strata Titling permitted 3. No A/C Unit proposed 4. Schedule B: (Md. Shahidul Alam) P.Eng (604.653.7475) Structural 5. Schedule B: (Md. Shahidul Alam) P.Eng (604.653.7475) Geotechnical 6. HPO: Residential Builder- Metro-City Projects Inc. NOTE: To achieve the required FSR. A floor space exclusion of 3% has been applied to this application as per section 11.24.18 of the district schedule, to accommodate improved building performance. NOTE: Information regarding the principal building on the survey and site plan is for reference only. Any discrepancy between information regarding the principal building on the survey and/or site plan and approved permit drawings for the principal building are neither approved nor authorized under this laneway house permit. *EXISTING HOUSE* Note: Bldg 1 (principal bldg) addressed #1-5965 Arlington St retained on site. **THIS PERMIT HAS BEEN ISSUED UNDER THE REQUIREMENTS OF VBBL #12511 (2019) ** Amend: Feb 2, 2023 Laneway is 125 A . Whereas main service is 200 A | AMTEK Electric Ltd
SP-2022-00916 | 2022-06-07 | 5965 ARLINGTON STREET #3, Vancouver, BC V5R 4N2 | Sprinkler Permit | Residential | New | Completed | Residential - Install sprinklers in lwh To construct a 2 storey laneway house building with 1 open parking pad, providing a total of 1 parking spaces, having vehicular access from the 20' Lane. Note: This is a 1 ½ storey building pursuant to the Zoning & Development By-law. 1. Covenant not required with existing house 2. No Strata Titling permitted 3. No A/C Unit proposed 4. Schedule B: (Md. Shahidul Alam) P.Eng (604.653.7475) Structural 5. Schedule B: (Md. Shahidul Alam) P.Eng (604.653.7475) Geotechnical 6. HPO: Residential Builder- Metro-City Projects Inc. | Gold Key Fire Protection Ltd
PP-2022-02400 | 2022-07-12 | 5965 ARLINGTON STREET #3, Vancouver, BC V5R 4N2 | Plumbing Permit | Residential | New | Completed | Residential - no sump --only pipes To construct a 2 storey laneway house building with 1 open parking pad, providing a total of 1 parking spaces, having vehicular access from the 20' Lane. Note: This is a 1 ½ storey building pursuant to the Zoning & Development By-law. 1. Covenant not required with existing house 2. No Strata Titling permitted 3. No A/C Unit proposed | Bhullar Excavating and Demolition
EP-2022-06727 | 2022-08-11 | 1269 W 27TH AVENUE #3, Vancouver, BC V6H 2C1 | Electrical Permit | Residential | New | Completed | Installation / Repair - Residential - LWH - #3 - New laneway house wiring, and new service, main 200 amp, main house 200 amp, laneway house 125 amp To construct a 1 storey laneway house building with an open parking pad, providing 1 parking space, having vehicular access from the lane. Note: This is a storey building pursuant to the Zoning & Development By-law Note: Bldg 1 (principal bldg) addressed #1 - 1269 w 27th Ave retained on site. 1. No A/C unit proposed | O J ELECTRIC LTD
PP-2022-02740 | 2022-08-08 | 1269 W 27TH AVENUE #3, Vancouver, BC V6H 2C1 | Plumbing Permit | Residential | New | Completed | Residential - SUMP | Octiscapes Site Services Ltd
GP-2022-02791 | 2022-09-23 | 1269 W 27TH AVENUE #3, Vancouver, BC V6H 2C1 | Gas Permit | Residential | New | Completed | Residential - The Rough in of a gas line to the new lane way house and the gas piping within the house also the installation of gas appliances -The gas range is roughing only >BP: To construct a 1 storey laneway house building ($223,595.00) with an open parking pad, providing 1 parking space, having vehicular access from the lane. | Division Mechanical Ltd
PP-2022-03311 | 2022-09-21 | 1269 W 27TH AVENUE #3, Vancouver, BC V6H 2C1 | Plumbing Permit | Residential | New | Completed | Residential - The rough in of the plumbing in the new lane way house located at the back of the property >BP: To construct a 1 storey laneway house building ($223,595.00) with an open parking pad, providing 1 parking space, having vehicular access from the lane. Note: This is a storey building pursuant to the Zoning & Development By-law Note: Bldg 1 (principal bldg) addressed #1 - 1269 w 27th Ave retained on site. 1. No A/C unit proposed 2. Schedule B: O WEGNER P.Eng (604-579-0110) Structural 3. Schedule B: PKL FONG P.Eng (604-837-3205.) Geotechnical 4. HPO: Residential Builder- Smallworks #31906 5. Entire Building to have NFPA 13-D | Division Mechanical Ltd
MP-2022-00426 | 2022-10-17 | 1269 W 27TH AVENUE #3, Vancouver, BC V6H 2C1 | Mechanical Permit | NULL | NULL | Completed | NULL | Division Mechanical Ltd
SP-2023-00101 | 2023-01-19 | 1269 W 27TH AVENUE #3, Vancouver, BC V6H 2C1 | Sprinkler Permit | Residential | New | Completed | Residential - LWH - #3 - new laneway >DB: To construct a 1 storey laneway house building with an open parking pad, providing 1 parking space, having vehicular access from the lane. 1. No A/C unit proposed 5. Entire Building to have NFPA 13-D | Alco Fire Protection Ltd
EP-2023-00563 | 2023-01-25 | 1269 W 27TH AVENUE #3, Vancouver, BC V6H 2C1 | Electrical Permit | Residential | New | Completed | Installation / Repair - Residential - Alarm, telephone, tv, doorbell >BP: To construct a 1 storey laneway house building with an open parking pad, providing 1 parking space, having vehicular access from the lane. Note: This is a storey building pursuant to the Zoning & Development By-law Note: Bldg 1 (principal bldg) addressed #1 - 1269 w 27th Ave retained on site. 1. No A/C unit proposed 2. Schedule B: O WEGNER P.Eng (604-579-0110) Structural 3. Schedule B: PKL FONG P.Eng (604-837-3205.) Geotechnical 4. HPO: Residential Builder- Smallworks #31906 5. Entire Building to have NFPA 13-D | Best Built-In Centre Ltd
EP-2023-00557 | 2023-01-24 | 6593 BUTLER STREET #3, Vancouver, BC V5S 3K8 | Electrical Permit | Residential | New | Completed | Installation / Repair - Residential - To pre-wire and install security alarm, and TV/DATA/TEL cables. >BP: To construct a 2 storey laneway house building with an open parking pad, providing 1 parking space, having vehicular access from the lane. Note: This is a 1 ½ storey building pursuant to the Zoning & Development By-law Note: Bldg 1 (principal bldg) addressed #1 - 6593 Butler Street retained on site. 1. No A/C unit proposed 2. Schedule B: ANTONY WANG P.Eng (604.618.6236) Structural & Geotechnical 3. HPO: Residential Builder- Unique Style Homes Ltd 38466 4. Entire Building to have NFPA 13-D 5. Non-stratification Covenant registered under CA9629620 | Yao Rong Xu
SP-2022-02124 | 2023-01-03 | 6593 BUTLER STREET #3, Vancouver, BC V5S 3K8 | Sprinkler Permit | Residential | New | Completed | Residential - To Install 17 sprinkler heads >BP: To construct a 2 story laneway house building with an open parking pad, providing 1 parking space, having vehicular access from the lane. Note: This is a 1 ½ storey building pursuant to the Zoning & Development By-law Note: Bldg 1 (principal bldg) addressed #1 - 6593 Butler Street retained on site. 1. No A/C unit proposed 2. Schedule B: ANTONY WANG P.Eng (604.618.6236) Structural & Geotechnical 3. HPO: Residential Builder- Unique Style Homes Ltd 38466 4. Entire Building to have NFPA 13-D 5. Non-stratification Covenant registered under CA9629620 | General Sprinkler Systems Ltd
PP-2022-03703 | 2022-10-17 | 6593 BUTLER STREET #3, Vancouver, BC V5S 3K8 | Plumbing Permit | Residential | New | Completed | Residential - Plumbing for: >BP: To construct a 2 storey laneway house building (225,000) with an open parking pad, providing 1 parking space, having vehicular access from the lane. | WDR CONTRACTING LTD
GP-2022-03178 | 2022-10-17 | 6593 BUTLER STREET #3, Vancouver, BC V5S 3K8 | Gas Permit | Residential | New | Completed | Residential - Install Boiler for: >BP: To construct a 2 storey laneway house building (225,000) with an open parking pad, providing 1 parking space, having vehicular access from the lane. | WDR CONTRACTING LTD
MP-2022-00507 | 2022-11-02 | 6593 BUTLER STREET #3, Vancouver, BC V5S 3K8 | Mechanical Permit | NULL | NULL | Completed | NULL | WDR CONTRACTING LTD
PP-2022-03408 | 2022-09-27 | 6593 BUTLER STREET #3, Vancouver, BC V5S 3K8 | Plumbing Permit | Residential | New | Completed | Residential - sump | Olympia Excavating Ltd
NULL | NULL | 6593 BUTLER STREET #3, Vancouver, BC V5S 3K8 | Electrical Permit | Residential | New | Draft | Installation / Repair - Residential - Wiring new laneway house and installing a new 200A service on laneway house with duplex meter to feed both existing main house and new laneway house. | NULL
EP-2022-06963 | 2022-08-25 | 6593 BUTLER STREET #3, Vancouver, BC V5S 3K8 | Electrical Permit | Residential | New | Completed | Installation / Repair - Residential - Wiring new laneway house and installing a new 200A service on laneway house with duplex meter to feed both existing main house and new laneway house. >BP: To construct a 2 storey laneway house building (225,000) with an open parking pad, providing 1 parking space, having vehicular access from the lane. Note: This is a 1 ½ storey building pursuant to the Zoning & Development By-law Note: Bldg 1 (principal bldg) addressed #1 - 6593 Butler Street retained on site. 1. No A/C unit proposed 2. Schedule B: ANTONY WANG P.Eng (604.618.6236) Structural & Geotechnical 3. HPO: Residential Builder- Unique Style Homes Ltd 38466 4. Entire Building to have NFPA 13-D 5. Non-stratification Covenant registered under CA9629620 | Bright Ocean Electric Ltd
PP-2022-02470 | 2022-07-26 | 745 W 49TH AVENUE, Vancouver, BC | Plumbing Permit | Commercial | New | Completed | Commercial - plumbing building 8 **Separate permit required for Civil Site Work ** >Related to Site BP-2021-05710 To construct a 3-storey multiple dwelling building (Building 8) containing 8 dwelling units with basement having access to one level of underground parking. Refer to Site BP-2021-05710 for site work and underground parking, fees, and all documents. This is a CP Process Permit and the applicant is David Steer, P. Eng., CP. Building to be sprinklered NFPA 13. ZEBP Building as per 10.2.1.5. *REVIEWED UNDER VBBL 2019, WITH UPDATED ENERGY REQUIREMENTS AS PER BYLAW #12997 EFFECTIVE JAN 01, 2022* STAGED CONSTRUCTION Stage 1: Excavation & Shoring. (Mar 18/22, A. Min) Stage 2: Full Construction (May 03/22, A. Min) | Jensen's Plumbing & Heating Ltd
EP-2023-01619 | 2023-02-24 | 745 W 49TH AVENUE, Vancouver, BC | Electrical Permit | Residential | New | Expired | Temporary Power - Residential - To provide temporary power. | Clarus Electric Corp
EP-2023-01618 | 2023-02-24 | 745 W 49TH AVENUE, Vancouver, BC | Electrical Permit | Residential | New | Expired | Temporary Power - Residential - To provide temporary power. | Clarus Electric Corp
EP-2023-02894 | 2023-04-03 | 745 W 49TH AVENUE, Vancouver, BC | Electrical Permit | Commercial | New | Completed | Installation / Repair - Commercial - Alarm installations >BP: Related to Site BP-2021-05710 To construct a 3-storey multiple dwelling building (Building 8) containing 8 dwelling units with basement having access to one level of underground parking. Refer to Site BP-2021-05710 for site work and underground parking, fees, and all documents. This is a CP Process Permit and the applicant is David Steer, P. Eng., CP. Building to be sprinklered NFPA 13. ZEBP Building as per 10.2.1.5. *REVIEWED UNDER VBBL 2019, WITH UPDATED ENERGY REQUIREMENTS AS PER BYLAW #12997 EFFECTIVE JAN 01, 2022* STAGED CONSTRUCTION Stage 1: Excavation & Shoring. (Mar 18/22, A. Min) Stage 2: Full Construction (May 03/22, A. Min) | Best Built-In Centre Ltd
EP-2022-04802 | 2022-07-05 | 745 W 49TH AVENUE, Vancouver, BC | Electrical Permit | Commercial | New | Completed | Installation / Repair - Commercial - Building 8 7 unit townhouse cluster >BP: Related to Site BP-2021-05710 To construct a 3-storey multiple dwelling building (Building 8) containing 8 dwelling units with basement having access to one level of underground parking. Refer to Site BP-2021-05710 for site work and underground parking, fees, and all documents. This is a CP Process Permit and the applicant is David Steer, P. Eng., CP. Building to be sprinklered NFPA 13. ZEBP Building as per 10.2.1.5. *REVIEWED UNDER VBBL 2019, WITH UPDATED ENERGY REQUIREMENTS AS PER BYLAW #12997 EFFECTIVE JAN 01, 2022* STAGED CONSTRUCTION Stage 1: Excavation & Shoring. (Mar 18/22, A. Min) Stage 2: Full Construction (May 03/22, A. Min) | Vikor I Electric Inc
SP-2022-00561 | 2022-09-22 | 745 W 49TH AVENUE, Vancouver, BC | Sprinkler Permit | Residential | New | Completed | Residential - To install sprinkler system to NFPA 13, Edition 2013, in Building 8 of this three-storey townhouse project. | Sprinkl-Tech Installations Inc
EP-2022-02815 | 2022-04-11 | 745 W 49TH AVENUE, Vancouver, BC | Electrical Permit | Commercial | New | Expired | Temporary Power - Commercial - To provide temporary power. NOTE: Work authorized by this permit is for placement of a temporary power pole only and does not authorize any site construction and/or excavation. A separate Building Permit will be required prior to commencement of any other work on this site. | UCIT Online Security Inc
EP-2022-01811 | 2022-03-04 | 745 W 49TH AVENUE, Vancouver, BC | Electrical Permit | Residential | New | Expired | Temporary Power - Residential - To provide temporary power. | Clarus Electric Corp
EP-2022-01543 | 2022-02-25 | 745 W 49TH AVENUE, Vancouver, BC | Electrical Permit | Residential | New | Expired | Temporary Power - Residential - To provide temporary power. NOTE: Work authorized by this permit is for placement of a temporary power pole only and does not authorize any site construction and/or excavation. A separate Building Permit will be required prior to commencement of any other work on this site. | Clarus Electric Corp
SP-2022-00557 | 2022-09-22 | 755 W 49TH AVENUE, Vancouver, BC | Sprinkler Permit | Residential | New | Completed | Residential - To install sprinkler system to NFPA 13, Edition 2013, in Building 4 of this three-storey townhouse project. | Sprinkl-Tech Installations Inc
EP-2022-04795 | 2022-07-05 | 755 W 49TH AVENUE, Vancouver, BC | Electrical Permit | Commercial | New | Completed | Installation / Repair - Commercial - Building 4 5 unit townhouse cluster >BP: Related to Site BP-2021-05710 To construct a 3-storey multiple dwelling building (Building 4) containing 4 dwelling units with basement having access to one level of underground parking. Refer to Site BP-2021-05710 for site work and underground parking, fees, and all documents. This is a CP Process Permit and the applicant is David Steer, P. Eng., CP. Building to be sprinklered NFPA 13. ZEBP Building as per 10.2.1.5. *REVIEWED UNDER VBBL 2019, WITH UPDATED ENERGY REQUIREMENTS AS PER BYLAW #12997 EFFECTIVE JAN 01, 2022* STAGED CONSTRUCTION Stage 1: Excavation & Shoring. (Mar 18/22, A. Min) Stage 2: Full Construction (May 03/22, A. Min) | Vikor I Electric Inc
EP-2023-04189 | 2023-05-12 | 755 W 49TH AVENUE, Vancouver, BC | Electrical Permit | Commercial | New | Completed | Installation / Repair - Commercial - Alarm installation only. >BP: Related to Site BP-2021-05710 To construct a 3-storey multiple dwelling building (Building 4) containing 4 dwelling units with basement having access to one level of underground parking. Refer to Site BP-2021-05710 for site work and underground parking, fees, and all documents. This is a CP Process Permit and the applicant is David Steer, P. Eng., CP. Building to be sprinklered NFPA 13. ZEBP Building as per 10.2.1.5. *REVIEWED UNDER VBBL 2019, WITH UPDATED ENERGY REQUIREMENTS AS PER BYLAW #12997 EFFECTIVE JAN 01, 2022* STAGED CONSTRUCTION Stage 1: Excavation & Shoring. (Mar 18/22, A. Min) Stage 2: Full Construction (May 03/22, A. Min) | Best Built-In Centre Ltd
PP-2022-02465 | 2022-07-26 | 755 W 49TH AVENUE, Vancouver, BC | Plumbing Permit | Commercial | New | Completed | Commercial - Plumbing Building 4 **Separate permit required for Civil Site Work ** >Related to Site BP-2021-05710 To construct a 3-storey multiple dwelling building (Building 4) containing 4 dwelling units with basement having access to one level of underground parking. Refer to Site BP-2021-05710 for site work and underground parking, fees, and all documents. This is a CP Process Permit and the applicant is David Steer, P. Eng., CP. Building to be sprinklered NFPA 13. ZEBP Building as per 10.2.1.5. *REVIEWED UNDER VBBL 2019, WITH UPDATED ENERGY REQUIREMENTS AS PER BYLAW #12997 EFFECTIVE JAN 01, 2022* STAGED CONSTRUCTION Stage 1: Excavation & Shoring. (Mar 18/22, A. Min) Stage 2: Full Construction (May 03/22, A. Min) | Jensen's Plumbing & Heating Ltd
PP-2022-02464 | 2022-07-26 | 765 W 49TH AVENUE, Vancouver, BC | Plumbing Permit | Commercial | New | Completed | Commercial - Plumbing Building 3 **Separate permit required for Civil Site Work ** >Related to Site BP-2021-05710 To construct a 3-storey multiple dwelling building (Building 3) containing 5 dwelling units with basement having access to one level of underground parking. Refer to Site BP-2021-05710 for site work and underground parking, fees, and all documents. This is a CP Process Permit and the applicant is David Steer, P. Eng., CP. Building to be sprinklered NFPA 13. ZEBP Building as per 10.2.1.5. *REVIEWED UNDER VBBL 2019, WITH UPDATED ENERGY REQUIREMENTS AS PER BYLAW #12997 EFFECTIVE JAN 01, 2022* STAGED CONSTRUCTION Stage 1: Excavation & Shoring. (Mar 18/22, A. Min) Stage 2: Full Construction (May 03/22, A. Min) | Jensen's Plumbing & Heating Ltd
EP-2023-03855 | 2023-05-03 | 765 W 49TH AVENUE, Vancouver, BC | Electrical Permit | Residential | New | Completed | Installation / Repair - Residential - Alarm pre-wiring only. >BP: Related to Site BP-2021-05710 To construct a 3-storey multiple dwelling building (Building 3) containing 5 dwelling units with basement having access to one level of underground parking. Refer to Site BP-2021-05710 for site work and underground parking, fees, and all documents. This is a CP Process Permit and the applicant is David Steer, P. Eng., CP. Building to be sprinklered NFPA 13. ZEBP Building as per 10.2.1.5. *REVIEWED UNDER VBBL 2019, WITH UPDATED ENERGY REQUIREMENTS AS PER BYLAW #12997 EFFECTIVE JAN 01, 2022* STAGED CONSTRUCTION Stage 1: Excavation & Shoring. (Mar 18/22, A. Min) Stage 2: Full Construction (May 03/22, A. Min) | Best Built-In Centre Ltd
EP-2022-04794 | 2022-07-05 | 765 W 49TH AVENUE, Vancouver, BC | Electrical Permit | Commercial | New | Completed | Installation / Repair - Commercial - Building 3 5 unit townhouse cluster Related to Site BP-2021-05710 To construct a 3-storey multiple dwelling building (Building 3) containing 5 dwelling units with basement having access to one level of underground parking. Refer to Site BP-2021-05710 for site work and underground parking, fees, and all documents. This is a CP Process Permit and the applicant is David Steer, P. Eng., CP. Building to be sprinklered NFPA 13. ZEBP Building as per 10.2.1.5. *REVIEWED UNDER VBBL 2019, WITH UPDATED ENERGY REQUIREMENTS AS PER BYLAW #12997 EFFECTIVE JAN 01, 2022* STAGED CONSTRUCTION Stage 1: Excavation & Shoring. (Mar 18/22, A. Min) Stage 2: Full Construction (May 03/22, A. Min) | Vikor I Electric Inc
SP-2022-00556 | 2022-09-22 | 765 W 49TH AVENUE, Vancouver, BC | Sprinkler Permit | Residential | New | Completed | Residential - To install sprinkler system to NFPA 13, Edition 2013, in Building 3 of this 3-storey townhouse project. | Sprinkl-Tech Installations Inc
SP-2022-00560 | 2022-09-22 | 775 W 49TH AVENUE, Vancouver, BC | Sprinkler Permit | Residential | New | Completed | Residential - To install sprinkler system to NFPA 13, Edition 2013, in Building 7 of this three-storey townhouse project. | Sprinkl-Tech Installations Inc
EP-2022-04801 | 2022-07-05 | 775 W 49TH AVENUE, Vancouver, BC | Electrical Permit | Commercial | New | Completed | Installation / Repair - Commercial - Building 7 7 unit townhouse cluster >BP: Related to Site BP-2021-05710 To construct a 3-storey multiple dwelling building (Building 7) containing 7 dwelling units with basement having access to one level of underground parking. Refer to Site BP-2021-05710 for site work and underground parking, fees, and all documents. This is a CP Process Permit and the applicant is David Steer, P. Eng., CP. Building to be sprinklered NFPA 13. ZEBP Building as per 10.2.1.5. *REVIEWED UNDER VBBL 2019, WITH UPDATED ENERGY REQUIREMENTS AS PER BYLAW #12997 EFFECTIVE JAN 01, 2022* STAGED CONSTRUCTION Stage 1: Excavation & Shoring. (Mar 18/22, A. Min) Stage 2: Full Construction (May 03/22, A. Min) | Vikor I Electric Inc
EP-2023-02252 | 2023-03-16 | 775 W 49TH AVENUE, Vancouver, BC | Electrical Permit | Residential | New | Issued | Installation / Repair - Residential - Alarm pre-wiring >BP: Related to Site BP-2021-05710 To construct a 3-storey multiple dwelling building (Building 7) containing 7 dwelling units with basement having access to one level of underground parking. Refer to Site BP-2021-05710 for site work and underground parking, fees, and all documents. This is a CP Process Permit and the applicant is David Steer, P. Eng., CP. Building to be sprinklered NFPA 13. ZEBP Building as per 10.2.1.5. *REVIEWED UNDER VBBL 2019, WITH UPDATED ENERGY REQUIREMENTS AS PER BYLAW #12997 EFFECTIVE JAN 01, 2022* STAGED CONSTRUCTION Stage 1: Excavation & Shoring. (Mar 18/22, A. Min) Stage 2: Full Construction (May 03/22, A. Min) | Best Built-In Centre Ltd
PP-2022-02469 | 2022-07-26 | 775 W 49TH AVENUE, Vancouver, BC | Plumbing Permit | Commercial | New | Completed | Commercial - plumbing building 7 **Separate permit required for Civil Site Work ** >Related to Site BP-2021-05710 To construct a 3-storey multiple dwelling building (Building 7) containing 7 dwelling units with basement having access to one level of underground parking. Refer to Site BP-2021-05710 for site work and underground parking, fees, and all documents. This is a CP Process Permit and the applicant is David Steer, P. Eng., CP. Building to be sprinklered NFPA 13. ZEBP Building as per 10.2.1.5. *REVIEWED UNDER VBBL 2019, WITH UPDATED ENERGY REQUIREMENTS AS PER BYLAW #12997 EFFECTIVE JAN 01, 2022* STAGED CONSTRUCTION Stage 1: Excavation & Shoring. (Mar 18/22, A. Min) Stage 2: Full Construction (May 03/22, A. Min) | Jensen's Plumbing & Heating Ltd
PP-2022-02463 | 2022-07-26 | 795 W 49TH AVENUE, Vancouver, BC | Plumbing Permit | Commercial | New | Completed | Commercial - Plumbing Building 2 **Separate permit required for Civil Site Work ** >Related to Site BP-2021-05710 To construct a 3-storey multiple dwelling building (Building 2) containing 5 dwelling units with basement having access to one level of underground parking. Refer to Site BP-2021-05710 for site work and underground parking, fees, and all documents. This is a CP Process Permit and the applicant is David Steer, P. Eng., CP. Building to be sprinklered NFPA 13. ZEBP Building as per 10.2.1.5. *REVIEWED UNDER VBBL 2019, WITH UPDATED ENERGY REQUIREMENTS AS PER BYLAW #12997 EFFECTIVE JAN 01, 2022* STAGED CONSTRUCTION Stage 1: Excavation & Shoring. (Mar 18/22, A. Min) Stage 2: Full Construction (May 03/22, A. Min) | Jensen's Plumbing & Heating Ltd
EP-2022-10753 | 2022-12-22 | 795 W 49TH AVENUE, Vancouver, BC | Electrical Permit | Commercial | New | Completed | Installation / Repair - Commercial - Alarm installations only >BP: Related to Site BP-2021-05710 To construct a 3-storey multiple dwelling building (Building 2) containing 5 dwelling units with basement having access to one level of underground parking. Refer to Site BP-2021-05710 for site work and underground parking, fees, and all documents. This is a CP Process Permit and the applicant is David Steer, P. Eng., CP. Building to be sprinklered NFPA 13. ZEBP Building as per 10.2.1.5. *REVIEWED UNDER VBBL 2019, WITH UPDATED ENERGY REQUIREMENTS AS PER BYLAW #12997 EFFECTIVE JAN 01, 2022* STAGED CONSTRUCTION Stage 1: Excavation & Shoring. (Mar 18/22, A. Min) Stage 2: Full Construction (May 03/22, A. Min) | Best Built-In Centre Ltd
EP-2022-04790 | 2022-07-05 | 795 W 49TH AVENUE, Vancouver, BC | Electrical Permit | Commercial | New | Completed | Installation / Repair - Commercial - Building 2 5 unit townhouse cluster >BP: Related to Site BP-2021-05710 To construct a 3-storey multiple dwelling building (Building 2) containing 5 dwelling units with basement having access to one level of underground parking. Refer to Site BP-2021-05710 for site work and underground parking, fees, and all documents. This is a CP Process Permit and the applicant is David Steer, P. Eng., CP. Building to be sprinklered NFPA 13. ZEBP Building as per 10.2.1.5. *REVIEWED UNDER VBBL 2019, WITH UPDATED ENERGY REQUIREMENTS AS PER BYLAW #12997 EFFECTIVE JAN 01, 2022* STAGED CONSTRUCTION Stage 1: Excavation & Shoring. (Mar 18/22, A. Min) Stage 2: Full Construction (May 03/22, A. Min) | Vikor I Electric Inc
SP-2022-00555 | 2022-09-22 | 795 W 49TH AVENUE, Vancouver, BC | Sprinkler Permit | Residential | New | Completed | Residential - To install sprinkler system to NFPA 13, Edition 2013, in Building 2 of this 3-storey townhouse project. | Sprinkl-Tech Installations Inc
PP-2022-04234 | 2022-11-24 | 1964 W 35TH AVENUE #3, Vancouver, BC V6M 1H7 | Plumbing Permit | Residential | New | Issued | Residential - New plumbing work at Laneway house >BP: To construct a 2 storey laneway house building ($225,000) with an attached garage and 1 open parking pad, providing a total of 2 parking spaces, having vehicular access from the lane. Note: This is a 1 ½ storey building pursuant to the Zoning & Development By-law 1. Covenant registered at the Land Title Office under CA9880853 2. No Strata Titling permitted 3. No A/C unit proposed 4. Schedule B: ZHI YI YOU P Eng - (778-302-2155.) Structural & Geotechnical 5. HPO: Residential Builder – MCCM Residential Ltd # 45709 6. Entire Building to have NFPA 13-R *NEW HOUSE* Note: See BP-2020-03987 for Bldg 1 on site (principal bldg) addressed #1-1964 W 35th Av ****ALL PROJECT COORDINATOR NOTES HAS BEEN ACCEPTED BY THE APPLICANT**** ******THIS PERMIT HAS BEEN ISSUED UNDER THE REQUIREMENTS OF VBBL #12511 (2019)****** | PROWORK PLUMBING & HEATING LTD.
EP-2022-10484 | 2022-12-13 | 1964 W 35TH AVENUE #3, Vancouver, BC V6M 1H7 | Electrical Permit | Residential | New | Completed | Installation / Repair - Residential - TV Data Tel Alarm -complete security alarm installation >BP: To construct a 2 storey laneway house building ($225,000) with an attached garage and 1 open parking pad, providing a total of 2 parking spaces, having vehicular access from the lane. | AIGO TECHNOLOGY INC
NULL | NULL | 1964 W 35TH AVENUE #3, Vancouver, BC V6M 1H7 | Gas Permit | Residential | New | Withdrawn | Residential - Fulgor 30" Gas Range Top | Han Appliances & Refrigeration Ltd
EP-2022-07543 | 2022-09-09 | 1964 W 35TH AVENUE #3, Vancouver, BC V6M 1H7 | Electrical Permit | Residential | New | Completed | Installation / Repair - Residential - Wiring for a 2 storey laneway house. >BP: To construct a 2 storey laneway house building ($225,000) with an attached garage and 1 open parking pad, providing a total of 2 parking spaces, having vehicular access from the lane. Note: This is a 1 ½ storey building pursuant to the Zoning & Development By-law 1. Covenant registered at the Land Title Office under CA9880853 2. No Strata Titling permitted 3. No A/C unit proposed 4. Schedule B: ZHI YI YOU P Eng - (778-302-2155.) Structural & Geotechnical 5. HPO: Residential Builder – MCCM Residential Ltd # 45709 6. Entire Building to have NFPA 13-R | MILKYWAY INDUSTRY LTD
SP-2023-01036 | 2023-06-15 | 1964 W 35TH AVENUE #3, Vancouver, BC V6M 1H7 | Sprinkler Permit | Residential | New | Issued | Residential - LWH - #3 - To Install 15 sprinkler Heads >DB: To construct a 2 storey laneway house building with an attached garage and 1 open parking pad, providing a total of 2 parking spaces, having vehicular access from the lane. Note: This is a 1 ½ storey building pursuant to the Zoning & Development By-law 1. Covenant registered at the Land Title Office under CA9880853 2. No Strata Titling permitted 3. No A/C unit proposed 6. Entire Building to have NFPA 13-R | General Sprinkler Systems Ltd
SP-2023-00581 | 2023-04-04 | 283 W 22ND AVENUE #3, Vancouver, BC V5Y 2G3 | Sprinkler Permit | Residential | New | Completed | Residential - LWH - #3 - New sprinkler system install of a new laneway home >DB: To construct a 1 storey laneway house building with 1 open parking pad, providing a total of 1 parking spaces, having vehicular access from the 20' Lane. 1. Covenant not required with existing house 2. No Strata Titling permitted 3. Entire building to be sprinklered 13D 4. HVAC proposed – Exterior component (heat pump) located in rear yard, Interior component (air handler) located in crawl space AMEND: SEPT 29/2023 Engineer’s schedule C UPLOADED | SKYREACH PLUMBING & HEATING LTD
EP-2023-02604 | 2023-03-27 | 283 W 22ND AVENUE #3, Vancouver, BC V5Y 2G3 | Electrical Permit | Residential | New | Completed | Installation / Repair - Residential - Rough in and Complete security alarm, structured wiring, CCTV >BP: To construct a 1 storey laneway house building ($146,281.25) with 1 open parking pad, providing a total of 1 parking spaces, having vehicular access from the 20' Lane. 1. Covenant not required with existing house 2. No Strata Titling permitted 3. Entire building to be sprinklered 13D 4. HVAC proposed – Exterior component (heat pump) located in rear yard, Interior component (air handler) located in crawl space 5. Schedule B: (Michael Kondra) P.Eng (604.542.0113) Structural 6. Schedule B: (Ward Phillips) P.Eng (604.716.8881) Geotechnical 7. Owner’s email: senabyun@gmail.com 8. HPO: Residential Builder- Dakota Holdings Inc NOTE: To achieve the required FSR. A floor space exclusion of 3% has been applied to this application as per section 11.24.18 of the district schedule, to accommodate improved building performance. NOTE: Information regarding the principal building on the survey and site plan is for reference only. Any discrepancy between information regarding the principal building on the survey and/or site plan and approved permit drawings for the principal building are neither approved nor authorized under this laneway house permit. *EXISTING HOUSE* Note: Bldg 1 (principal bldg) addressed #1-283 W 22nd Av retained on site. **THIS PERMIT HAS BEEN ISSUED UNDER THE REQUIREMENTS OF VBBL #12511 (2019) ** | Total Security & Automation Inc.
EP-2023-00823 | 2023-02-03 | 283 W 22ND AVENUE #3, Vancouver, BC V5Y 2G3 | Electrical Permit | Residential | New | Completed | Installation / Repair - Residential - rough/ finish wiring of new laneway house 125A OHS >BP: To construct a 1 storey laneway house building ($146,281.25) with 1 open parking pad, providing a total of 1 parking spaces, having vehicular access from the 20' Lane. 1. Covenant not required with existing house 2. No Strata Titling permitted 3. Entire building to be sprinklered 13D 4. HVAC proposed – Exterior component (heat pump) located in rear yard, Interior component (air handler) located in crawl space 5. Schedule B: (Michael Kondra) P.Eng (604.542.0113) Structural 6. Schedule B: (Ward Phillips) P.Eng (604.716.8881) Geotechnical 7. Owner’s email: senabyun@gmail.com 8. HPO: Residential Builder- Dakota Holdings Inc NOTE: To achieve the required FSR. A floor space exclusion of 3% has been applied to this application as per section 11.24.18 of the district schedule, to accommodate improved building performance. NOTE: Information regarding the principal building on the survey and site plan is for reference only. Any discrepancy between information regarding the principal building on the survey and/or site plan and approved permit drawings for the principal building are neither approved nor authorized under this laneway house permit. *EXISTING HOUSE* Note: Bldg 1 (principal bldg) addressed #1-283 W 22nd Av retained on site. **THIS PERMIT HAS BEEN ISSUED UNDER THE REQUIREMENTS OF VBBL #12511 (2019) ** | Cameron Thomas Burr
PP-2023-00324 | 2023-02-01 | 283 W 22ND AVENUE #3, Vancouver, BC V5Y 2G3 | Plumbing Permit | Residential | New | Completed | Residential - Plumbing rough in and finish of a new laneway home. >BP: To construct a 1 storey laneway house building ($146,281.25) with 1 open parking pad, providing a total of 1 parking spaces, having vehicular access from the 20' Lane. 1. Covenant not required with existing house 2. No Strata Titling permitted 3. Entire building to be sprinklered 13D 4. HVAC proposed – Exterior component (heat pump) located in rear yard, Interior component (air handler) located in crawl space 5. Schedule B: (Michael Kondra) P.Eng (604.542.0113) Structural 6. Schedule B: (Ward Phillips) P.Eng (604.716.8881) Geotechnical 7. Owner’s email: senabyun@gmail.com 8. HPO: Residential Builder- Dakota Holdings Inc | SKYREACH PLUMBING & HEATING LTD
PP-2022-03596 | 2022-10-11 | 283 W 22ND AVENUE #3, Vancouver, BC V5Y 2G3 | Plumbing Permit | Residential | New | Completed | Residential - SUMPS Amended - Oct 17th,2022: Change to one pumped, 1 not pumped sump. The draintile sump will now be pumped (rwl still gravity). | Octiscapes Site Services Ltd
EP-2022-03104 | 2022-04-19 | 208 VICTORIA DRIVE, Vancouver, BC | Electrical Permit | Commercial | Renovation | Completed | Installation / Repair - Commercial - Pre-wiring and installation of security and access control system **Amendment Apr 22, 2022** I need to amend the value of the job. The value original enter was incorrect. The total project value should be $5000 **Amendment Apr 26, 2022** The correct site address is: 208 Victoria drive, Vancouver BC V5L 4C5 Please amend permit to reflect the correct address >BP: Interior alterations and change of major occupancy from Wholesale Shell space (Group F2) to Office (Group D) in this 4-storey existing industrial/commercial building. Sch A, Arch B, Mech B, Plmb B, & Elec B are summited. Occupant Load = Max 38 persons Tenant: ITS Consulting ******REVIEWED UNDER THE PROVISIONS OF VBBL 2019******** | Atchison, Nick DBA Tri West Integrated Solutions
EP-2022-00834 | 2022-03-03 | 208 VICTORIA DRIVE, Vancouver, BC | Electrical Permit | Commercial | Renovation | Completed | Installation / Repair - Commercial - low voltage wiring: communications & Data - providing Data Outlets for the office space, for a total of 32 locations. >Interior alterations and change of major occupancy from Wholesale Shell space (Group F2) to Office (Group D) in this 4-storey existing industrial/commercial building. Sch A, Arch B, Mech B, Plmb B, & Elec B are summited. Occupant Load = Max 38 persons Tenant: ITS Consulting ******REVIEWED UNDER THE PROVISIONS OF VBBL 2019******** Building Review Branch Note: - All new work shall conform to VBBL 3.1.5 Noncombustible Construction. | Plan Group Inc
EP-2022-00351 | 2022-01-21 | 208 VICTORIA DRIVE, Vancouver, BC | Electrical Permit | Commercial | Tenant Improvement | Completed | Installation / Repair - Commercial - UNIT# 100 Tenant Improvement work including lighting, branch wiring, distribution and mechanical connections Interior alterations and change of major occupancy from Wholesale Shell space (Group F2) to Office (Group D) in this 4-storey existing industrial/commercial building. | Sasco Contractors Ltd
EP-2022-01252 | 2022-02-22 | 3538 SAWMILL CRESCENT, Vancouver, BC | Electrical Permit | Residential | Tenant Improvement | Completed | Installation / Repair - Residential - Provide conduit and data cable for wifi antenna. Mount 1 EV charging station on existing 40A feed provided by base building contractor. -Distribution and branch circuits feeding EV charging stations to be installed under this permit are existing and were installed during original building construction. Load calculations were completed during original building design by Consulting Engineer and have been sized to accommodate full load of all EV Charging Stations. | Corporate Electric Limited
EP-2022-08755 | 2022-10-14 | 3538 SAWMILL CRESCENT, Vancouver, BC | Electrical Permit | Commercial | NULL | Expired | Annual / Operating - Annual Electrical Operating Permit 2 walkthroughs per year with reports and worklog on site Valid October ,14/2022 Until October , 13/2023 Amend: Mar 14th, 2023 update FSR Mario Fata #219985 to Jason White #252323 | Nightingale Electric Ltd
EP-2023-10726 | 2023-11-29 | 3538 SAWMILL CRESCENT, Vancouver, BC | Electrical Permit | Commercial | NULL | Issued | Annual / Operating - Annual Electrical Operating Permit 2 walkthroughs per year with reports and worklog on site Renewal of EP-2022-08755 Valid October 14/2023 Until October 13/2024 | Nightingale Electric Ltd
PP-2022-03978 | 2022-11-03 | 519 E 57TH AVENUE #3, Vancouver, BC V5X 1T1 | Plumbing Permit | Residential | New | Completed | Residential - PLUMBING To construct a 2 storey laneway house building with 1 open parking pad, having vehicular access from the 20' Lane. Note: This is a 1 ½ storey building pursuant to the Zoning & Development By-law. 1. Covenant registered at the Land Title Office under CA9289851 2. Covenant not required with existing houseNo Strata Titling permitted 3. No A/C Unit proposed 4. A/C proposed – Exterior component located in North, Interior component located in Basement 5. Schedule B: (Maninder Hundal) P.Eng (604.825-4378) Structural 6. Schedule B: (Rajinder Bains) P.Eng (604.712.1995) Geotechnical 7. HPO: Residential Builder- Riyak Developments Ltd. | Garcha Bros Mechanical Ltd
NULL | NULL | 519 E 57TH AVENUE #3, Vancouver, BC V5X 1T1 | Plumbing Permit | Residential | New | Draft | Residential | Garcha Bros Mechanical Ltd
EP-2022-09332 | 2022-11-17 | 519 E 57TH AVENUE #3, Vancouver, BC V5X 1T1 | Electrical Permit | Residential | New | Completed | Installation / Repair - Residential - LWH - #3 - new laneway house wiring and finishing >DB: To construct a 2 storey laneway house building with 1 open parking pad, having vehicular access from the 20' Lane. Note: This is a 1 ½ storey building pursuant to the Zoning & Development By-law. 3. No A/C Unit proposed | Zee Electrical Ltd
SP-2022-01860 | 2022-11-09 | 519 E 57TH AVENUE #3, Vancouver, BC V5X 1T1 | Sprinkler Permit | Residential | New | Completed | Residential - New sprinkler system >BP: To construct a 2 storey laneway house building ($143,000) with 1 open parking pad, having vehicular access from the 20' Lane. Note: This is a 1 ½ storey building pursuant to the Zoning & Development By-law. 1. Covenant registered at the Land Title Office under CA9289851 2. Covenant not required with existing houseNo Strata Titling permitted 3. No A/C Unit proposed 4. A/C proposed – Exterior component located in North, Interior component located in Basement 5. Schedule B: (Maninder Hundal) P.Eng (604.825-4378) Structural 6. Schedule B: (Rajinder Bains) P.Eng (604.712.1995) Geotechnical 7. HPO: Residential Builder- Riyak Developments Ltd. NOTE: To achieve the required FSR. A floor space exclusion of 3% has been applied to this application as per section 11.24.18 of the district schedule, to accommodate improved building performance. NOTE: Information regarding the principal building on the survey and site plan is for reference only. Any discrepancy between information regarding the principal building on the survey and/or site plan and approved permit drawings for the principal building are neither approved nor authorized under this laneway house permit. *NEW HOUSE* Note: See DB-2021-05675 for Bldg 1 on site (principal bldg) addressed #1-519 E 57 Ave. **THIS PERMIT HAS BEEN ISSUED UNDER THE REQUIREMENTS OF VBBL #12511 (2019) ** ****ALL PROJECT COORINATOR NOTES HAS BEEN ACCEPTED BY THE APPLICANT**** | Haven Fire Protection Ltd
MP-2022-00709 | 2022-12-14 | 519 E 57TH AVENUE #3, Vancouver, BC V5X 1T1 | Mechanical Permit | NULL | NULL | Completed | NULL | Garcha Bros Mechanical Ltd
GP-2023-00226 | 2023-01-18 | 519 E 57TH AVENUE #3, Vancouver, BC V5X 1T1 | Gas Permit | Residential | New | Completed | Residential - LWH - #3 - Boiler and venting Underground gas line meter to laneway house. >DB: To construct a 2 storey laneway house building with 1 open parking pad, having vehicular access from the 20' Lane. Note: This is a 1 ½ storey building pursuant to the Zoning & Development By-law. 1. Covenant registered at the Land Title Office under CA9289851 2. Covenant not required with existing houseNo Strata Titling permitted 3. No A/C Unit proposed 4. A/C proposed – Exterior component located in North, Interior component located in Basement | MSN Gas & Heating Ltd
EP-2022-05999 | 2022-07-22 | 2984 KITCHENER STREET #3, Vancouver, BC V5K 3E5 | Electrical Permit | Residential | New | Completed | Installation / Repair - Residential - LWH - #3 - Security Alarm, Net, Tel, Tv, Vacuum. COMPLETE SECURITY ALARM SYSTEM To construct a 2 storey laneway house building ($169,910.00) with an an open parking pad providing 1 parking space having vehicular access from the lane. 1. Covenant registered at the Land Title Office under CA9523848 2. No A/C unit proposed | Covert Security Solutions Inc
SP-2022-01201 | 2022-07-28 | 2984 KITCHENER STREET #3, Vancouver, BC V5K 3E5 | Sprinkler Permit | Residential | New | Completed | Residential - LWH - #3 - Piping and fixture installation To construct a 2 storey laneway house building with an an open parking pad providing 1 parking space having vehicular access from the lane. 1. Covenant registered at the Land Title Office under CA9523848 2. No A/C unit proposed | RG Plumbing Ltd
PP-2022-02027 | 2022-06-14 | 2984 KITCHENER STREET #3, Vancouver, BC V5K 3E5 | Plumbing Permit | Residential | New | Completed | Residential - plumbing To construct a 2 storey laneway house building with an an open parking pad providing 1 parking space having vehicular access from the lane. 1. Covenant registered at the Land Title Office under CA9523848 2. No A/C unit proposed 3. Schedule B Jason Hui P.Eng (778-319-3403) Structural & Geotechnical 4. BC Housing: AI Jas Quality Homes Ltd. | Ajit's Plumbing Heating & Electrical Contracting Ltd
EP-2022-04269 | 2022-05-25 | 2984 KITCHENER STREET #3, Vancouver, BC V5K 3E5 | Electrical Permit | Residential | New | Completed | Installation / Repair - Residential - New construction >BP: To construct a 2 storey laneway house building ($169,910.00) with an an open parking pad providing 1 parking space having vehicular access from the lane. 1. Covenant registered at the Land Title Office under CA9523848 2. No A/C unit proposed 3. Schedule B Jason Hui P.Eng (778-319-3403) Structural & Geotechnical 4. BC Housing: AI Jas Quality Homes Ltd. Note: This is a 1 1/2 storey building pursuant to the Zoning & Development By-law Address and suite number assigned as per approved plans for Fire and Emergency response. The address number is to be posted to the building to be visible from the street and the suite number is to be posted at the suite entry in accordance with the Building By-law prior to final inspection. ******THIS PERMIT HAS BEEN ISSUED UNDER THE REQUIREMENTS OF VBBL 2019****** | MSD Electrical Ltd.
PP-2022-01592 | 2022-05-09 | 2984 KITCHENER STREET #3, Vancouver, BC V5K 3E5 | Plumbing Permit | Residential | New | Completed | Residential - sump >BP:To construct a 2 storey laneway house building ($169,910.00) with an an open parking pad providing 1 parking space having vehicular access from the lane. 1. Covenant registered at the Land Title Office under CA9523848 2. No A/C unit proposed 3. Schedule B Jason Hui P.Eng (778-319-3403) Structural & Geotechnical 4. BC Housing: AI Jas Quality Homes Ltd. Note: This is a 1 1/2 storey building pursuant to the Zoning & Development By-law Address and suite number assigned as per approved plans for Fire and Emergency response. The address number is to be posted to the building to be visible from the street and the suite number is to be posted at the suite entry in accordance with the Building By-law prior to final inspection. ******THIS PERMIT HAS BEEN ISSUED UNDER THE REQUIREMENTS OF VBBL 2019****** | AKAL DEMOLITION & EXCAVATING LTD
MP-2023-00065 | 2023-01-16 | 2953 E 25TH AVENUE, Vancouver, BC | Mechanical Permit | NULL | NULL | Completed | NULL | BRAR PLUMBING & HEATING LTD
EP-2023-00730 | 2023-01-30 | 5928 LAUREL STREET, Vancouver, BC | Electrical Permit | Residential | New | Cancelled | Installation / Repair - Residential - low voltage wiring >BP: To construct a two-storey two-family dwelling with one secondary suite located in the basement, with a detached accessory building (garage) at the rear providing 2 parking spaces, having vehicular access from the lane. Note: This is a 2 storey building pursuant to the Zoning and Development By-Law 1. Covenant registered at the Land Title Office under CA9709846 2. No strata titling permitted 3. A/C units proposed in the rear yard 4. No bar sinks proposed 5. Schedule B: Antony Wang, P.Eng (604-618-6236) Structural & Heqing Jian, P.Eng (778-987-7461) Geotechnical 6. HPO: Residential Builder - Leecon Development Ltd 7- The entire building, INCLUDING THE ATTACHED GARAGE (if applicable), to be sprinklered to 2XNFPA 13D. | Ema Electric Ltd
MP-2023-00143 | 2023-02-02 | 91 MALTA PLACE #3, Vancouver, BC V5M 4C4 | Mechanical Permit | NULL | NULL | Completed | NULL | A1 Kam Plumbing Heating & Gas Ltd
NULL | NULL | 91 MALTA PLACE #3, Vancouver, BC V5M 4C4 | Mechanical Permit | NULL | NULL | Draft | NULL | A1 Kam Plumbing Heating & Gas Ltd
EP-2023-03140 | 2023-04-12 | 91 MALTA PLACE #3, Vancouver, BC V5M 4C4 | Electrical Permit | Residential | New | Completed | Installation / Repair - Residential - alarm, cable, data. >BP: To construct a 2 storey laneway house building ($224,000) with an open parking pad, providing 1 parking space, having vehicular access from the lane. Note: This is a 1 ½ storey building pursuant to the Zoning & Development By-law Note: Bldg 1 (principal bldg) addressed #1 - 91 Malta Place retained on site. 1. No A/C unit proposed 2. Schedule B: Xue Li Chen P.Eng (778-235-5447) Structural, Geotechnical & Architectural 3. HPO: Residential Builder- Biling Construction Ltd 4. Entire Building to have NFPA 13-D ****ALL PROJECT COORINATOR NOTES HAS BEEN ACCEPTED BY THE APPLICANT**** ******THIS PERMIT HAS BEEN ISSUED UNDER THE REQUIREMENTS OF VBBL #12511 (2019)****** | Supertech Systems Ltd
GP-2023-01244 | 2023-04-17 | 91 MALTA PLACE #3, Vancouver, BC V5M 4C4 | Gas Permit | Residential | New | Completed | Residential - 1 Range & 1 Boiler gas piping >BP: To construct a 2 storey laneway house building | A1 Kam Plumbing Heating & Gas Ltd
SP-2023-00760 | 2023-05-03 | 91 MALTA PLACE #3, Vancouver, BC V5M 4C4 | Sprinkler Permit | Residential | New | Issued | Residential - LWH - #3 - To Install 12 sprinkler heads Entire Building to have NFPA 13-D >DB: To construct a 2 storey laneway house building with an open parking pad, providing 1 parking space, having vehicular access from the lane. Note: This is a 1 ½ storey building pursuant to the Zoning & Development By-law Note: Bldg 1 (principal bldg) addressed #1 - 91 Malta Place retained on site. 1. No A/C unit proposed 2. Schedule B: Xue Li Chen P.Eng (778-235-5447) Structural, Geotechnical & Architectural 3. HPO: Residential Builder- Biling Construction Ltd 4. Entire Building to have NFPA 13-D | General Sprinkler Systems Ltd
NULL | NULL | 91 MALTA PLACE #3, Vancouver, BC V5M 4C4 | Plumbing Permit | Residential | New | Draft | Residential - Updated pre-permit checklist to reflect gas combi boiler | NULL
PP-2022-04550 | 2023-01-06 | 91 MALTA PLACE #3, Vancouver, BC V5M 4C4 | Plumbing Permit | Residential | New | Completed | Residential - Plumbing >BP: To construct a 2 story laneway house building with an open parking pad, providing 1 parking space, having vehicular access from the lane. Note: This is a 1 ½ storey building pursuant to the Zoning & Development By-law Note: Bldg 1 (principal bldg) addressed #1 - 91 Malta Place retained on site. 1. No A/C unit proposed 2. Schedule B: Xue Li Chen P.Eng (778-235-5447) Structural, Geotechnical & Architectural 3. HPO: Residential Builder- Biling Construction Ltd 4. Entire Building to have NFPA 13-D | A1 Kam Plumbing Heating & Gas Ltd
PP-2022-03698 | 2022-10-17 | 91 MALTA PLACE #3, Vancouver, BC V5M 4C4 | Plumbing Permit | Residential | New | Issued | Residential - Sump | Jewel Mini Excavating Ltd
EP-2022-08635 | 2022-10-19 | 91 MALTA PLACE #3, Vancouver, BC V5M 4C4 | Electrical Permit | Residential | New | Completed | Installation / Repair - Residential - Laneway House wiring 200A service coming to LWH main house and LWH supplied with a 100A each >BP: To construct a 2 storey laneway house building ($224,000) with an open parking pad, providing 1 parking space, having vehicular access from the lane. Note: This is a 1 ½ storey building pursuant to the Zoning & Development By-law Note: Bldg 1 (principal bldg) addressed #1 - 91 Malta Place retained on site. 1. No A/C unit proposed 2. Schedule B: Xue Li Chen P.Eng (778-235-5447) Structural, Geotechnical & Architectural 3. HPO: Residential Builder- Biling Construction Ltd 4. Entire Building to have NFPA 13-D Note: As a result of the addition of a laneway house, the main house / principal dwelling will be assigned a suite number and the site will be as follows: #1-91 Malta Pl - Principal Dwelling ****ALL PROJECT COORINATOR NOTES HAS BEEN ACCEPTED BY THE APPLICANT**** ******THIS PERMIT HAS BEEN ISSUED UNDER THE REQUIREMENTS OF VBBL #12511 (2019)****** | L.H. ELECTRIC LTD
MP-2022-00566 | 2022-11-15 | 2038 E 37TH AVENUE #3, Vancouver, BC V5P 1G2 | Mechanical Permit | NULL | NULL | Completed | NULL | HPL Plumbing & Heating Ltd
EP-2023-09321 | 2023-10-27 | 2038 E 37TH AVENUE #3, Vancouver, BC V5P 1G2 | Electrical Permit | Residential | Addition | Completed | Installation / Repair - Residential - SAFETY CHECK FOR EXISTING LANEWAY/Alterations. Reconnect /relocate due to new main dwelling on exisitng laneway. As discussed with loris load calculation is on main house this is an exisitng laneway reconnect/disconnect due to new main dwelling. | AMJ ELECTRIC SERVICES INC
EP-2023-03355 | 2023-04-19 | 3739 FLEMING STREET, Vancouver, BC | Electrical Permit | Residential | New | Completed | Installation / Repair - Residential - Tv, data, cable ,networking, doorbell, vacuum, security alarm prewire only, telephone. >BP: To construct a two storey two-family dwelling with a detached garage at the rear providing two parking spaces having vehicular access from the lane. | Deallight Security Ltd
SP-2023-02170 | 2023-11-30 | 6720 INVERNESS STREET #3, Vancouver, BC V5X 4G2 | Sprinkler Permit | Residential | New | Issued | Residential - LWH - #3 - Sprinkler >DB: To construct a 1 storey laneway house building with an attached garage and 1 open parking pad, providing a total of 2 parking spaces, having vehicular access from the 20' Lane. 1. Covenant registered at the Land Title Office under CA9724661 2. No Strata Titling permitted 3. No A/C Unit proposed **THIS PERMIT HAS BEEN ISSUED UNDER THE REQUIREMENTS OF VBBL #12511 (2019) ** | Killarney Mechanical Ltd
PP-2023-04345 | 2023-12-15 | 6720 INVERNESS STREET #3, Vancouver, BC V5X 4G2 | Plumbing Permit | Residential | New | Issued | Residential - Plumbing >BP: To construct a 1 storey laneway house building with an attached garage and 1 open parking pad, providing a total of 2 parking spaces, having vehicular access from the 20' Lane. 1. Covenant registered at the Land Title Office under CA9724661 2. No Strata Titling permitted 3. No A/C Unit proposed 4. Schedule B: (X.L. Chen) P.Eng (778-235-5774) Structural & Geotechnical 5. HPO: Residential Builder- Gill’s Construction | Killarney Mechanical Ltd
EP-2023-11230 | 2023-12-19 | 6720 INVERNESS STREET #3, Vancouver, BC V5X 4G2 | Electrical Permit | Residential | New | Issued | Installation / Repair - Residential - Extra Low Voltage prewire and Finishing for TV, Tel, Data and Security Alarm System >BP: To construct a 1 storey laneway house building ($167,972.00) with an attached garage and 1 open parking pad, providing a total of 2 parking spaces, having vehicular access from the 20' Lane. 1. Covenant registered at the Land Title Office under CA9724661 2. No Strata Titling permitted 3. No A/C Unit proposed 4. Schedule B: (X.L. Chen) P.Eng (778-235-5774) Structural & Geotechnical 5. HPO: Residential Builder- Gill’s Construction NOTE: To achieve the required FSR. A floor space exclusion of 3% has been applied to this application as per section 11.24.18 of the district schedule, to accommodate improved building performance. **THIS PERMIT HAS BEEN ISSUED UNDER THE REQUIREMENTS OF VBBL #12511 (2019) ** | Secure Worx AV & Automation Inc
EP-2024-00553 | 2024-02-01 | 6720 INVERNESS STREET #3, Vancouver, BC V5X 4G2 | Electrical Permit | Residential | New | Issued | Installation / Repair - Residential - ¦ #3LWH- 200A ¦ new laneway house *One time only relaxation for 1 parking space >BP: To construct a 1 storey laneway house building ($167,972.00) with an attached garage and 1 open parking pad, providing a total of 2 parking spaces, having vehicular access from the 20' Lane. 1. Covenant registered at the Land Title Office under CA9724661 2. No Strata Titling permitted 3. No A/C Unit proposed 4. Schedule B: (X.L. Chen) P.Eng (778-235-5774) Structural & Geotechnical 5. HPO: Residential Builder- Gill’s Construction NOTE: Information regarding the principal building on the survey and site plan is for reference only. Any discrepancy between information regarding the principal building on the survey and/or site plan and approved permit drawings for the principal building are neither approved nor authorized under this laneway house permit. *NEW HOUSE* Note: See DB-2021-05673 for Bldg 1 on site (principal bldg) addressed #1-6720 Inverness St. **THIS PERMIT HAS BEEN ISSUED UNDER THE REQUIREMENTS OF VBBL #12511 (2019) ** | Mid-Knight Electrical Ltd
GP-2023-00300 | 2023-01-25 | 2428 FRANKLIN STREET #3, Vancouver, BC V5K 1X4 | Gas Permit | Residential | New | Completed | Residential - to install 1 boiler 1 range 1 dryer BP: To construct a 2 storey laneway house building with an attached garage and 1 open parking pad, providing a total of 2 parking spaces, having vehicular access from the 20' Lane. Note: The entire building, INCLUDING THE ATTACHED GARAGE (if applicable), to be sprinklered to NFPA 13R Note: This is a 1 ½ storey building pursuant to the Zoning & Development By-law. 1. Covenant registered at the Land Title Office under CA9605000 2. No Strata Titling permitted 3. Schedule B: (B.G. XU) P.Eng (604.534.2118) Structural 4. Schedule B: (B.M. LUI) P.Eng (604.882.8475) Geotechnical 5. HPO: Residential Builder- Owner Builder | Symbolistic Heating Ltd
SP-2023-00213 | 2023-02-07 | 2428 FRANKLIN STREET #3, Vancouver, BC V5K 1X4 | Sprinkler Permit | Residential | New | Completed | Residential - sprinkler in laneway >BP: To construct a 2 storey laneway house building with an attached garage and 1 open parking pad, providing a total of 2 parking spaces, having vehicular access from the 20' Lane. Note: The entire building, INCLUDING THE ATTACHED GARAGE (if applicable), to be sprinklered to NFPA 13R Note: This is a 1 ½ storey building pursuant to the Zoning & Development By-law. 1. Covenant registered at the Land Title Office under CA9605000 2. No Strata Titling permitted 3. Schedule B: (B.G. XU) P.Eng (604.534.2118) Structural 4. Schedule B: (B.M. LUI) P.Eng (604.882.8475) Geotechnical 5. HPO: Residential Builder- Owner Builder | Cartier Mechanical Ltd
EP-2023-01825 | 2023-03-06 | 2428 FRANKLIN STREET #3, Vancouver, BC V5K 1X4 | Electrical Permit | Residential | New | Completed | Installation / Repair - Residential - Data, Low Voltage >BP: To construct a 2 storey laneway house building ($161,000) with an attached garage and 1 open parking pad, providing a total of 2 parking spaces, having vehicular access from the 20' Lane. Rev#1: Note: The entire building, INCLUDING THE ATTACHED GARAGE (if applicable), to be sprinklered to NFPA 13D as per VBBL 3.2.5.12.(3)(d) Note: This is a 1 ½ storey building pursuant to the Zoning & Development By-law. 1. Covenant registered at the Land Title Office under CA9605000 2. No Strata Titling permitted 3. Schedule B: (B.G. XU) P.Eng (604.534.2118) Structural 4. Schedule B: (B.M. LUI) P.Eng (604.882.8475) Geotechnical 5. HPO: Residential Builder- Owner Builde | GWIRELESS SMART HOMES LTD
PP-2022-03695 | 2022-10-17 | 2428 FRANKLIN STREET #3, Vancouver, BC V5K 1X4 | Plumbing Permit | Residential | New | Completed | Residential - New Plumbing for: >BP: To construct a 2 storey laneway house building ($161,000) with an attached garage and 1 open parking pad, providing a total of 2 parking spaces, having vehicular access from the 20' Lane. | Busy Boys Plumbing & Heating Limited
EP-2022-08805 | 2022-10-21 | 2428 FRANKLIN STREET #3, Vancouver, BC V5K 1X4 | Electrical Permit | Residential | New | Completed | Installation / Repair - Residential - Wire for Laneway House >BP: To construct a 2 storey laneway house building ($161,000) with an attached garage and 1 open parking pad, providing a total of 2 parking spaces, having vehicular access from the 20' Lane. Note: The entire building, INCLUDING THE ATTACHED GARAGE (if applicable), to be sprinklered to NFPA 13R Note: This is a 1 ½ storey building pursuant to the Zoning & Development By-law. 1. Covenant registered at the Land Title Office under CA9605000 2. No Strata Titling permitted 3. Schedule B: (B.G. XU) P.Eng (604.534.2118) Structural 4. Schedule B: (B.M. LUI) P.Eng (604.882.8475) Geotechnical 5. HPO: Residential Builder- Owner Builder | Fraser West Electric Ltd
EP-2023-02926 | 2023-05-09 | 208 VICTORIA DRIVE, Vancouver, BC V5L 0C7 | Electrical Permit | Commercial | NULL | Issued | Annual / Operating - Maintenance of existing operating electrical equipment. | Treeline Electrical Services Inc
SP-2022-00036 | 2022-03-01 | 208 VICTORIA DRIVE, Vancouver, BC V5L 0C7 | Sprinkler Permit | Commercial | Tenant Improvement | Completed | Commercial - For sprinkler system alterations to the 2019 VBBL and NFPA 13, 2013 for the tenant improvements to provide interior alterations and change of major occupancy from Wholesale Shell space (Group F2) to Office (Group D) in this 4-storey existing industrial/commercial building. This application does not include any of the following: • Warehouse storage arrangements, or mobile compact storage arrangements. • Changes to the sprinkler system supply piping (e.g. valves, mains, cross-mains, etc.). • Flexible sprinkler pipe. • Information Technology Equipment Rooms (e.g. IT Rooms, LAN Rooms, etc.). • New alternative solutions and/or modifications to existing alternative solutions. • Change in occupancy and/or hazard classification. Notes: 1. Sprinkler engineer of record Laurence Peng, P. Eng. of Viking Fire. E: LPeng@vikingfire.ca. T: 604-324-7122 Ext.: 18213 | Viking Fire Protection Inc
EP-2022-02530 | 2022-03-30 | 1346 E 11TH AVENUE, Vancouver, BC V5N 1Y5 | Electrical Permit | Residential | Tenant Improvement | Issued | Installation / Repair - Residential - Electrical install of heat pump | Moore And Russell Heating And Air Conditioning Ltd
PP-2023-01425 | 2023-04-24 | 1936 GRAVELEY STREET, Vancouver, BC V5L 3B4 | Plumbing Permit | Residential | Renovation | Completed | Residential - install sump and sewer >BP: To alter and convert this existing Character One-Family Dwelling to a Multiple Conversion Dwelling (Building 1) containing two dwelling units and, to construct an Infill One-Family Dwelling (Building 2), providing one surface parking space at the rear having vehicular access from the lane. | Herbert Schroeder
EP-2023-01484 | 2023-03-08 | 1936 GRAVELEY STREET, Vancouver, BC V5L 3B4 | Electrical Permit | Residential | Addition | Completed | Installation / Repair - Residential - Complete wiring for each unit including kitchen circuits, recessed lighting, and receptacles. 200 amp service with 3 position meter base. - The service will be an increase from 100 to 200 amp >BP: To alter and convert this existing Character One-Family Dwelling to a Multiple Conversion Dwelling (Building 1) containing two dwelling units and, to construct an Infill One-Family Dwelling (Building 2), providing one surface parking space at the rear having vehicular access from the lane. - Project values for Main house: $500,000. - See BP-2021-05593 for infill building. ******THIS PERMIT HAS BEEN REVIEWED & ISSUED UNDER THE REQUIREMENTS OF VBBL 2019 AND AMENDMENT EFFECTIVE JUNE 1ST, 2021. ******** Building Review Branch Notes: 1. Entire building is fully upgraded to F4, S4, N4, A4 and energy upgrade per Table 11.2.1.4.(2). 2. Relate to AL-2022-00039. 3. Sch. A, Struct. B, Geo. B & Sprk. B are submitted. 4. Entire building is to be sprinklered to NFPA 13R requirements. 5. All dwelling units have their own separate exterior entrance. 6. All new windows, doors, and skylights shall conform to AAMA/WDMA/CSA101/I.S.2/A440, NAFS. | REDISON ELECTRIC LTD
NULL | NULL | 1936 GRAVELEY STREET, Vancouver, BC V5L 3B4 | Mechanical Permit | NULL | NULL | Draft | NULL | Rite Flow Plumbing Inc
MP-2023-00247 | 2023-02-22 | 1936 GRAVELEY STREET, Vancouver, BC V5L 3B4 | Mechanical Permit | NULL | NULL | Completed | NULL | Rite Flow Plumbing Inc
PP-2023-00558 | 2023-02-16 | 1936 GRAVELEY STREET, Vancouver, BC V5L 3B4 | Plumbing Permit | Residential | Renovation - Dwelling Unit(s) only | Completed | Residential - MCD - Dividing a house into a duplex >BP: To alter and convert this existing Character One-Family Dwelling to a Multiple Conversion Dwelling (Building 1) containing two dwelling units and, to construct an Infill One-Family Dwelling (Building 2), providing one surface parking space at the rear having vehicular access from the lane. | Rite Flow Plumbing Inc
GP-2023-01431 | 2023-05-04 | 1936 GRAVELEY STREET, Vancouver, BC V5L 3B4 | Gas Permit | Residential | New | Completed | Residential - Run new gas lines from the meter to combi boiler >BP: To alter and convert this existing Character One-Family Dwelling to a Multiple Conversion Dwelling (Building 1) containing two dwelling units and, to construct an Infill One-Family Dwelling (Building 2), providing one surface parking space at the rear having vehicular access from the lane. | Rite Flow Plumbing Inc
EP-2022-09517 | 2022-11-09 | 1936 GRAVELEY STREET, Vancouver, BC V5L 3B4 | Electrical Permit | Residential | Renovation | Expired | Temporary Power - Residential - To provide temporary power. | REDISON ELECTRIC LTD
SP-2022-02100 | 2023-02-09 | 1936 GRAVELEY STREET, Vancouver, BC V5L 3B4 | Sprinkler Permit | Residential | Renovation - Dwelling Unit(s) only | Completed | Residential - Residential Renovation to existing main building and new residential Infill building (laneway) >To alter and convert this existing Character One-Family Dwelling to a Multiple Conversion Dwelling (Building 1) containing two dwelling units and, to construct an Infill One-Family Dwelling (Building 2), providing one surface parking space at the rear having vehicular access from the lane. - Project values for Main house: $500,000. - See BP-2021-05593 for infill building. ******THIS PERMIT HAS BEEN REVIEWED & ISSUED UNDER THE REQUIREMENTS OF VBBL 2019 AND AMENDMENT EFFECTIVE JUNE 1ST, 2021. ******** Building Review Branch Notes: 1. Entire building is fully upgraded to F4, S4, N4, A4 and energy upgrade per Table 11.2.1.4.(2). 2. Relate to AL-2022-00039. 3. Sch. A, Struct. B, Geo. B & Sprk. B are submitted. 4. Entire building is to be sprinklered to NFPA 13R requirements. 5. All dwelling units have their own separate exterior entrance. 6. All new windows, doors, and skylights shall conform to AAMA/WDMA/CSA101/I.S.2/A440, NAFS. | Titan Fire Protection Ltd
NULL | NULL | 1936 GRAVELEY STREET, Vancouver, BC V5L 3B4 | Plumbing Permit | Residential | Renovation | Draft | Residential - Water meter installation | Rite Flow Plumbing Inc
SP-2022-02107 | 2023-02-09 | 1934 GRAVELEY STREET, Vancouver, BC | Sprinkler Permit | Residential | New | Completed | Residential - New Construction Infill Building (laneway) >To construct an infill one-family dwelling (Building 2), providing one surface parking space at the rear having vehicular access from the lane. - Permit fee is charged under BP-2021-05592. - Project values for infill: $250,000. ******THIS PERMIT HAS BEEN REVIEWED & ISSUED UNDER THE REQUIREMENTS OF VBBL 2019 AND AMENDMENT EFFECTIVE JUNE 1ST, 2021. ******** Building Review Branch Notes: 1. Sch. A, Struct. B, Geo. B & Sprk. B are submitted. 2. Entire building is to be sprinklered to NFPA 13D requirements. 5. All new windows, doors, and skylights shall conform to AAMA/WDMA/CSA101/I.S.2/A440, NAFS. | Titan Fire Protection Ltd
PP-2023-02068 | 2023-06-12 | 1934 GRAVELEY STREET, Vancouver, BC | Plumbing Permit | Residential | New | Completed | Residential - INFILL - 1FD - Plumbing for infill >BP: To construct an infill one-family dwelling (Building 2), providing one surface parking space at the rear having vehicular access from the lane. 2. Entire building is to be sprinklered to NFPA 13D requirements. | Rite Flow Plumbing Inc
EP-2023-01757 | 2023-03-13 | 1934 GRAVELEY STREET, Vancouver, BC | Electrical Permit | Residential | New | Completed | Installation / Repair - Residential - Wire new infill house. Triplex service installed at Infill to provide separate metering for infill house and duplex house on same property. >BP: To construct an infill one-family dwelling (Building 2), providing one surface parking space at the rear having vehicular access from the lane. - Permit fee is charged under BP-2021-05592. - Project values for infill: $250,000. ******THIS PERMIT HAS BEEN REVIEWED & ISSUED UNDER THE REQUIREMENTS OF VBBL 2019 AND AMENDMENT EFFECTIVE JUNE 1ST, 2021. ******** | REDISON ELECTRIC LTD
PP-2023-00849 | 2023-03-14 | 1934 GRAVELEY STREET, Vancouver, BC | Plumbing Permit | Residential | New | Completed | Residential - New sump | Herbert Schroeder
MP-2023-00248 | 2023-02-22 | 1938 GRAVELEY STREET, Vancouver, BC | Mechanical Permit | NULL | NULL | Completed | NULL | Rite Flow Plumbing Inc
EP-2023-01662 | 2023-02-27 | 1221 E 2ND AVENUE, Vancouver, BC V6A 3T9 | Electrical Permit | Commercial | New | Issued | Temporary Power - Commercial - To provide temporary power. | David Stein
SP-2023-00753 | NULL | 1725 CLARK DRIVE, Vancouver, BC V5N 3G2 | Sprinkler Permit | Commercial | New | Applicant Revisions | Commercial - new commercial building >BP: To construct a 7-storey (Z&D 5-storey) mixed-use building containing 1st to 5th storeys (L1, L1 mezz, L2, L2 mezz and L3) - Wholesale use (shell only) and parking, 6th to 7th storeys with mezzanine (L4, L5 and L5 mezz) - General office use (shell only), all over one level of underground parking having vehicular access from Vernon Drive. There will be two firefighting response points: Primary at 1725 Clark Dr, include access to floors below 3rd storey, and Secondary at 1775 Clark Dr, access to levels above 3rd storey only. | NULL
EP-2023-03158 | 2023-04-13 | 4582 W 14TH AVENUE #3, Vancouver, BC V6R 2Y4 | Electrical Permit | Residential | New | Completed | Installation / Repair - Residential - LANEWAY HOUSE WIRING AND FINISHING EV CHARGING ELECTRICAL BASEBOARD HEATING,HOT WATER TANK >BP: To construct a 2 storey laneway house building with an attached garage, at the rear providing 2 parking spaces, having vehicular access from the lane. This is a 1 ½ storey building pursuant to the Zoning & Development By-law 1-Covenant registered at the Land Title Office under CA9886790 2-Bar/Sink proposed in main floor. 3- NO A/C unit proposed . 4- Schedule B: Antony Wong P.Eng (604-618-6236) Structural & Geotechnical 5-HPO: Best Value Construction Ltd. Combustible projections or roof soffits on an exposing building face shall not project to less than .45m from the property line and shall be in compliance with VBBL 2019 9.10.15.5.(9) The entire building, INCLUDING THE ATTACHED GARAGE, to be sprinklered to NFPA 13D. Any alterations or conversions to the attached garage to habitable living space shall not be permitted without first obtaining the approval of the Director of Planning and the Chief Building Official. Thermal protection measures and Laneway house design guidelines shall be required to be met prior to the approval of the conversion. ******THIS PERMIT HAS BEEN ISSUED UNDER THE REQUIREMENTS OF VBBL #12511 (2019)****** | Positive Electric Ltd
PP-2023-01281 | 2023-04-13 | 4582 W 14TH AVENUE #3, Vancouver, BC V6R 2Y4 | Plumbing Permit | Residential | New | Completed | Residential - LWH - #3 - coach house plumbing roughed The entire building, INCLUDING THE ATTACHED GARAGE, to be sprinklered to NFPA 13D. >DB: To construct a 2 storey laneway house building with an attached garage, at the rear providing 2 parking spaces, having vehicular access from the lane. This is a 1 ½ storey building pursuant to the Zoning & Development By-law 1-Covenant registered at the Land Title Office under CA9886790 2-Bar/Sink proposed in main floor. 3- NO A/C unit proposed . | Kennedy Mechanical Ltd
SP-2023-01018 | 2023-06-08 | 4582 W 14TH AVENUE #3, Vancouver, BC V6R 2Y4 | Sprinkler Permit | Residential | New | Completed | Residential - Install sprinklers in lwh >BP: To construct a 2 storey laneway house building with an attached garage, at the rear providing 2 parking spaces, having vehicular access from the lane. This is a 1 ½ storey building pursuant to the Zoning & Development By-law 1-Covenant registered at the Land Title Office under CA9886790 2-Bar/Sink proposed in main floor. 3- NO A/C unit proposed . 4- Schedule B: Antony Wong P.Eng (604-618-6236) Structural & Geotechnical 5-HPO: Best Value Construction Ltd. | Gold Key Fire Protection Ltd
EP-2023-04085 | 2023-05-09 | 4582 W 14TH AVENUE #3, Vancouver, BC V6R 2Y4 | Electrical Permit | Residential | New | Issued | Temporary Power - Residential - To provide temporary power. | Positive Electric Ltd
EP-2023-04533 | 2023-05-24 | 4582 W 14TH AVENUE #3, Vancouver, BC V6R 2Y4 | Electrical Permit | Residential | New | Completed | Installation / Repair - Residential - Alarm, Tel, TV rough in and complete. >BP: To construct a 2 storey laneway house building with an attached garage, at the rear providing 2 parking spaces, having vehicular access from the lane. This is a 1 ½ storey building pursuant to the Zoning & Development By-law 1-Covenant registered at the Land Title Office under CA9886790 2-Bar/Sink proposed in main floor. 3- NO A/C unit proposed . 4- Schedule B: Antony Wong P.Eng (604-618-6236) Structural & Geotechnical 5-HPO: Best Value Construction Ltd. Combustible projections or roof soffits on an exposing building face shall not project to less than .45m from the property line and shall be in compliance with VBBL 2019 9.10.15.5.(9) The entire building, INCLUDING THE ATTACHED GARAGE, to be sprinklered to NFPA 13D. Any alterations or conversions to the attached garage to habitable living space shall not be permitted without first obtaining the approval of the Director of Planning and the Chief Building Official. Thermal protection measures and Laneway house design guidelines shall be required to be met prior to the approval of the conversion. ******THIS PERMIT HAS BEEN ISSUED UNDER THE REQUIREMENTS OF VBBL #12511 (2019)****** | Summit Digital Systems Ltd
PP-2022-03684 | 2022-10-17 | 4582 W 14TH AVENUE #3, Vancouver, BC V6R 2Y4 | Plumbing Permit | Residential | New | Completed | Residential - LWH - #3 - Draintile,Rainwater leader,Sanitary,Storm and sump Services (Outside services) >DB: To construct a 2 storey laneway house building with an attached garage, at the rear providing 2 parking spaces, having vehicular access from the lane. This is a 1 ½ storey building pursuant to the Zoning & Development By-law 1-Covenant registered at the Land Title Office under CA9886790 2-Bar/Sink proposed in main floor. 3- NO A/C unit proposed . | Khela Excavating Ltd.
PP-2022-02680 | 2022-08-03 | 452 E 46TH AVENUE #3, Vancouver, BC V5W 1Z9 | Plumbing Permit | Residential | New | Completed | Residential - LWH - #3 - Plumbing for new Laneway house To construct a 2 storey laneway house building with an attached garage and 1 open parking pad, providing a total of 2 parking spaces, having vehicular access from the lane. Note: This is a 1 ½ storey building pursuant to the Zoning & Development By-law 1. Covenant registered at the Land Title Office under CA9190354 2. No Strata Titling permitted 3. No A/C unit proposed | Rain Coast Plumbing & Heating Ltd
GP-2022-02715 | 2022-09-12 | 452 E 46TH AVENUE #3, Vancouver, BC V5W 1Z9 | Gas Permit | Residential | New | Completed | Residential - Gas for: >BP: To construct a 2 storey laneway house building ($160,512.50) with an attached garage and 1 open parking pad, providing a total of 2 parking spaces, having vehicular access from the lane. | Rain Coast Plumbing & Heating Ltd
EP-2022-08018 | 2022-09-23 | 452 E 46TH AVENUE #3, Vancouver, BC V5W 1Z9 | Electrical Permit | Residential | New | Completed | Installation / Repair - Residential - Extra Low Voltage TV, data ,telephone ,doorbell & security system -complete security installation >BP: To construct a 2 storey laneway house building ($160,512.50) with an attached garage and 1 open parking pad, providing a total of 2 parking spaces, having vehicular access from the lane. Note: This is a 1 ½ storey building pursuant to the Zoning & Development By-law 1. Covenant registered at the Land Title Office under CA9190354 2. No Strata Titling permitted 3. No A/C unit proposed 4. Schedule B: Julian Bozsic, P.Eng (604-431-0055) Structural, Geotechnical & Glassguard 5. HPO: Residential Builder - Golden Homes Enterprises Ltd. 6. The entire building, INCLUDING THE ATTACHED GARAGE (if applicable), to be sprinklered to NFPA 13D. | Charanjit Singh
EP-2022-07126 | NULL | 452 E 46TH AVENUE #3, Vancouver, BC V5W 1Z9 | Electrical Permit | Residential | New | Withdrawn | Installation / Repair - Residential - ROUGH WIRING , SERVICE AND FINISHING | G G S ELECTRICAL LTD
EP-2022-07127 | 2022-08-24 | 452 E 46TH AVENUE #3, Vancouver, BC V5W 1Z9 | Electrical Permit | Residential | New | Completed | Installation / Repair - Residential - ROUGH WIRING , SERVICE AND FINISHING for: >BP: To construct a 2 storey laneway house building ($160,512.50) with an attached garage and 1 open parking pad, providing a total of 2 parking spaces, having vehicular access from the lane. Note: This is a 1 ½ storey building pursuant to the Zoning & Development By-law 1. Covenant registered at the Land Title Office under CA9190354 2. No Strata Titling permitted 3. No A/C unit proposed 4. Schedule B: Julian Bozsic, P.Eng (604-431-0055) Structural, Geotechnical & Glassguard 5. HPO: Residential Builder - Golden Homes Enterprises Ltd. 6. The entire building, INCLUDING THE ATTACHED GARAGE (if applicable), to be sprinklered to NFPA 13D. ******THIS PERMIT HAS BEEN ISSUED UNDER THE REQUIREMENTS OF VBBL #12511 (2019)****** | G G S ELECTRICAL LTD
SP-2022-01421 | 2022-09-06 | 452 E 46TH AVENUE #3, Vancouver, BC V5W 1Z9 | Sprinkler Permit | Residential | New | Completed | Residential - NEW SPRINKLER INSTALLATION FOR: >BP: To construct a 2 storey laneway house building ($160,512.50) with an attached garage and 1 open parking pad, providing a total of 2 parking spaces, having vehicular access from the lane. Note: This is a 1 ½ storey building pursuant to the Zoning & Development By-law 1. Covenant registered at the Land Title Office under CA9190354 2. No Strata Titling permitted 3. No A/C unit proposed 4. Schedule B: Julian Bozsic, P.Eng (604-431-0055) Structural, Geotechnical & Glassguard 5. HPO: Residential Builder - Golden Homes Enterprises Ltd. 6. The entire building, INCLUDING THE ATTACHED GARAGE (if applicable), to be sprinklered to NFPA 13D. | Real Tech Fire Protection Ltd
PP-2022-03132 | 2022-09-09 | 329 CARRALL STREET, Vancouver, BC | Plumbing Permit | Commercial | Addition | Completed | Commercial - Add one water closet, one hand sink and one water heater >BP: Interior alterations to provide improvements to this Retail (shell) unit at this mixed-use building on this site. Work to add a washroom. AMEND: SEPT.15/2022 BUILDING PERMIT NUMBER IS: BP-2022-04050 | Seven Mechanical Ltd
EP-2022-07633 | 2022-10-13 | 329 CARRALL STREET, Vancouver, BC | Electrical Permit | Commercial | Addition | Completed | Installation / Repair - Commercial - Add some receptacles and circuit to existing panel for one washroom and some areas >BP: Interior alterations to provide improvements to this Retail (shell) unit at this mixed-use building on this site. Work to add a washroom. | Seven Mechanical Ltd
SP-2022-01737 | 2022-12-05 | 329 CARRALL STREET, Vancouver, BC | Sprinkler Permit | Commercial | Tenant Improvement | Completed | Commercial - One sprinkler head added into a bathroom that was built off of a 1.5" branch line that serves 3 heads >BP: Interior alterations to provide improvements to this Retail (shell) unit at this mixed-use building on this site. Work to add a washroom. *****This application does not include any of the following: 1. Not more than 20 sprinklers (add, relocate, or remove), 2. hydraulic calculations, 3. change in occupancy and /or hazard classification, 4. warehouse storage arrangements, 5. mobile compact storage arrangements, 6. alternative solutions, 7. changes to the sprinkler system supply piping (e.g. valves, mains, cross-mains, branch-lines, etc.), or 8. flexible sprinkler pipe. | Vantec Fire Safety Ltd
GP-2023-01624 | 2023-05-24 | 3155 E GEORGIA STREET, Vancouver, BC | Gas Permit | Residential | New | Completed | Residential - 2 Range, 2 Boiler & 2 BBQ >BP: To construct a 2.5-storey two-family dwelling | Avion Mechanical Ltd
EP-2023-05503 | 2023-07-12 | 3155 E GEORGIA STREET, Vancouver, BC | Electrical Permit | Residential | New | Completed | Installation / Repair - Residential - 200 amp main service 125 amp for each unit all rough wiring and finishing >BP: To construct a 2.5-storey two-family dwelling ($632,250.00) with a detached accessory building (garage) and 1 open parking pad at the rear providing 3 parking spaces in total, having vehicular access from the lane. Note: The entire building, INCLUDING THE ATTACHED GARAGE (if applicable), to be sprinklered to 2 x NFPA 13D 1. A/C proposed – Exterior component located in Rear, Interior component located in Second Floor. 2. Schedule B: (K.T.C Nguyen) P.Eng (604.326.2701) Structural 3. Schedule B: (J.J.S Hui) P.Eng (778.319.3403) Geotechnical 4. HPO: Residential Builder- Patina Developments Inc Note: This is a 2.5 storey building pursuant to the Zoning and Development By-Law | H.L. ELECTRICAL LTD
EP-2023-06013 | 2023-07-05 | 3155 E GEORGIA STREET, Vancouver, BC | Electrical Permit | Residential | New | Completed | Installation / Repair - Residential - Install Alarm, Tel, Data, TV rough in and complete. >BP: To construct a 2.5-storey two-family dwelling ($632,250.00) with a detached accessory building (garage) and 1 open parking pad at the rear providing 3 parking spaces in total, having vehicular access from the lane. Note: The entire building, INCLUDING THE ATTACHED GARAGE (if applicable), to be sprinklered to 2 x NFPA 13D NOTE: To achieve the required FSR a floor space exclusion of 2% has been applied to this application as per section 10.11.1 of the district schedule, to accommodate improved building performance. 1. A/C proposed – Exterior component located in Rear, Interior component located in Second Floor. 2. Schedule B: (K.T.C Nguyen) P.Eng (604.326.2701) Structural 3. Schedule B: (J.J.S Hui) P.Eng (778.319.3403) Geotechnical 4. HPO: Residential Builder- Patina Developments Inc Note: This is a 2.5 storey building pursuant to the Zoning and Development By-Law ******THIS PERMIT HAS BEEN ISSUED UNDER THE REQUIREMENTS OF VBBL 2019****** | Summit Digital Systems Ltd
EP-2023-02358 | 2023-03-23 | 910 E 40TH AVENUE #3, Vancouver, BC V5W 1M3 | Electrical Permit | Residential | New | Completed | Installation / Repair - Residential - Extra Low Voltage Pre-wire & Finishing for TV, Tel, Data only >BP: To construct a 2 storey laneway house building ($197,000.00) with 1 open parking pad, providing having vehicular access from the 20' Lane. Note: This is a 1 ½ storey building pursuant to the Zoning & Development By-law. 1. Covenant registered at the Land Title Office under CA9554747 2. No Strata Titling permitted 3. No A/C Unit proposed 4. Schedule B: P.Eng Xue Li Chen (778-235-5447) Structural, Geotechnical 5. HPO: Residential Builder- (TOMS INVESTMENT GROUP INC.) NOTE: To achieve the required FSR. A floor space exclusion of 3% has been applied to this application as per section 11.24.18 of the district schedule, to accommodate improved building performance. NOTE: Information regarding the principal building on the survey and site plan is for reference only. Any discrepancy between information regarding the principal building on the survey and/or site plan and approved permit drawings for the principal building are neither approved nor authorized under this laneway house permit. *NEW HOUSE* Note: See DB-2021-05535 for Bldg 1 on site (principal bldg). **THIS PERMIT HAS BEEN ISSUED UNDER THE REQUIREMENTS OF VBBL #12511 (2019) ** | Secure Worx AV & Automation Inc
SP-2023-00190 | 2023-02-01 | 910 E 40TH AVENUE #3, Vancouver, BC V5W 1M3 | Sprinkler Permit | Residential | New | Completed | Residential - LWH - #3 - Install sprinkler heads >DB: To construct a 2 storey laneway house building with 1 open parking pad, providing having vehicular access from the 20' Lane. Note: This is a 1 ½ storey building pursuant to the Zoning & Development By-law. 1. Covenant registered at the Land Title Office under CA9554747 2. No Strata Titling permitted 3. No A/C Unit proposed AMEND: SEPT 29/2023 FLOOR TEST LETTER UPLOADED | RAHELU PLUMBING & HEATING LTD.
PP-2023-00339 | 2023-02-01 | 910 E 40TH AVENUE #3, Vancouver, BC V5W 1M3 | Plumbing Permit | Residential | New | Completed | Residential - LWH - #3 - Plumbing works >DB: To construct a 2 storey laneway house building with 1 open parking pad, providing having vehicular access from the 20' Lane. Note: This is a 1 ½ storey building pursuant to the Zoning & Development By-law. 1. Covenant registered at the Land Title Office under CA9554747 2. No Strata Titling permitted 3. No A/C Unit proposed | RAHELU PLUMBING & HEATING LTD.
EP-2022-10633 | 2022-12-20 | 910 E 40TH AVENUE #3, Vancouver, BC V5W 1M3 | Electrical Permit | Residential | New | Completed | Installation / Repair - Residential - Electrical wiring for Laneway House 200A main service 125A to Main House 125A to Laneway >BP: To construct a 2 storey laneway house building ($197,000.00) with 1 open parking pad, providing having vehicular access from the 20' Lane. Note: This is a 1 ½ storey building pursuant to the Zoning & Development By-law. 1. Covenant registered at the Land Title Office under CA9554747 2. No Strata Titling permitted 3. No A/C Unit proposed 4. Schedule B: P.Eng Xue Li Chen (778-235-5447) Structural, Geotechnical 5. HPO: Residential Builder- (TOMS INVESTMENT GROUP INC.) NOTE: To achieve the required FSR. A floor space exclusion of 3% has been applied to this application as per section 11.24.18 of the district schedule, to accommodate improved building performance. NOTE: Information regarding the principal building on the survey and site plan is for reference only. Any discrepancy between information regarding the principal building on the survey and/or site plan and approved permit drawings for the principal building are neither approved nor authorized under this laneway house permit. *NEW HOUSE* Note: See DB-2021-05535 for Bldg 1 on site (principal bldg). **THIS PERMIT HAS BEEN ISSUED UNDER THE REQUIREMENTS OF VBBL #12511 (2019) ** | Swaich Electrical Ltd
PP-2023-02225 | 2023-06-23 | 4888 MAIN STREET, Vancouver, BC V5V 2Z7 | Plumbing Permit | Commercial | Addition | Completed | Commercial - 2 washroom and 1 HWT >BP: Interior alterations and a change of use from Retail Shell to Fitness Center (low occupancy load) in this existing 4-storey commercial/residential building on this site. Scope of work: construct new partitions walls, ceilings, electrical, plumbing and sprinkler work. | KHAIRA BROS PLUMBING & HEATING LTD
EP-2023-04001 | 2023-05-09 | 4303 W 9TH AVENUE, Vancouver, BC | Electrical Permit | Residential | New | Issued | Temporary Power - Residential - To provide temporary power. Renewal of EP-2022-03082 Valid: Apr 14, 2023 to Apr 13, 2024 | 523 Construction Ltd
GP-2023-00353 | 2023-01-31 | 4303 W 9TH AVENUE, Vancouver, BC | Gas Permit | Residential | New | Issued | Residential - Installation of 1 gas fireplace - venting and hook up only > BP: To construct a 2 storey + basement one-family dwelling ($994,117.50) with parking at the rear providing 3 parking spaces, having vehicular access from the lane. | Urban Fireplaces Ltd
SP-2023-00251 | 2023-02-10 | 4303 W 9TH AVENUE, Vancouver, BC | Sprinkler Permit | Residential | New | Issued | Residential - TO INSTALL 29 SPRINKLER HEADS >BP: To construct a 2 storey + basement one-family dwellinwith parking at the rear providing 3 parking spaces, having vehicular access from the lane. Note: This is a 2 storey building pursuant to the Zoning and Development By-Law 1- Bar/Sink proposed in the basement. 2- A/C unit proposed in the rear yard. 3- Schedule B: Heqing Jian, P.Eng (778-987-7461) Geotechnical Ke Jian, MA, P.Eng (604-599-8890) Structural 4- HPO: Residential Builder – Sky & Star Enterprise Inc. 5- The entire building, INCLUDING THE ATTACHED GARAGE (if applicable), to be sprinklered to NFPA 13D. | General Sprinkler Systems Ltd
EP-2023-00134 | 2023-01-06 | 4303 W 9TH AVENUE, Vancouver, BC | Electrical Permit | Residential | New | Issued | Installation / Repair - Residential - Alarm,CCTV,Tel/Data/TV,intercom,music,vacuum,home automation,etc >BP: To construct a 2 story + basement one-family dwelling with parking at the rear providing 3 parking spaces, having vehicular access from the lane. Note: This Building Permit will remain in a suspended status until the associated (green) Demolition Permit BP-2021-06600 is completed. Note: This is a 2 storey building pursuant to the Zoning and Development By-Law 1- Bar/Sink proposed in the basement. 2- A/C unit proposed in the rear yard. 3- Schedule B: Heqing Jian, P.Eng (778-987-7461) Geotechnical Ke Jian, MA, P.Eng (604-599-8890) Structural 4- HPO: Residential Builder – Sky & Star Enterprise Inc. 5- The entire building, INCLUDING THE ATTACHED GARAGE (if applicable), to be sprinklered to NFPA 13D. | AIGO TECHNOLOGY INC
MP-2022-00428 | 2022-10-18 | 4303 W 9TH AVENUE, Vancouver, BC | Mechanical Permit | NULL | NULL | Issued | NULL | PROWORK PLUMBING & HEATING LTD.
PP-2023-03163 | 2023-09-11 | 4303 W 9TH AVENUE, Vancouver, BC | Plumbing Permit | Residential | New | Completed | Residential - 1FD - complete new automatic irrigation system | Greenland Irrigation Ltd
EP-2022-04633 | 2022-06-13 | 4303 W 9TH AVENUE, Vancouver, BC | Electrical Permit | Residential | New | Issued | Installation / Repair - Residential - install service and wiring for lights,plugs and appliances *Main service: 400A ¦ Single Family Dwelling: 200A ¦ Laneway: 200A *MP-2022-00428 >BP: To construct a 2 storey + basement one-family dwelling ($994,117.50) with parking at the rear providing 3 parking spaces, having vehicular access from the lane. Note: This is a 2 storey building pursuant to the Zoning and Development By-Law 1- Bar/Sink proposed in the basement. 2- A/C unit proposed in the rear yard. 3- Schedule B: Heqing Jian, P.Eng (778-987-7461) Geotechnical Ke Jian, MA, P.Eng (604-599-8890) Structural 4- HPO: Residential Builder – Sky & Star Enterprise Inc. 5- The entire building, INCLUDING THE ATTACHED GARAGE (if applicable), to be sprinklered to NFPA 13D. Building 1 4303 W 9th Av - One Family Dwelling (2-storey with basement) Address number assigned as per approved plans for Fire and Emergency response. The address number is to be posted and to the building and to be visible from the street in accordance with the Building By-law prior to final inspection. ******THIS PERMIT HAS BEEN ISSUED UNDER THE REQUIREMENTS OF VBBL #12511 (2019)****** *Feb 13, 2023 Amendment* Previous ELC assumed gas boiler but it has now changed to heat pump *Mar 03, 2023 Amendment* Work description amended: "Gas boiler has been changed to a heat pump so main house service will be changed from 150A to 200A. The Main Service will change from 200A to 400A. The project value will increase by $4000" | 523 Construction Ltd
PP-2022-01905 | 2022-06-06 | 4303 W 9TH AVENUE, Vancouver, BC | Plumbing Permit | Residential | New | Issued | Residential - plumbing work at new build residential house >BP: To construct a 2 storey + basement one-family dwelling ($994,117.50) with parking at the rear providing 3 parking spaces, having vehicular access from the lane. Note: This Building Permit will remain in a suspended status until the associated (green) Demolition Permit BP-2021-06600 is completed. Note: This is a 2 storey building pursuant to the Zoning and Development By-Law 1- Bar/Sink proposed in the basement. 2- A/C unit proposed in the rear yard. 3- Schedule B: Heqing Jian, P.Eng (778-987-7461) Geotechnical Ke Jian, MA, P.Eng (604-599-8890) Structural 4- HPO: Residential Builder – Sky & Star Enterprise Inc. 5- The entire building, INCLUDING THE ATTACHED GARAGE (if applicable), to be sprinklered to NFPA 13D. Building 1 4303 W 9th Av - One Family Dwelling (2-storey with basement) Address number assigned as per approved plans for Fire and Emergency response. The address number is to be posted and to the building and to be visible from the street in accordance with the Building By-law prior to final inspection. ******THIS PERMIT HAS BEEN ISSUED UNDER THE REQUIREMENTS OF VBBL #12511 (2019)****** | PROWORK PLUMBING & HEATING LTD.
GP-2022-01709 | 2022-06-06 | 4303 W 9TH AVENUE, Vancouver, BC | Gas Permit | Residential | New | Issued | Residential - 1FD - Gas piping at new build house >BP: To construct a 2 storey + basement one-family dwelling with parking at the rear providing 3 parking spaces, having vehicular access from the lane. Note: This Building Permit will remain in a suspended status until the associated (green) Demolition Permit BP-2021-06600 is completed. Note: This is a 2 storey building pursuant to the Zoning and Development By-Law 1- Bar/Sink proposed in the basement. 2- A/C unit proposed in the rear yard. | PROWORK PLUMBING & HEATING LTD.
PP-2022-01906 | 2022-06-06 | 2451 DISCOVERY STREET, Vancouver, BC | Plumbing Permit | Residential | New | Issued | Residential - Plumbing work at new build laneway house >BP: To construct a 2 storey laneway house building ($269,827.50) with a 2 car attached garage and 1 open parking pad, providing a total of 3 parking spaces, having vehicular access from the lane. Note: This is a 1 ½ storey building pursuant to the Zoning & Development By-law 1. Covenant registered at the Land Title Office under CA9586728 2. No Strata Titling permitted 3. No A/C unit proposed 4. Schedule B: Heqing Jian, P.Eng (778-987-7461) Geotechnical Ke Jian, MA, P.Eng (604-599-8890) Structural 5. HPO: Residential Builder - Sky & Star Enterprise Inc. 6. The entire building, INCLUDING THE ATTACHED GARAGE (if applicable), to be sprinklered to NFPA 13R. Addressing Note: Building 2 2451 Discovery St - Laneway House Address number assigned as per approved plans for Fire and Emergency response. The address number is to be posted and to the building and to be visible from the street in accordance with the Building By-law prior to final inspection. ******THIS PERMIT HAS BEEN ISSUED UNDER THE REQUIREMENTS OF VBBL #12511 (2019)***** | PROWORK PLUMBING & HEATING LTD.
EP-2022-04809 | 2022-06-13 | 2451 DISCOVERY STREET, Vancouver, BC | Electrical Permit | Residential | New | Issued | Installation / Repair - Residential - Install service panel, wiring for lights, plugs, and appliances *Main service: 400A ¦ Single Family Dwelling: 200A ¦ Laneway: 200A To construct a 2 storey laneway house building with a 2 car attached garage and 1 open parking pad, providing a total of 3 parking spaces, having vehicular access from the lane. Note: This is a 1 ½ storey building pursuant to the Zoning & Development By-law 1. Covenant registered at the Land Title Office under CA9586728 2. No Strata Titling permitted 3. No A/C unit proposed 4. Schedule B: Heqing Jian, P.Eng (778-987-7461) Geotechnical Ke Jian, MA, P.Eng (604-599-8890) Structural 5. HPO: Residential Builder - Sky & Star Enterprise Inc. 6. The entire building, INCLUDING THE ATTACHED GARAGE (if applicable), to be sprinklered to NFPA 13R. *Mar 03, 2023 Amendment* -Work description amended: "Gas boiler has been changed to a heat pump so main house service will be changed from 150A to 200A. The Main Service will change from 200A to 400A. The project value will increase by $4000" | 523 Construction Ltd
SP-2022-01800 | 2022-11-16 | 2451 DISCOVERY STREET, Vancouver, BC | Sprinkler Permit | Residential | New | Issued | Residential - To Install 15 sprinkler sprinkler >BP: To construct a 2 storey laneway house building ($269,827.50) with a 2 car attached garage and 1 open parking pad, providing a total of 3 parking spaces, having vehicular access from the lane. Note: This is a 1 ½ storey building pursuant to the Zoning & Development By-law 1. Covenant registered at the Land Title Office under CA9586728 2. No Strata Titling permitted 3. No A/C unit proposed 4. Schedule B: Heqing Jian, P.Eng (778-987-7461) Geotechnical Ke Jian, MA, P.Eng (604-599-8890) Structural 5. HPO: Residential Builder - Sky & Star Enterprise Inc. 6. The entire building, INCLUDING THE ATTACHED GARAGE (if applicable), to be sprinklered to NFPA 13R. ******THIS PERMIT HAS BEEN ISSUED UNDER THE REQUIREMENTS OF VBBL #12511 (2019)****** | General Sprinkler Systems Ltd
EP-2023-00135 | 2023-01-06 | 2451 DISCOVERY STREET, Vancouver, BC | Electrical Permit | Residential | New | Issued | Installation / Repair - Residential - Alarm,tel/tv/data,intercom >BP: To construct a 2 storey laneway house building (with a 2 car attached garage and 1 open parking pad, providing a total of 3 parking spaces, having vehicular access from the lane. Note: This is a 1 ½ storey building pursuant to the Zoning & Development By-law 1. Covenant registered at the Land Title Office under CA9586728 2. No Strata Titling permitted 3. No A/C unit proposed 4. Schedule B: Heqing Jian, P.Eng (778-987-7461) Geotechnical Ke Jian, MA, P.Eng (604-599-8890) Structural 5. HPO: Residential Builder - Sky & Star Enterprise Inc. 6. The entire building, INCLUDING THE ATTACHED GARAGE (if applicable), to be sprinklered to NFPA 13R. | AIGO TECHNOLOGY INC
EP-2022-04119 | NULL | 1166 MELVILLE STREET #3002, Vancouver, BC V6E 4P5 | Electrical Permit | Residential | Renovation | Withdrawn | Installation / Repair - Residential - removing wiring, making wiring Safe and installing new wiring in a reno. | City Lights Electrical Ltd.
EP-2022-04120 | NULL | 1166 MELVILLE STREET #3003, Vancouver, BC V6E 4P5 | Electrical Permit | Residential | Renovation | Withdrawn | Installation / Repair - Residential - remove wiring, make safe wiring and install new wiring. | City Lights Electrical Ltd.
NULL | NULL | 2707 E 27TH AVENUE, Vancouver, BC | Plumbing Permit | Residential | New | Draft | Residential - Commercial office + strata residential units above | Cima Mechanical Ltd
PP-2023-01084 | 2023-03-29 | 6351 WILLOW STREET, Vancouver, BC | Plumbing Permit | Residential | New | Issued | Residential - LWH - Laneway plumbing. >DB: To construct a 2 storey laneway house building with an attached garage, providing 1 parking space, having vehicular access from the lane. Note: This is a 1 ½ storey building pursuant to the Zoning & Development By-law 1. Covenant registered at the Land Title Office under CA9800640 2. No Strata Titling permitted 3. No A/C unit proposed | Above and Beyond Mechanical Inc
EP-2023-03509 | 2023-05-23 | 6351 WILLOW STREET, Vancouver, BC | Electrical Permit | Residential | New | Issued | Installation / Repair - Residential - Main service 200 A, Laneway House wiring, underground work. House main switch 125 A, Laneway main switch 100 A. Electrical Vehicle Charging. Electrical Baseboard heating >BP: To construct a 2 storey laneway house building ($231,750) with an attached garage, providing 1 parking space, having vehicular access from the lane. Note: This is a 1 ½ storey building pursuant to the Zoning & Development By-law 1. Covenant registered at the Land Title Office under CA9800640 2. No Strata Titling permitted 3. No A/C unit proposed 4. Schedule B: K.T.C. Nguyen, P.Eng (604.326.2701) Structural & Geotechnical 5. HPO: Residential Builder- Seraglio Homes Ltd Amend: May 30th, 2023 Main Switch is 150 A | AMTEK Electric Ltd
SP-2023-00837 | 2023-05-15 | 6351 WILLOW STREET, Vancouver, BC | Sprinkler Permit | Residential | New | Issued | Residential - New sprinkler system >BP: To construct a 2 storey laneway house building with an attached garage, providing 1 parking space, having vehicular access from the lane. Note: This is a 1 ½ storey building pursuant to the Zoning & Development By-law 1. Covenant registered at the Land Title Office under CA9800640 2. No Strata Titling permitted 3. No A/C unit proposed 4. Schedule B: K.T.C. Nguyen, P.Eng (604.326.2701) Structural & Geotechnical 5. HPO: Residential Builder- Seraglio Homes Ltd | Haven Fire Protection Ltd
EP-2023-03182 | 2023-04-13 | 6351 WILLOW STREET, Vancouver, BC | Electrical Permit | Residential | New | Issued | Installation / Repair - Residential - structured wiring, complete security alarm system >BP: To construct a 2 storey laneway house building ($231,750) with an attached garage, providing 1 parking space, having vehicular access from the lane. Note: This is a 1 ½ storey building pursuant to the Zoning & Development By-law 1. Covenant registered at the Land Title Office under CA9800640 2. No Strata Titling permitted 3. No A/C unit proposed 4. Schedule B: K.T.C. Nguyen, P.Eng (604.326.2701) Structural & Geotechnical 5. HPO: Residential Builder- Seraglio Homes Ltd | Vancouver Audiospace Home Control Ltd
PP-2023-01427 | 2023-04-24 | 4150 HUDSON STREET, Vancouver, BC | Plumbing Permit | Residential | New | Issued | Residential - plumbing and heating >BP: To construct a 1 storey laneway house building with an attached two car garage plus 2 open parking pads, providing a total of 4 parking spaces, having vehicular access from the lane. Note: This is a 1 storey building pursuant to the Zoning & Development By-law. 1. Covenant registered at the Land Title Office under CA9355208 2. No Strata Titling permitted 3. No A/C unit proposed 4. Schedule B: ANTONY WANG - P.Eng (604-618-6236) Structural & Geotechnical 5. HPO: Residential Builder - Accent Construction Co Ltd. 6. The entire building, INCLUDING THE ATTACHED GARAGE (if applicable), to be sprinklered to NFPA 13D. | Can-Asia Plumbing & Heating
NULL | NULL | 4150 HUDSON STREET, Vancouver, BC | Mechanical Permit | NULL | NULL | Draft | NULL | Can-Asia Plumbing & Heating
MP-2023-01205 | 2023-06-30 | 4150 HUDSON STREET, Vancouver, BC | Mechanical Permit | NULL | NULL | Issued | NULL | Can-Asia Plumbing & Heating
EP-2022-08184 | NULL | 4150 HUDSON STREET, Vancouver, BC | Electrical Permit | Residential | New | Applicant Revisions | Installation / Repair - Residential - ¦ #3LWH- 200A ¦ 2 SEPARATE 200A SERVICES ¦ Electrical wiring for : Two 200amp separate service, one 200amp for main house 1295 W26 th Ave and the other 200amp for 4150 Hudson St (laneway house) *An approved mechanical permit is required for the installation of air conditioning or heat pump unit at the time of installation before an electrical inspection will be performed >BP: 1 Storey Laneway DB: To construct a 1 storey laneway house building ($225,000) with an attached two car garage plus 2 open parking pads, providing a total of 4 parking spaces, having vehicular access from the lane. Note: This is a 1 storey building pursuant to the Zoning & Development By-law. 1. Covenant registered at the Land Title Office under CA9355208 2. No Strata Titling permitted 3. No A/C unit proposed 4. Schedule B: ANTONY WANG - P.Eng (604-618-6236) Structural & Geotechnical 5. HPO: Residential Builder - Accent Construction Co Ltd. 6. The entire building, INCLUDING THE ATTACHED GARAGE (if applicable), to be sprinklered to NFPA 13D. | Altech Electric Ltd
SP-2023-01737 | 2023-09-21 | 4150 HUDSON STREET, Vancouver, BC | Sprinkler Permit | Residential | New | Issued | Residential - LWH - installation of a new fire sprinkler system >DB: To construct a 1 storey laneway house building with an attached two car garage plus 2 open parking pads, providing a total of 4 parking spaces, having vehicular access from the lane. Note: This is a 1 storey building pursuant to the Zoning & Development By-law. 1. Covenant registered at the Land Title Office under CA9355208 2. No Strata Titling permitted 3. No A/C unit proposed 6. The entire building, INCLUDING THE ATTACHED GARAGE (if applicable), to be sprinklered to NFPA 13D. ******THIS PERMIT HAS BEEN ISSUED UNDER THE REQUIREMENTS OF VBBL #12511 (2019)****** | CENTRE LINE FIRE SPRINKLERS LTD
EP-2023-00250 | 2023-01-11 | 327 W 42ND AVENUE, Vancouver, BC V5Y 2T2 | Electrical Permit | Commercial | New | Expired | Temporary Power - Commercial - To provide temporary power. | Berts Electric (2001) Ltd
EP-2022-08920 | 2022-10-19 | 5780 ALBERTA STREET, Vancouver, BC | Electrical Permit | Commercial | New | Expired | Temporary Power - Commercial - To provide temporary power. | Berts Electric (2001) Ltd
EP-2023-07211 | 2023-09-22 | 5780 ALBERTA STREET, Vancouver, BC | Electrical Permit | Commercial | New | Issued | Installation / Repair - Commercial - Residential Highrise 215 unit. 3 floors under ground and 19 floors above ground. BP: To construct a 19-storey non-combustible multiple dwelling building, with 215 secured market rental units (including 45 Affordable MIRHPP units) over 3 levels of underground parking access from lane. Residential amenity spaces on Levels 5 and 19. This permit has been reviewed under the 2019 Vancouver Building By-law (#12511). Building to be sprinklered to NFPA 13 requirements. Radio Antenna System to be installed in this building. STAGE CONSTRUCTION Stage 1 - Excavation and Shoring - issued November 4, 2022 Stage 2 - Full Construction - issued July 6, 2023 | Allwest Electric Ltd
NULL | NULL | 5780 ALBERTA STREET, Vancouver, BC | Electrical Permit | Commercial | New | Draft | Installation / Repair - Commercial - 19 story residential tower. | Allwest Electric Ltd
PP-2023-01949 | 2023-09-27 | 5780 ALBERTA STREET, Vancouver, BC | Plumbing Permit | Commercial | New | Issued | Commercial - Multi-level Residential family dwelling with various amenities >BP: To construct a 19-storey non-combustible multiple dwelling building, with 215 secured market rental units (including 45 Affordable MIRHPP units) over 3 levels of underground parking access from lane. Residential amenity spaces on Levels 5 and 19. This permit has been reviewed under the 2019 Vancouver Building By-law (#12511). Building to be sprinklered to NFPA 13 requirements. Radio Antenna System to be installed in this building. STAGE CONSTRUCTION Stage 1 - Excavation and Shoring - issued November 4, 2022 Stage 2 - Full Construction - issued July 6, 2023 Revision 1 - To revise shoring drawings to increase excavation to coordinate footing depth of Phase 2 building to the east to avoid future underpinning. No change to slab elevation on P3. - issued August 4, 2023 | Core Mechanical Ltd
SP-2023-00423 | NULL | 5780 ALBERTA STREET, Vancouver, BC | Sprinkler Permit | Commercial | New | Applicant Revisions | Commercial - New build with all new fire protection systems including standpipe and sprinkler systems. >BP: To construct a 19-storey non-combustible multiple dwelling building, with 215 secured market rental units (including 45 Affordable MIRHPP units) over 3 levels of underground parking access from lane. Residential amenity spaces on Levels 5 and 19. This permit has been reviewed under the 2019 Vancouver Building By-law (#12511). Building to be sprinklered to NFPA 13 requirements STAGE CONSTRUCTION Stage 1 - Excavation and Shoring - issued November 4, 2022 Stage 2 - Full Construction - in review | NULL
EP-2023-08152 | 2023-09-12 | 5780 ALBERTA STREET, Vancouver, BC | Electrical Permit | Commercial | New | Issued | Temporary Power - Commercial - To provide temporary power. Installed a 8 Security cameras to monitor the construction site. Cameras are mounted inside the properly line on a post. | Fernando Ruiz Galvez
EP-2023-07655 | 2023-08-22 | 5780 ALBERTA STREET, Vancouver, BC | Electrical Permit | Commercial | New | Issued | Temporary Power - Commercial - To provide temporary power. | Allwest Electric Ltd
EP-2023-07735 | 2023-09-07 | 5780 ALBERTA STREET, Vancouver, BC | Electrical Permit | Commercial | New | Completed | Interim - Commercial - ***INTERIM*** Conduits, cables and grounding for building to grade or until the main permit is activated. >BP: To construct a 19-storey non-combustible multiple dwelling building, with 215 secured market rental units (including 45 Affordable MIRHPP units) over 3 levels of underground parking access from lane. Residential amenity spaces on Levels 5 and 19. This permit has been reviewed under the 2019 Vancouver Building By-law (#12511). Building to be sprinklered to NFPA 13 requirements. Radio Antenna System to be installed in this building. STAGE CONSTRUCTION Stage 1 - Excavation and Shoring - issued November 4, 2022 Stage 2 - Full Construction - issued July 6, 2023 Revision 1 - To revise shoring drawings to increase excavation to coordinate footing depth of Phase 2 building to the east to avoid future underpinning. No change to slab elevation on P3. - issued August 4, 2023 | Allwest Electric Ltd
NULL | NULL | 5780 ALBERTA STREET, Vancouver, BC | Electrical Permit | Commercial | New | Draft | Interim - Commercial - Slabs and rough in | NULL
NULL | NULL | 5780 ALBERTA STREET, Vancouver, BC | Plumbing Permit | Commercial | New | Draft | Commercial - New multi-family dwelling with various amenities | Core Mechanical Ltd
SP-2022-01586 | 2022-09-29 | 2501 W BROADWAY, Vancouver, BC V6K 2E9 | Sprinkler Permit | Commercial | Tenant Improvement | Completed | Commercial - 1 New sprinkler head in bathroom >BP: 2501 Interior alterations to provide first tenant improvements for a retail store in the retail shell unit 2501 on the ground floor of this existing mixed-use building. Tenant Name: Bones Pet Stores Work to include building out accessible washroom, interior walls, shelving and counters, lighting & plumbing to suite new layout. OK for field review per D.Langevin July 8, 2022 Sprinkler Permit required > For Plan Sketch and Under 20 sprinkler heads TI *****This application does not include any of the following: 1. Not more than 20 sprinklers (add, relocate, or remove), 2. hydraulic calculations, 3. change in occupancy and /or hazard classification, 4. warehouse storage arrangements, 5. mobile compact storage arrangements, 6. alternative solutions, 7. changes to the sprinkler system supply piping (e.g. valves, mains, cross-mains, branch-lines, etc.), or 8. flexible sprinkler pipe. | 1ST SHOT FIRE PROTECTION LTD
PP-2022-03003 | 2022-08-29 | 2501 W BROADWAY, Vancouver, BC V6K 2E9 | Plumbing Permit | Commercial | Renovation | Completed | Commercial - One toilet, one basin one kitchen sink >BP: Interior alterations to provide first tenant improvements for a retail store in the retail shell unit 2501 on the ground floor of this existing mixed-use building. Tenant Name: Bones Pet Stores Work to include building out accessible washroom, interior walls, shelving and counters, lighting & plumbing to suite new layout. | Hashtag Plumbing Inc
EP-2022-07022 | 2022-08-22 | 2501 W BROADWAY, Vancouver, BC V6K 2E9 | Electrical Permit | Commercial | Tenant Improvement | Completed | Installation / Repair - Commercial - Installing outlets, lights, and low voltage wiring for cameras and speakers >BP: Interior alterations to provide first tenant improvements for a retail store in the retail shell unit 2501 on the ground floor of this existing mixed-use building. Tenant Name: Bones Pet Stores Work to include building out accessible washroom, interior walls, shelving and counters, lighting & plumbing to suite new layout. OK for field review per D.Langevin July 8, 2022 Sprinkler Permit required Amend: Oct 19, 2022 Adding low voltage wiring pulled for customer for speakers and cameras client his doing on his own (only did wire pull in the ceiling) | Wardenclyffe Electrical Ltd
EP-2022-06846 | 2022-08-16 | 2505 W BROADWAY, Vancouver, BC V6K 2E9 | Electrical Permit | Commercial | Tenant Improvement | Completed | Installation / Repair - Commercial - - Install 8 suspended track lights- Install 3 pendant lights -Install 5 new dimmers and wiring- Install bathroom lighting and fan on motion, Install 5 general receptacles throughout- Install one POS receptacle and one networking wire at front desk. Install one networking wire on outside of new bathroom wall- Install new emergency lighting pack in middle of space. No new exit signs- Install wiring and timer for outside sign. DB: Interior alterations to provide first tenant improvements for a retail store with ancillary School - Arts or Self Improvement use (music for mothers and babies) in the rear area of this existing retail shell space on the ground floor of this existing mixed-use building. Ok for Field Review as per J. Zhang, Jun 27th, 2022 Schedule A & Schedule B Architectural submitted as per Arnold Chan, 604-616-8808 arnold@plyarchitecture.com Energy Upgrade Exempt - 1st TI Note: Energy checklist is currently no longer required with your Building Permit (BP) application. Some supporting documents are still required at BP stage, specifically Envelope and HVAC, if applicable. Service Water Heating and Lighting supporting documents, if applicable, must be submitted with your related trades permits (e.g. electrical and plumbing). All energy upgrades will be checked during inspections stage. It is the applicant’s responsibility to identify and note all required upgrades including energy upgrades on their BP drawings at BP stage. No translucent or opaque film, artwork, posters, shelving, display cases or similar elements are to be installed on or directly outside or inside of the approved glazing frontages and windows. A separate sign permit is required. | Brian Wuttke
SP-2022-01474 | 2022-09-13 | 2505 W BROADWAY, Vancouver, BC V6K 2E9 | Sprinkler Permit | Commercial | Tenant Improvement | Completed | Commercial - Adding 5 new sprinkler heads >BP: Interior alterations to provide first tenant improvements for a retail store with ancillary School - Arts or Self Improvement use (music for mothers and babies) in the rear area of this existing retail shell space on the ground floor of this existing mixed-use building. Ok for Field Review as per J. Zhang, Jun 27th, 2022 Schedule A & Schedule B Architectural submitted as per Arnold Chan, 604-616-8808 arnold@plyarchitecture.com Energy Upgrade Exempt - 1st TI Note: Energy checklist is currently no longer required with your Building Permit (BP) application. Some supporting documents are still required at BP stage, specifically Envelope and HVAC, if applicable. Service Water Heating and Lighting supporting documents, if applicable, must be submitted with your related trades permits (e.g. electrical and plumbing). All energy upgrades will be checked during inspections stage. It is the applicant’s responsibility to identify and note all required upgrades including energy upgrades on their BP drawings at BP stage. No translucent or opaque film, artwork, posters, shelving, display cases or similar elements are to be installed on or directly outside or inside of the approved glazing frontages and windows. A separate sign permit is required. >>*****This application does not include any of the following: 1. Not more than 20 sprinklers (add, relocate, or remove), 2. hydraulic calculations, 3. change in occupancy and /or hazard classification, 4. warehouse storage arrangements, 5. mobile compact storage arrangements, 6. alternative solutions, 7. changes to the sprinkler system supply piping (e.g. valves, mains, cross-mains, branch-lines, etc.), or 8. flexible sprinkler pipe. | 1ST SHOT FIRE PROTECTION LTD
PP-2022-02755 | 2022-08-16 | 2505 W BROADWAY, Vancouver, BC V6K 2E9 | Plumbing Permit | Commercial | Renovation | Completed | Commercial - Plumbing for new accessible bathroom. Drainage connected to 4” sanitary capped off below. Vent and Hot and Cold water is provided in unit from base building. Interior alterations to provide first tenant improvements for a retail store with ancillary School - Arts or Self Improvement use (music for mothers and babies) in the rear area of this existing retail shell space on the ground floor of this existing mixed-use building. | Python Plumbing Corporation
NULL | NULL | 2509 W BROADWAY, Vancouver, BC V6K 2E9 | Electrical Permit | Commercial | Tenant Improvement | Withdrawn | Installation / Repair - Commercial - Full TI including branch cct infrastructure and wiring, lighting, lighting control, emergency lighting, FA, mechanical, and data. | HighAngle Electrical Inc
SP-2023-00183 | 2023-02-01 | 2509 W BROADWAY, Vancouver, BC V6K 2E9 | Sprinkler Permit | Commercial | Tenant Improvement | Completed | Commercial - Base building shell built out to learning center adding and relocating sprinkler heads to meet new layout and ceiling to meet sprinkler coverage >BP: Interior alterations to provide first tenant improvements for a school of Self Improvement use in the rear area of this existing retail shell space on the ground floor of this existing mixed-use building. Scope of work: New washrooms, interior walls & doors, interior stairs, plumbing & electrical work. *****This application does not include any of the following: 1. Not more than 20 sprinklers (add, relocate, or remove), 2. hydraulic calculations, 3. change in occupancy and /or hazard classification, 4. warehouse storage arrangements, 5. mobile compact storage arrangements, 6. alternative solutions, 7. changes to the sprinkler system supply piping (e.g. valves, mains, cross-mains, branch-lines, etc.), or 8. flexible sprinkler pipe. | 1ST SHOT FIRE PROTECTION LTD
PP-2023-00378 | 2023-02-03 | 2509 W BROADWAY, Vancouver, BC V6K 2E9 | Plumbing Permit | Commercial | Tenant Improvement | Completed | Commercial - New Washrooms, as per building permit >DB: Interior alterations to provide first tenant improvements for a school of Self Improvement use in the rear area of this existing retail shell space on the ground floor of this existing mixed-use building. Scope of work: New washrooms, interior walls & doors, interior stairs, plumbing & electrical work. | Perfect Fit Plumbing & Heating Ltd
NULL | NULL | 2509 W BROADWAY, Vancouver, BC V6K 2E9 | Electrical Permit | Commercial | Tenant Improvement | Withdrawn | Installation / Repair - Commercial - Scope of work includes: Branch infrastructure and wiring, lighting, lighting control, EM lighting, FA, and Data. | HighAngle Electrical Inc
EP-2023-09559 | 2023-11-02 | 8188 FRASER STREET #805, Vancouver, BC V5X 0J8 | Electrical Permit | Commercial | Tenant Improvement | Completed | Installation / Repair - Commercial - Installation of EV charger into EV-ready stall using existing EV electrical panel, breaker, and wiring. We're just wiring the EV charger to the existing installed EV-ready stall; -add EV charger to be installed in EV Ready stall 399 on P3. | Houle Electric Limited
NULL | NULL | 8188 FRASER STREET #805, Vancouver, BC V5X 0J8 | Electrical Permit | Commercial | Tenant Improvement | Draft | Installation / Repair - Commercial - test | Houle Electric Limited
EP-2022-00578 | 2022-01-26 | 709 SE MARINE DRIVE #140, Vancouver, BC V5X 2T8 | Electrical Permit | Commercial | Addition | Completed | Installation / Repair - Commercial - Supply and install 14 fire alarm speakers to the existing system. BP: #140 - 709 SE Marine Dr Interior alterations to this first TI to convert the existing Retail Use space to General office use. Scope of work includes: Typical office fit out including walls, floors, electrical, lighting, HVAC, sprinklers | Houle Electric Limited
PP-2022-03326 | 2022-09-23 | 709 SE MARINE DRIVE #110, Vancouver, BC V5X 2T8 | Plumbing Permit | Commercial | Tenant Improvement | Completed | Commercial - Commercial Vet Clinic BP: #110 - L01 Interior alterations to change the use from Retail Use (shell) to an Animal Clinic in unit 110 in this existing mixed-use building. Scope of work: - Install interior walls & doors, millwork, accessible washroom, plumbing fixtures, electrical, Hvac, and sprinkler work. | SYNC MECHANICAL LTD
EP-2022-08186 | 2022-10-06 | 709 SE MARINE DRIVE #110, Vancouver, BC V5X 2T8 | Electrical Permit | Commercial | Tenant Improvement | Completed | Installation / Repair - Commercial - UNIT #110 - Electrical wiring for VET Clinic Lights, receptacles, Em lighting, Data and communication wiring. >BP: #110 - L01 Interior alterations to change the use from Retail Use (shell) to an Animal Clinic in unit 110 in this existing mixed-use building. Scope of work: - Install interior walls & doors, millwork, accessible washroom, plumbing fixtures, electrical, Hvac, and sprinkler work. | Ankor Electrical Ltd.
SP-2022-01604 | 2022-10-03 | 709 SE MARINE DRIVE #110, Vancouver, BC V5X 2T8 | Sprinkler Permit | Commercial | Tenant Improvement | Completed | Commercial - tenant improvement to existing sprinkler system #110 - L01 Interior alterations to change the use from Retail Use (shell) to an Animal Clinic in unit 110 in this existing mixed-use building. Scope of work: - Install interior walls & doors, millwork, accessible washroom, plumbing fixtures, electrical, Hvac, and sprinkler work. *****This application does not include any of the following: 1. Not more than 20 sprinklers (add, relocate, or remove), 2. hydraulic calculations, 3. change in occupancy and /or hazard classification, 4. warehouse storage arrangements, 5. mobile compact storage arrangements, 6. alternative solutions, 7. changes to the sprinkler system supply piping (e.g. valves, mains, cross-mains, branch-lines, etc.), or 8. flexible sprinkler pipe. | Escape Fire Protection Ltd
NULL | NULL | 709 SE MARINE DRIVE #130, Vancouver, BC V5X 2T8 | Electrical Permit | Commercial | New | Draft | Installation / Repair - Commercial - New electrical wiring | NULL
EP-2022-06320 | 2022-07-27 | 709 SE MARINE DRIVE #130, Vancouver, BC V5X 2T8 | Electrical Permit | Commercial | Addition | Completed | Installation / Repair - Commercial - UNIT #130 - commercial building office outlets and lights install #130 - ground floor Interior alterations to change the use from Retail to General Office in this unit #130 on the ground floor of this existing mixed use building on this site. Scope of work: - Install interior walls, doors, new universal washroom, T-bar ceiling, lighting, plumbing fixtures and flooring. Revision #1 - Addition of Electrical and Mechanical drawings to permit. | Roadstar Electrical Ltd
SP-2022-01016 | 2022-06-29 | 709 SE MARINE DRIVE #130, Vancouver, BC V5X 2T8 | Sprinkler Permit | Commercial | Tenant Improvement | Completed | Commercial - TI, New commercial tenant spaces on ground level. Re-locate existing sprinkler heads and add NEW 2" pipe run. > Interior alterations to change the use from Retail to General Office in this unit #130 on the ground floor of this existing mixed use building on this site. Scope of work: - Install interior walls, doors, new universal washroom, T-bar ceiling, lighting, plumbing fixtures and flooring. Revision #1 - Addition of Electrical and Mechanical drawings to permit. - Schedule A & Schedule B Mechanical submitted as per Satwinder Pal Singh, P.Eng, 604-564-6800 sat@tagengineering.ca - Schedule B Electrical submitted as per by Shivjeet Sidhu, P.Eng, 604-724-0701 ssidhu@tagengineering.ca OK for field review as per Jamie Zhang, Oct.16/21 OK for DB per David Cha Schedule B Structural submitted per Koosha Kheradmandnia, 778-979-7100 Energy Upgrade Exempt: 1st TI Note: Energy checklist is currently no longer required with your Building Permit (BP) application. Some supporting documents are still required at BP stage, specifically Envelope and HVAC, if applicable. Service Water Heating and Lighting supporting documents, if applicable, must be submitted with your related trades permits (e.g. electrical and plumbing). All energy upgrades will be checked during inspections stage. It is the applicant’s responsibility to identify and note all required upgrades including energy upgrades on their BP drawings at BP stage. | Essential Fire-Protection Inc
NULL | NULL | 4750 DUCHESS STREET, Vancouver, BC V5R 0K3 | Electrical Permit | Commercial | NULL | Withdrawn | Annual / Operating - Minor electrical/lighting repairs at common areas when required. | Vancouver Static Industries Ltd
PP-2022-02512 | 2022-07-19 | 2245 GARDEN DRIVE, Vancouver, BC | Plumbing Permit | Residential | New | Completed | Residential - Storm and sanitary connections for new Laneway | Canstar Excavating & Landscaping Ltd
EP-2022-08015 | 2022-09-23 | 2245 GARDEN DRIVE, Vancouver, BC | Electrical Permit | Residential | New | Completed | Installation / Repair - Residential - Wiring new Laneway house. >BP: To construct a 2 storey laneway house building ($167,250) with an open parking pad, providing 1 parking space, having vehicular access from the lane. Note: This is a 1 ½ storey building pursuant to the Zoning & Development By-law Note: Bldg 1 (principal bldg) addressed 2296 E 6th Ave retained on site. 1. No A/C unit proposed 2. Schedule B: Yatendra Kumar Sharma (778) 863-7076 (Structural & Geotechnical) 3. HPO: Residential Builder- RichTown Construction Ltd 4. Entire Building to have NFPA 13-D | Powerful Electric Ltd
EP-2022-07909 | 2022-09-21 | 2245 GARDEN DRIVE, Vancouver, BC | Electrical Permit | Residential | New | Completed | Installation / Repair - Residential - Extra low voltage alarm and data cables - Complete Security Alarm System >BP: To construct a 2 storey laneway house building ($167,250) with an open parking pad, providing 1 parking space, having vehicular access from the lane. | AJ INTEGRATED SERVICES LTD
SP-2022-01473 | 2022-09-13 | 2245 GARDEN DRIVE, Vancouver, BC | Sprinkler Permit | Residential | New | Completed | Residential - New sprinkler system for: >BP: To construct a 2 storey laneway house building ($167,250) with an open parking pad, providing 1 parking space, having vehicular access from the lane. Note: This is a 1 ½ storey building pursuant to the Zoning & Development By-law Note: Bldg 1 (principal bldg) addressed 2296 E 6th Ave retained on site. 1. No A/C unit proposed 2. Schedule B: Yatendra Kumar Sharma (778) 863-7076 (Structural & Geotechnical) 3. HPO: Residential Builder- RichTown Construction Ltd 4. Entire Building to have NFPA 13-D | Haven Fire Protection Ltd
PP-2022-02056 | 2022-06-15 | 2245 GARDEN DRIVE, Vancouver, BC | Plumbing Permit | Residential | New | Completed | Residential - LWH - New Plumbing To construct a 2 storey laneway house building with an open parking pad, providing 1 parking space, having vehicular access from the lane. Note: This is a 1 ½ storey building pursuant to the Zoning & Development By-law Note: Bldg 1 (principal bldg) addressed 2296 E 6th Ave retained on site. 1. No A/C unit proposed | Avion Mechanical Ltd
SP-2022-00763 | 2022-05-16 | 3167 E GEORGIA STREET #3, Vancouver, BC V5K 2K9 | Sprinkler Permit | Residential | New | Completed | Residential - LWH WITH NEW SPRINKLERS > To construct a 2 storey laneway house building ($145,000) with open parking pad, providing a total of 1 parking spaces, having vehicular access from the 11' Lane with 4.5’ lane dedication. Note: This is a 1 ½ storey building pursuant to the Zoning & Development By-law. 1. Covenant not required with existing house 2. No Strata Titling permitted 3. No A/C Unit proposed 4. Entire building to be sprinklered 13D 5. Schedule B: (Beerinder Sidhu) P.Eng (604.339.0034) Structural 6. Schedule B: (Zhao Guan) P.Eng (778.868.5635) Geotechnical 7. HPO: Residential Builder- 88 Homes Ltd. NOTE: To achieve the required FSR. A floor space exclusion of 3% has been applied to this application as per section 11.24.18 of the district schedule, to accommodate improved building performance. Address Information: Principle Dwelling: #1-3167 E Georgia St Laneway home: #3-3167 E Georgia St Address and suite number assigned as per approved plans for Fire and Emergency response. The address number is to be posted to the building to be visible from the street and the suite number is to be posted at the suite entry in accordance with the Building By-law prior to final inspection. NOTE: Information regarding the principal building on the survey and site plan is for reference only. Any discrepancy between information regarding the principal building on the survey and/or site plan and approved permit drawings for the principal building are neither approved nor authorized under this laneway house permit. *EXISTING HOUSE* Note: Bldg 1 (principal bldg) addressed #3-3167 E Georgia St retained on site. **THIS PERMIT HAS BEEN ISSUED UNDER THE REQUIREMENTS OF VBBL #12511 (2019) ** | BC Fire Sprinklers Ltd
EP-2022-03441 | 2022-05-05 | 3167 E GEORGIA STREET #3, Vancouver, BC V5K 2K9 | Electrical Permit | Residential | New | Completed | Installation / Repair - Residential - -Wiring for new LWH 200 amp main service 100 amp for house and 100 amp for New Lwh | H.L. ELECTRICAL LTD
EP-2022-03682 | 2022-05-06 | 3167 E GEORGIA STREET #3, Vancouver, BC V5K 2K9 | Electrical Permit | Residential | New | Completed | Installation / Repair - Residential - Security alarm, tv cables, telephone and door chime >BP: To construct a 2 storey laneway house building ($145,000) with open parking pad, providing a total of 1 parking spaces, having vehicular access from the 11' Lane with 4.5’ lane dedication. Note: This is a 1 ½ storey building pursuant to the Zoning & Development By-law. 1. Covenant not required with existing house 2. No Strata Titling permitted 3. No A/C Unit proposed 4. Entire building to be sprinklered 13D 5. Schedule B: (Beerinder Sidhu) P.Eng (604.339.0034) Structural 6. Schedule B: (Zhao Guan) P.Eng (778.868.5635) Geotechnical 7. HPO: Residential Builder- 88 Homes Ltd. NOTE: To achieve the required FSR. A floor space exclusion of 3% has been applied to this application as per section 11.24.18 of the district schedule, to accommodate improved building performance. Address Information: Principle Dwelling: #1-3167 E Georgia St Laneway home: #3-3167 E Georgia St Address and suite number assigned as per approved plans for Fire and Emergency response. The address number is to be posted to the building to be visible from the street and the suite number is to be posted at the suite entry in accordance with the Building By-law prior to final inspection. NOTE: Information regarding the principal building on the survey and site plan is for reference only. Any discrepancy between information regarding the principal building on the survey and/or site plan and approved permit drawings for the principal building are neither approved nor authorized under this laneway house permit. *EXISTING HOUSE* Note: Bldg 1 (principal bldg) addressed #3-3167 E Georgia St retained on site. **THIS PERMIT HAS BEEN ISSUED UNDER THE REQUIREMENTS OF VBBL #12511 (2019) ** | A B L SECURITY SYSTEMS LTD.
PP-2022-01345 | 2022-04-22 | 3167 E GEORGIA STREET #3, Vancouver, BC V5K 2K9 | Plumbing Permit | Residential | New | Completed | Residential - LWH - #3 - plumbing To construct a 2 storey laneway house building with open parking pad, providing a total of 1 parking spaces, having vehicular access from the 11' Lane with 4.5’ lane dedication. Note: This is a 1 ½ storey building pursuant to the Zoning & Development By-law. 1. Covenant not required with existing house 2. No Strata Titling permitted 3. No A/C Unit proposed | Easyway Plumbing & Heating Ltd
PP-2022-01240 | 2022-04-11 | 3167 E GEORGIA STREET #3, Vancouver, BC V5K 2K9 | Plumbing Permit | Residential | New | Completed | Residential - One sump out of the Lanway house To construct a 2 storey laneway house building with open parking pad, providing a total of 1 parking spaces, having vehicular access from the 11' Lane with 4.5’ lane dedication. Note: This is a 1 ½ storey building pursuant to the Zoning & Development By-law. 1. Covenant not required with existing house 2. No Strata Titling permitted 3. No A/C Unit proposed 4. Entire building to be sprinklered 13D | Jewel Mini Excavating Ltd
SP-2022-01986 | 2022-11-29 | 2401 W 37TH AVENUE, Vancouver, BC V6M 1P4 | Sprinkler Permit | Residential | New | Issued | Residential - Install new fire sprinkler system. To construct a two-storey Infill One-Family Dwelling (Building 2) with an attached two-car garages and a common electrical room at rear, providing two surface parking spaces and having vehicular access from the Lane. | Fire Busters Inc
PP-2023-00586 | 2023-02-21 | 2401 W 37TH AVENUE, Vancouver, BC V6M 1P4 | Plumbing Permit | Residential | New | Issued | Residential - Installing draintile rainwater leaders sumps and storm and sanitary commection to property line | BAJ MINI-EXCAVATING
PP-2023-02270 | 2023-06-27 | 2401 W 37TH AVENUE, Vancouver, BC V6M 1P4 | Plumbing Permit | Commercial | New | Issued | Commercial - Infill house | Vancity Plumbing & Heating Ltd
NULL | NULL | 2401 W 37TH AVENUE, Vancouver, BC V6M 1P4 | Electrical Permit | Residential | New | Draft | Installation / Repair - Residential - BP-2022-03018-INFILL HOUSE 2407 West 37th Ave | SUNVIEW ELECTRICAL LTD
GP-2023-01924 | 2023-06-26 | 2401 W 37TH AVENUE, Vancouver, BC V6M 1P4 | Gas Permit | Residential | New | Issued | Residential - 1 Gas Fireplace Venting and hook up only >BP: To construct a two-storey Infill One-Family Dwelling | Urban Fireplaces Ltd
EP-2023-09985 | 2023-11-06 | 2401 W 37TH AVENUE, Vancouver, BC V6M 1P4 | Electrical Permit | Residential | New | Issued | Installation / Repair - Residential - Wiring and finishing of extra low voltage >BP: ************Part 5 Design************ To construct a two-storey Infill One-Family Dwelling (Building 2) with an attached two-car garages and a common electrical room at rear, providing two surface parking spaces and having vehicular access from the Lane. See BP-2022-03017 for the MCD building. ******THIS PERMIT HAS BEEN REVIEWED AND ISSUED UNDER THE REQUIREMENTS OF VBBL 2019 AND AMENDMENT EFFECTIVE JAN 1ST, 2022.*********** Building Review Branch Notes: 1. Sch. A, Sch. D, Arch. B, Struct. B & Geo. B are submitted. 2. Entire building is sprinklered to NFPA 13 requirements per 9.10.20.3(8)(b) requirements. 3. All new windows, doors, and skylights shall conform to AAMA/WDMA/CSA101/I.S.2/A440, NAFS. | Creative Security Solutions Ltd
GP-2023-03015 | 2023-10-11 | 2401 W 37TH AVENUE, Vancouver, BC V6M 1P4 | Gas Permit | Residential | New | Issued | Residential - Install 1range, 1 bbq, & 1 fireplace Fireplace piping only >BP: To construct a two-storey Infill One-Family Dwelling (Building 2) with an attached two-car garages and a common electrical room at rear, providing two surface parking spaces and having vehicular access from the Lan | Symbolistic Heating Ltd
EP-2023-07226 | 2023-11-15 | 2401 W 37TH AVENUE, Vancouver, BC V6M 1P4 | Electrical Permit | Residential | New | Issued | Installation / Repair - Residential - ¦ INFILL- 1FD: 400A ¦ NFPA 13 ¦ NEW CONSTRUCTION LANEWAY HOUSE *An approved mechanical permit is required for the installation of air conditioning or heat pump unit at the time of installation before an electrical inspection will be performed *Entire building is sprinklered to NFPA 13 requirements per 9.10.20.3(8)(b) requirements. Contact City of Vancouver Building Department @ 311 to discuss NFPA sprinkler requirements >BP: *****************Part 5Design**************** To construct a two-storey Infill One-Family Dwelling (Building 2) with an attached two-car garages and a common electrical room at rear, providing two surface parking spaces and having vehicular access from the Lane. See BP-2022-03017 for the MCD building. ******THIS PERMIT HAS BEEN REVIEWED AND ISSUED UNDER THE REQUIREMENTS OF VBBL 2019 AND AMENDMENT EFFECTIVE JAN 1ST, 2022.*********** Building Review Branch Notes: 1. Sch. A, Sch. D, Arch. B, Struct. B & Geo. B are submitted. 2. Entire building is sprinklered to NFPA 13 requirements per 9.10.20.3(8)(b) requirements. 3. All new windows, doors, and skylights shall conform to AAMA/WDMA/CSA101/I.S.2/A440, NAFS. | SUNVIEW ELECTRICAL LTD
MP-2023-01755 | 2023-09-27 | 2401 W 37TH AVENUE, Vancouver, BC V6M 1P4 | Mechanical Permit | NULL | NULL | Issued | NULL | Division Mechanical Ltd
EP-2022-07413 | 2023-06-12 | 6256 OAK STREET, Vancouver, BC | Electrical Permit | Commercial | New | Issued | Installation / Repair - Commercial - BUILDING 1 - New woodframe townhomes over concrete parkade. Installation of panelboards, branch wiring, lighting, wiring devices and fire alarm for new wood frame townhomes. BP: Building 1 - To Construct a 3 storey multiple dwelling building containing 8 dwelling units. Refer to BP-2020-02562 for site work, below grade facilities and common underground parking. VBBL 2019 - NFPA 13. STAGED CONSTRUCTION | Alpine Electric Ltd
SP-2022-01022 | 2023-07-25 | 6256 OAK STREET, Vancouver, BC | Sprinkler Permit | Commercial | New | Issued | Commercial - Building 1 - For all sprinkler work to the 2019 VBBL; NFPA 13, 2013; standpipe work to NFPA 14, 2013 for this newly constructed 3 storey multiple dwelling building containing 8 dwelling units. >Building 1 - To Construct a 3 storey multiple dwelling building containing 8 dwelling units. Notes: 1. Refer to SP-2022-01021 for site work, below grade facilities and common underground parking, permit notes, terms and conditions, and related permits. 2. Refer to SP-2022-01024 for accepted drawings for above grade work (townhouse buildings 1 through to 13), and below grade work associated with the townhouse buildings. | Active Fire & Safety Services Ltd
EP-2023-07208 | 2023-08-08 | 6268 OAK STREET, Vancouver, BC | Electrical Permit | Commercial | New | Issued | Temporary Power - Commercial - To provide temporary power. | Alpine Electric Ltd
PP-2023-04112 | 2023-11-28 | 6312 OAK STREET, Vancouver, BC | Plumbing Permit | Commercial | New | Issued | Commercial - BLDG #3 - Plumbing install ** Separate Plumbing permit application required for AG slab and common area/planter drains ** >BP: Building 3 - To Construct a 3 storey multiple dwelling building containing 3 dwelling units. Refer to BP-2020-02562 for site work, below grade facilities and common underground parking. VBBL 2019 - NFPA 13. STAGED CONSTRUCTION | VINCI PLUMBING HEATING AND DRAINAGE LTD
SP-2022-01082 | 2023-07-25 | 6312 OAK STREET, Vancouver, BC | Sprinkler Permit | Commercial | New | Issued | Commercial - Building 3 - For all sprinkler work to the 2019 VBBL; NFPA 13, 2013; standpipe work to NFPA 14, 2013 for this newly constructed 3 storey multiple dwelling building containing 3 dwelling units. >Building 3 - To Construct a 3 storey multiple dwelling building containing 3 dwelling units. Notes: 1. Refer to SP-2022-01021 for site work, below grade facilities and common underground parking, permit notes, terms and conditions, and related permits. 2. Refer to SP-2022-01024 for accepted drawings for above grade work (townhouse buildings 1 through to 13), and below grade work associated with the townhouse buildings. | Active Fire & Safety Services Ltd
EP-2022-07415 | 2023-06-12 | 6312 OAK STREET, Vancouver, BC | Electrical Permit | Commercial | New | Issued | Installation / Repair - Commercial - BUILDING 3 - New woodframe townhomes over concrete parkade. Installation of panelboards, branch wiring, lighting, wiring devices and fire alarm for new wood frame townhomes. >BP: Building 3 - To Construct a 3 storey multiple dwelling building containing 3 dwelling units. Refer to BP-2020-02562 for site work, below grade facilities and common underground parking. VBBL 2019 - NFPA 13. STAGED CONSTRUCTION | Alpine Electric Ltd
EP-2022-07416 | 2023-06-12 | 6314 OAK STREET, Vancouver, BC | Electrical Permit | Commercial | New | Issued | Installation / Repair - Commercial - BUILDING 4 - New woodframe townhomes over concrete parkade. Installation of panelboards, branch wiring, lighting, wiring devices and fire alarm for new wood frame townhomes. >BP: Building 4 - To Construct a 3 storey multiple dwelling building containing 4 dwelling units. Refer to BP-2020-02562 for site work, below grade facilities and common underground parking. VBBL 2019 - NFPA 13. STAGED CONSTRUCTION | Alpine Electric Ltd
SP-2022-01083 | 2023-07-25 | 6314 OAK STREET, Vancouver, BC | Sprinkler Permit | Commercial | New | Issued | Commercial - Building 4 - For all sprinkler work to the 2019 VBBL; NFPA 13, 2013; standpipe work to NFPA 14, 2013 for this newly constructed 3 storey multiple dwelling building containing 4 dwelling units. >Building 4 - To Construct a 3 storey multiple dwelling building containing 4 dwelling units. Notes: 1. Refer to SP-2022-01021 for site work, below grade facilities and common underground parking, permit notes, terms and conditions, and related permits. 2. Refer to SP-2022-01024 for accepted drawings for above grade work (townhouse buildings 1 through to 13), and below grade work associated with the townhouse buildings. | Active Fire & Safety Services Ltd
PP-2023-04109 | 2023-11-28 | 6314 OAK STREET, Vancouver, BC | Plumbing Permit | Commercial | New | Issued | Commercial - BLDG #4 - Plumbing install ** Separate Plumbing permit application required for AG slab and common area/planter drains ** >BP: Building 4 - To Construct a 3 storey multiple dwelling building containing 4 dwelling units. Refer to BP-2020-02562 for site work, below grade facilities and common underground parking. VBBL 2019 - NFPA 13. STAGED CONSTRUCTION | VINCI PLUMBING HEATING AND DRAINAGE LTD
SP-2022-01084 | 2023-07-17 | 6322 OAK STREET, Vancouver, BC | Sprinkler Permit | Commercial | New | Issued | Commercial - Building 5 - For all sprinkler work to the 2019 VBBL; NFPA 13, 2013; standpipe work to NFPA 14, 2013 for this newly constructed 3 storey multiple dwelling building containing 3 dwelling units. Building 5 - To Construct a 3 storey multiple dwelling building containing 3 dwelling units. Notes: 1. Refer to SP-2022-01021 for site work, below grade facilities and common underground parking, permit notes, terms and conditions, and related permits. 2. Refer to SP-2022-01024 for accepted drawings for above grade work (townhouse buildings 1 through to 13), and below grade work associated with the townhouse buildings. | Active Fire & Safety Services Ltd
EP-2022-07417 | 2023-06-12 | 6322 OAK STREET, Vancouver, BC | Electrical Permit | Commercial | New | Issued | Installation / Repair - Commercial - BUILDING 5 - New woodframe townhomes over concrete parkade. Installation of panelboards, branch wiring, lighting, wiring devices and fire alarm for new wood frame townhomes. >BP: Building 5 - To Construct a 3 storey multiple dwelling building containing 3 dwelling units. Refer to BP-2020-02562 for site work, below grade facilities and common underground parking. VBBL 2019 - NFPA 13. STAGED CONSTRUCTION | Alpine Electric Ltd
PP-2023-02582 | 2023-08-30 | 6322 OAK STREET, Vancouver, BC | Plumbing Permit | Commercial | New | Issued | Commercial - BLDG #5 - New plumbing ** Separate Plumbing permit application required for AG slab and common area/planter drains ** Building 5 - To Construct a 3 storey multiple dwelling building containing 3 dwelling units. Refer to BP-2020-02562 for site work, below grade facilities and common underground parking. VBBL 2019 - NFPA 13. STAGED CONSTRUCTION | VINCI PLUMBING HEATING AND DRAINAGE LTD
PP-2023-00845 | 2023-03-30 | 6382 OAK STREET, Vancouver, BC | Plumbing Permit | Commercial | New | Issued | Commercial - BLDG #8 - Plumbing ** Separate Plumbing permit application required for AG slab and common area/planter drains ** >BP: Building 8 - To Construct a 3 storey multiple dwelling building containing 7 dwelling units. Refer to BP-2020-02562 for site work, below grade facilities and common underground parking. VBBL 2019 - NFPA 13. STAGED CONSTRUCTION March 14/2023-AMEND -provided IFC DRAWINGS, MECHANICAL SCHEDULE | VINCI PLUMBING HEATING AND DRAINAGE LTD
EP-2022-07420 | 2023-06-12 | 6382 OAK STREET, Vancouver, BC | Electrical Permit | Commercial | New | Issued | Installation / Repair - Commercial - BUILDING 8 - New woodframe townhomes over concrete parkade. Installation of panelboards, branch wiring, lighting, wiring devices and fire alarm for new wood frame townhomes. >BP: Building 8 - To Construct a 3 storey multiple dwelling building containing 7 dwelling units. Refer to BP-2020-02562 for site work, below grade facilities and common underground parking. VBBL 2019 - NFPA 13. STAGED CONSTRUCTION | Alpine Electric Ltd
SP-2022-01087 | 2023-07-25 | 6382 OAK STREET, Vancouver, BC | Sprinkler Permit | Commercial | New | Issued | Commercial - Building 8 - For all sprinkler work to the 2019 VBBL; NFPA 13, 2013; standpipe work to NFPA 14, 2013 for this newly constructed 3 storey multiple dwelling building containing 7 dwelling units. >Building 8 - To Construct a 3 storey multiple dwelling building containing 7 dwelling units. Notes: 1. Refer to SP-2022-01021 for site work, below grade facilities and common underground parking, permit notes, terms and conditions, and related permits. 2. Refer to SP-2022-01024 for accepted drawings for above grade work (townhouse buildings 1 through to 13), and below grade work associated with the townhouse buildings. | Active Fire & Safety Services Ltd
SP-2022-01088 | 2023-07-25 | 6342 OAK STREET, Vancouver, BC | Sprinkler Permit | Commercial | New | Issued | Commercial - Building 9 - For all sprinkler work to the 2019 VBBL; NFPA 13, 2013; standpipe work to NFPA 14, 2013 for this newly constructed 3 storey multiple dwelling building containing 7 dwelling units. >Building 9 - To Construct a 3 storey multiple dwelling building containing 7 dwelling units. Notes: 1. Refer to SP-2022-01021 for site work, below grade facilities and common underground parking, permit notes, terms and conditions, and related permits. 2. Refer to SP-2022-01024 for accepted drawings for above grade work (townhouse buildings 1 through to 13), and below grade work associated with the townhouse buildings. | Active Fire & Safety Services Ltd
EP-2022-07421 | 2023-06-12 | 6342 OAK STREET, Vancouver, BC | Electrical Permit | Commercial | New | Issued | Installation / Repair - Commercial - BUILDING 9 - New woodframe townhomes over concrete parkade. Installation of panelboards, branch wiring, lighting, wiring devices and fire alarm for new wood frame townhomes. >BP: Building 9 - To Construct a 3 storey multiple dwelling building containing 7 dwelling units. Refer to BP-2020-02562 for site work, below grade facilities and common underground parking. VBBL 2019 - NFPA 13. STAGED CONSTRUCTION | Alpine Electric Ltd
PP-2023-03226 | 2023-10-10 | 6342 OAK STREET, Vancouver, BC | Plumbing Permit | Commercial | New | Issued | Commercial - **Building 9 Plumbing ** Separate Plumbing permit application required for AG slab and common area/planter drains ** >BP: Building 9 - To Construct a 3 storey multiple dwelling building containing 7 dwelling units. Refer to BP-2020-02562 for site work, below grade facilities and common underground parking. VBBL 2019 - NFPA 13. STAGED CONSTRUCTION | VINCI PLUMBING HEATING AND DRAINAGE LTD
PP-2023-03932 | 2023-11-27 | 6340 OAK STREET, Vancouver, BC | Plumbing Permit | Commercial | New | Issued | Commercial - BLDG 10 - Plumbing install ** Separate Plumbing permit application required for AG slab and common area/planter drains ** >BP: Building 10 - To Construct a 3 storey multiple dwelling building containing 7 dwelling units. Refer to BP-2020-02562 for site work, below grade facilities and common underground parking. VBBL 2019 - NFPA 13. | VINCI PLUMBING HEATING AND DRAINAGE LTD
EP-2022-07422 | 2023-06-12 | 6340 OAK STREET, Vancouver, BC | Electrical Permit | Commercial | New | Issued | Installation / Repair - Commercial - BUILDING 10 - New woodframe townhomes over concrete parkade. Installation of panelboards, branch wiring, lighting, wiring devices and fire alarm for new wood frame townhomes. >BP: Building 10 - To Construct a 3 storey multiple dwelling building containing 7 dwelling units. Refer to BP-2020-02562 for site work, below grade facilities and common underground parking. VBBL 2019 - NFPA 13. STAGED CONSTRUCTION | Alpine Electric Ltd
SP-2022-01089 | 2023-07-25 | 6340 OAK STREET, Vancouver, BC | Sprinkler Permit | Commercial | New | Issued | Commercial - Building 10 - For all sprinkler work to the 2019 VBBL; NFPA 13, 2013; standpipe work to NFPA 14, 2013 for this newly constructed 3 storey multiple dwelling building containing 7 dwelling units. >Building 10 - To Construct a 3 storey multiple dwelling building containing 7 dwelling units. Notes: 1. Refer to SP-2022-01021 for site work, below grade facilities and common underground parking, permit notes, terms and conditions, and related permits. 2. Refer to SP-2022-01024 for accepted drawings for above grade work (townhouse buildings 1 through to 13), and below grade work associated with the townhouse buildings. | Active Fire & Safety Services Ltd
SP-2022-01090 | 2023-07-25 | 6306 OAK STREET, Vancouver, BC | Sprinkler Permit | Commercial | New | Issued | Commercial - Building 11 - For all sprinkler work to the 2019 VBBL; NFPA 13, 2013; standpipe work to NFPA 14, 2013 for this newly constructed 3 storey multiple dwelling building containing 3 dwelling units. >Building 11 - To Construct a 3 storey multiple dwelling building containing 3 dwelling units. Notes: 1. Refer to SP-2022-01021 for site work, below grade facilities and common underground parking, permit notes, terms and conditions, and related permits. 2. Refer to SP-2022-01024 for accepted drawings for above grade work (townhouse buildings 1 through to 13), and below grade work associated with the townhouse buildings. | Active Fire & Safety Services Ltd
EP-2022-07423 | 2023-06-12 | 6306 OAK STREET, Vancouver, BC | Electrical Permit | Commercial | New | Issued | Installation / Repair - Commercial - BUILDING 11 - New woodframe townhomes over concrete parkade. Installation of panelboards, branch wiring, lighting, wiring devices and fire alarm for new wood frame townhomes. >BP: Building 11 - To Construct a 3 storey multiple dwelling building containing 3 dwelling units. Refer to BP-2020-02562 for site work, below grade facilities and common underground parking. VBBL 2019 - NFPA 13. STAGED CONSTRUCTION | Alpine Electric Ltd
PP-2023-04110 | 2023-11-28 | 6306 OAK STREET, Vancouver, BC | Plumbing Permit | Commercial | New | Issued | Commercial - BLDG #11 - Plumbing install ** Separate Plumbing permit application required for AG slab and common area/planter drains ** >BP: Building 11 - To Construct a 3 storey multiple dwelling building containing 3 dwelling units. Refer to BP-2020-02562 for site work, below grade facilities and common underground parking. VBBL 2019 - NFPA 13. STAGED CONSTRUCTION | VINCI PLUMBING HEATING AND DRAINAGE LTD
EP-2022-07424 | 2023-06-12 | 6294 OAK STREET, Vancouver, BC | Electrical Permit | Commercial | New | Issued | Installation / Repair - Commercial - BUILDING 12 - New woodframe townhomes over concrete parkade. Installation of panelboards, branch wiring, lighting, wiring devices and fire alarm for new wood frame townhomes. >BP: Building 12 - To Construct a 3 storey multiple dwelling building containing 3 dwelling units. Refer to BP-2020-02562 for site work, below grade facilities and common underground parking. VBBL 2019 - NFPA 13. STAGED CONSTRUCTION | Alpine Electric Ltd
SP-2022-01091 | 2023-07-25 | 6294 OAK STREET, Vancouver, BC | Sprinkler Permit | Commercial | New | Issued | Commercial - Building 12 - For all sprinkler work to the 2019 VBBL; NFPA 13, 2013; standpipe work to NFPA 14, 2013 for this newly constructed 3 storey multiple dwelling building containing 3 dwelling units. >Building 12 - To Construct a 3 storey multiple dwelling building containing 3 dwelling units. Notes: 1. Refer to SP-2022-01021 for site work, below grade facilities and common underground parking, permit notes, terms and conditions, and related permits. 2. Refer to SP-2022-01024 for accepted drawings for above grade work (townhouse buildings 1 through to 13), and below grade work associated with the townhouse buildings. | Active Fire & Safety Services Ltd
SP-2022-01092 | 2023-07-25 | 6286 OAK STREET, Vancouver, BC | Sprinkler Permit | Commercial | New | Issued | Commercial - Building 13 - For all sprinkler work to the 2019 VBBL; NFPA 13, 2013; standpipe work to NFPA 14, 2013 for this newly constructed 3 storey multiple dwelling building containing 8 dwelling units. >Building 13 - To Construct a 3 storey multiple dwelling building containing 8 dwelling units. Notes: 1. Refer to SP-2022-01021 for site work, below grade facilities and common underground parking, permit notes, terms and conditions, and related permits. 2. Refer to SP-2022-01024 for accepted drawings for above grade work (townhouse buildings 1 through to 13), and below grade work associated with the townhouse buildings. | Active Fire & Safety Services Ltd
EP-2022-07425 | 2023-06-12 | 6286 OAK STREET, Vancouver, BC | Electrical Permit | Commercial | New | Issued | Installation / Repair - Commercial - BUILDING 13 - New woodframe townhomes over concrete parkade. Installation of panelboards, branch wiring, lighting, wiring devices and fire alarm for new wood frame townhomes. >BP: Building 13 - To Construct a 3 storey multiple dwelling building containing 8 dwelling units. Refer to BP-2020-02562 for site work, below grade facilities and common underground parking. VBBL 2019 - NFPA 13. STAGED CONSTRUCTION | Alpine Electric Ltd
EP-2022-07419 | 2023-06-12 | 6362 OAK STREET, Vancouver, BC | Electrical Permit | Commercial | New | Issued | Installation / Repair - Commercial - BUILDING 7 - New woodframe townhomes over concrete parkade. Installation of panelboards, branch wiring, lighting, wiring devices and fire alarm for new wood frame townhomes. >BP: Building 7 - To Construct a 3 storey multiple dwelling building containing 4 dwelling units. Refer to BP-2020-02562 for site work, below grade facilities and common underground parking. VBBL 2019 - NFPA 13. STAGED CONSTRUCTION | Alpine Electric Ltd
SP-2022-01086 | 2023-07-17 | 6362 OAK STREET, Vancouver, BC | Sprinkler Permit | Commercial | New | Issued | Commercial - Building 7 - For all sprinkler work to the 2019 VBBL; NFPA 13, 2013; standpipe work to NFPA 14, 2013 for this newly constructed 3 storey multiple dwelling building containing 4 dwelling units. >Building 7 - To Construct a 3 storey multiple dwelling building containing 4 dwelling units. Notes: 1. Refer to SP-2022-01021 for site work, below grade facilities and common underground parking, permit notes, terms and conditions, and related permits. 2. Refer to SP-2022-01024 for accepted drawings for above grade work (townhouse buildings 1 through to 13), and below grade work associated with the townhouse buildings. | Active Fire & Safety Services Ltd
PP-2023-02552 | 2023-07-31 | 6362 OAK STREET, Vancouver, BC | Plumbing Permit | Commercial | New | Issued | Commercial - BLDG #7 - New Plumbing installation ** Separate Plumbing permit application required for AG slab and common area/planter drains ** >BP: Building 7 - To Construct a 3 storey multiple dwelling building containing 4 dwelling units. Refer to BP-2020-02562 for site work, below grade facilities and common underground parking. VBBL 2019 - NFPA 13. STAGED CONSTRUCTION | VINCI PLUMBING HEATING AND DRAINAGE LTD
GP-2023-01988 | NULL | 6280 OAK STREET, Vancouver, BC | Gas Permit | Commercial | New | Cancelled | Commercial - Piping for one cooktop in each unit installed for BLD #8 ( Total 7 units in BLD #8 ) | Ultra Mechanical Ltd
PP-2023-02583 | 2023-08-30 | 6360 OAK STREET, Vancouver, BC | Plumbing Permit | Commercial | New | Issued | Commercial - BLDG #6 - New plumbing install ** Separate Plumbing permit application required for AG slab and common area/planter drains ** >BP: Building 6 - To Construct a 3 storey multiple dwelling building containing 3 dwelling units. Refer to BP-2020-02562 for site work, below grade facilities and common underground parking. VBBL 2019 - NFPA 13. STAGED CONSTRUCTION | VINCI PLUMBING HEATING AND DRAINAGE LTD
SP-2022-01085 | 2023-07-17 | 6360 OAK STREET, Vancouver, BC | Sprinkler Permit | Commercial | New | Issued | Commercial - Building 6 - For all sprinkler work to the 2019 VBBL; NFPA 13, 2013; standpipe work to NFPA 14, 2013 for this newly constructed 3 storey multiple dwelling building containing 3 dwelling units. >Building 6 - To Construct a 3 storey multiple dwelling building containing 3 dwelling units. Notes: 1. Refer to SP-2022-01021 for site work, below grade facilities and common underground parking, permit notes, terms and conditions, and related permits. 2. Refer to SP-2022-01024 for accepted drawings for above grade work (townhouse buildings 1 through to 13), and below grade work associated with the townhouse buildings. | Active Fire & Safety Services Ltd
EP-2022-07418 | 2023-06-12 | 6360 OAK STREET, Vancouver, BC | Electrical Permit | Commercial | New | Issued | Installation / Repair - Commercial - BUILDING 6 - New woodframe townhomes over concrete parkade. Installation of panelboards, branch wiring, lighting, wiring devices and fire alarm for new wood frame townhomes. >BP: Building 6 - To Construct a 3 storey multiple dwelling building containing 3 dwelling units. Refer to BP-2020-02562 for site work, below grade facilities and common underground parking. VBBL 2019 - NFPA 13. STAGED CONSTRUCTION | Alpine Electric Ltd
SP-2022-01873 | 2022-12-09 | 3332 MAIN STREET, Vancouver, BC V5V 3M7 | Sprinkler Permit | Commercial | Tenant Improvement | Completed | Commercial - Add and relocate sprinkler heads for tenant improvement >DB: Change of Major Occupancy Classification and renovation To combine hair salon suite at 3338 Main Street with retail suite at 3332 Main street and change the use and major occupancy classification of the new formed unit to restaurant class-1 in this 3-storey mixed use (residential/commercial) building on this site for a new tenant. Included in the scope of work is installation of cooking equipment and their ventilation system. *****This application does not include any of the following: 1. Not more than 20 sprinklers (add, relocate, or remove), 2. hydraulic calculations, 3. change in occupancy and /or hazard classification, 4. warehouse storage arrangements, 5. mobile compact storage arrangements, 6. alternative solutions, 7. changes to the sprinkler system supply piping (e.g. valves, mains, cross-mains, branch-lines, etc.), or 8. flexible sprinkler pipe. | Priority Fire Systems Ltd
SP-2022-01915 | 2022-11-16 | 2798 E 43RD AVENUE #3, Vancouver, BC V5R 2Y9 | Sprinkler Permit | Residential | New | Completed | Residential - Install sprnkles in LWH >BP: To construct a 2 storey laneway house building with an attached garage and one open parking pad having vehicular access from the lane. Rev#2: The entire building to be sprinklered to NFPA 13D as per VBBL per 3.2.5.12.(3)(d). NOTE: To achieve the required FSR a floor space exclusion of 3% has been applied to this application as per section 11.17.24(d) of the district schedule, to accommodate improved building performance. 1. Covenant registered at the Land Title Office under CA9644321 2. No Strata Titling permitted 3. Rev#2: 1 A/C unit proposed in the rear yard 4. Schedule B Md. Shahidul Alam P.Eng (604-653-7475) Structural 5. Schedule B N.K. Varshney P.Eng (604-251-6320) Geotechnical 6. BC Housing 1029020 BC Ltd Note: This is a 1 1/2 storey building pursuant to the Zoning & Development By-law ******THIS PERMIT HAS BEEN ISSUED UNDER THE REQUIREMENTS OF VBBL 2019****** | Gold Key Fire Protection Ltd
EP-2022-09424 | 2022-11-10 | 2798 E 43RD AVENUE #3, Vancouver, BC V5R 2Y9 | Electrical Permit | Residential | New | Completed | Installation / Repair - Residential - 200 amp service connection, 125 amp service goes to main house, 100 amp service connection goes to Lwh, New installation all electrical wiring and finish To construct a 2 storey laneway house building with an attached garage and one open parking pad having vehicular access from the lane. Rev#2: The entire building to be sprinklered to NFPA 13D as per VBBL per 3.2.5.12.(3)(d). NOTE: To achieve the required FSR a floor space exclusion of 3% has been applied to this application as per section 11.17.24(d) of the district schedule, to accommodate improved building performance. 1. Covenant registered at the Land Title Office under CA9644321 2. No Strata Titling permitted 3. Rev#2: 1 A/C unit proposed in the rear yard 4. Schedule B Md. Shahidul Alam P.Eng (604-653-7475) Structural 5. Schedule B N.K. Varshney P.Eng (604-251-6320) Geotechnical 6. BC Housing 1029020 BC Ltd | AECOM ELECTRIC LTD
PP-2022-03378 | 2022-09-27 | 2798 E 43RD AVENUE #3, Vancouver, BC V5R 2Y9 | Plumbing Permit | Residential | New | Completed | Residential - installing new plumbing fixtures inside the laneway house >BP: To construct a 2 storey laneway house building with an attached garage and one open parking pad having vehicular access from the lane. The entire building to be sprinklered to NFPA 13R. NOTE: To achieve the required FSR a floor space exclusion of 3% has been applied to this application as per section 11.17.24(d) of the district schedule, to accommodate improved building performance. 1. Covenant registered at the Land Title Office under CA9644321 2. No Strata Titling permitted 3. No A/C unit proposed 4. Schedule B Md. Shahidul Alam P.Eng (604-653-7475) Structural 5. Schedule B N.K. Varshney P.Eng (604-251-6320) Geotechnical 6. BC Housing 1029020 BC Ltd **NOTE: If work on this site could lead to the disturbance of soil advise applicant to contact the Provincial Archeology Branch at 250-953-3334 for necessary permits. In addition, please be advised that reports from an Archeologist (AIA, AOA) and permits from the First Nations may be necessary prior to the release of your City of Vancouver permits. Note: This is a 1 1/2 storey building pursuant to the Zoning & Development By-law ******THIS PERMIT HAS BEEN ISSUED UNDER THE REQUIREMENTS OF VBBL 2019****** | SUNSHINE PLUMBING LTD
PP-2022-04188 | 2022-11-21 | 2931 E 44TH AVENUE #3, Vancouver, BC V5R 3A9 | Plumbing Permit | Residential | New | Completed | Residential - Plumbing for lanway house To construct a 2 storey laneway house building with an open parking pad, providing 1 parking space, having vehicular access from the lane. 1. No A/C unit proposed 2. Schedule B: Jason Hui P. Eng (778) 319-3403 Structural & Geotechnical 3. HPO: Residential Builder- Lyla Construction Inc. #47411 4. Entire Building to have NFPA 13-D | Rain Coast Plumbing & Heating Ltd
EP-2022-10362 | 2022-12-09 | 2931 E 44TH AVENUE #3, Vancouver, BC V5R 3A9 | Electrical Permit | Residential | New | Completed | Installation / Repair - Residential - LWH - #3 - New laneway house building with 125 amp panel >DB: To construct a 2 storey laneway house building with an open parking pad, providing 1 parking space, having vehicular access from the lane. Note: This is a 1 ½ storey building pursuant to the Zoning & Development By-law Note: Bldg 1 (principal bldg) addressed #1 - 2931 E 44th Ave retained on site. 1. No A/C unit proposed 4. Entire Building to have NFPA 13-D | Econ Energy Group Ltd
EP-2023-02240 | 2023-03-16 | 2931 E 44TH AVENUE #3, Vancouver, BC V5R 3A9 | Electrical Permit | Residential | New | Completed | Installation / Repair - Residential - Low Voltage Rough-In and Completion of Security Alarm system and Tel/Data/Cable >BP: To construct a 2 storey laneway house building ($218,425) with an open parking pad, providing 1 parking space, having vehicular access from the lane. Note: This is a 1 ½ storey building pursuant to the Zoning & Development By-law Note: Bldg 1 (principal bldg) addressed #1 - 2931 E 44th Ave retained on site. 1. No A/C unit proposed 2. Schedule B: Jason Hui P. Eng (778) 319-3403 Structural & Geotechnical 3. HPO: Residential Builder- Lyla Construction Inc. #47411 4. Entire Building to have NFPA 13-D Note: As a result of the addition of a laneway house, the main house / principal dwelling will be assigned a suite number and the site will be as follows: #1-2931 E 44th Av - Principal Dwelling ****ALL PROJECT COORDINATOR NOTES HAS BEEN ACCEPTED BY THE APPLICANT**** ******THIS PERMIT HAS BEEN ISSUED UNDER THE REQUIREMENTS OF VBBL #12511 (2019)****** | Infinitech Security & Integration Inc.
SP-2023-00443 | 2023-03-15 | 2931 E 44TH AVENUE #3, Vancouver, BC V5R 3A9 | Sprinkler Permit | Residential | New | Completed | Residential - Install sprinklers in lwh >BP: To construct a 2 storey laneway house building with an open parking pad, providing 1 parking space, having vehicular access from the lane. Note: This is a 1 ½ storey building pursuant to the Zoning & Development By-law Note: Bldg 1 (principal bldg) addressed #1 - 2931 E 44th Ave retained on site. 1. No A/C unit proposed 2. Schedule B: Jason Hui P. Eng (778) 319-3403 Structural & Geotechnical 3. HPO: Residential Builder- Lyla Construction Inc. #47411 4. Entire Building to have NFPA 13-D | Gold Key Fire Protection Ltd
EP-2023-06005 | 2023-10-06 | 3130 E 16TH AVENUE #3, Vancouver, BC V5M 2M6 | Electrical Permit | Residential | New | Issued | Installation / Repair - Residential - ¦ #LWH/ 200A ¦ Service upgrade and electrical wiring of the laneway house >BP: To construct a 2 storey laneway house building with an open parking pad, providing 1 parking space, having vehicular access from the lane. This is a 1 ½ storey building pursuant to the Zoning & Development By-law 1. No A/C unit proposed. 2. Schedule B: Geoff Wensel P.Eng (778.855.2549) Structural & Geotechnical 3. HPO: SLC Contracting Ltd. | VS Electric Ltd
PP-2022-04227 | 2022-11-25 | 3130 E 16TH AVENUE #3, Vancouver, BC V5M 2M6 | Plumbing Permit | Residential | New | Issued | Residential - All plumbing work required for new laneway house construction. To construct a 2 storey laneway house building with an open parking pad, providing 1 parking space, having vehicular access from the lane. This is a 1 ½ storey building pursuant to the Zoning & Development By-law 1. No A/C unit proposed. 2. Schedule B: Geoff Wensel P.Eng (778.855.2549) Structural & Geotechnical 3. HPO: SLC Contracting Ltd. | NULL
EP-2023-03820 | 2023-05-03 | 3581 PRICE STREET #3, Vancouver, BC V5R 5R4 | Electrical Permit | Residential | New | Completed | Installation / Repair - Residential - Wiring and finishing of extra low voltage. Pre wiring and installation of security alarm. >BP: To construct a 2 storey laneway house building ($181,815.00) with an open parking pad, providing 1 parking space, having vehicular access from the lane. Note: This is a 1 ½ storey building pursuant to the Zoning & Development By-law Note: Bldg 1 (principal bldg) addressed #1 - 3581 Price Street retained on site. 1. No A/C unit proposed 2. Schedule B: MOHAMED LUTHFY P Eng (604-324-7868) Architectural, Structural & Geotechnical 3. HPO: Residential Builder - BCA Constractors Ltd # 39403 4. Entire Building to have NFPA 13-D Note: As a result of the addition of a laneway house, the main house / principal dwelling will be assigned a suite number and the site will be as follows: #1-3581 Price St - Principal Dwelling ****ALL PROJECT COORDINATOR NOTES HAS BEEN ACCEPTED BY THE APPLICANT**** ******THIS PERMIT HAS BEEN ISSUED UNDER THE REQUIREMENTS OF VBBL #12511 (2019)****** | Creative Security Solutions Ltd
PP-2023-01089 | 2023-03-29 | 3581 PRICE STREET #3, Vancouver, BC V5R 5R4 | Plumbing Permit | Residential | New | Completed | Residential - new plumbing works for laneway house >BP: To construct a 2 storey laneway house building with an open parking pad, providing 1 parking space, having vehicular access from the lane. Note: This is a 1 ½ storey building pursuant to the Zoning & Development By-law Note: Bldg 1 (principal bldg) addressed #1 - 3581 Price Street retained on site. 1. No A/C unit proposed 2. Schedule B: MOHAMED LUTHFY P Eng (604-324-7868) Architectural, Structural & Geotechnical 3. HPO: Residential Builder - BCA Constractors Ltd # 39403 4. Entire Building to have NFPA 13-D April 3/2023-AMEND add additional inside sump to the permit | Lucky Five Eight Plumbing & Heating Ltd
SP-2023-00732 | 2023-04-27 | 3581 PRICE STREET #3, Vancouver, BC V5R 5R4 | Sprinkler Permit | Residential | New | Completed | Residential - new sprinkler system >BP: To construct a 2 storey laneway house building with an open parking pad, providing 1 parking space, having vehicular access from the lane. Note: This is a 1 ½ storey building pursuant to the Zoning & Development By-law Note: Bldg 1 (principal bldg) addressed #1 - 3581 Price Street retained on site. 1. No A/C unit proposed 2. Schedule B: MOHAMED LUTHFY P Eng (604-324-7868) Architectural, Structural & Geotechnical 3. HPO: Residential Builder - BCA Constractors Ltd # 39403 4. Entire Building to have NFPA 13-D | Haven Fire Protection Ltd
EP-2023-03391 | 2023-04-24 | 3581 PRICE STREET #3, Vancouver, BC V5R 5R4 | Electrical Permit | Residential | New | Completed | Installation / Repair - Residential - LWH new wiring *Main Service: 200A at Laneway *1FD: 100A >BP: To construct a 2 storey laneway house building ($181,815.00) with an open parking pad, providing 1 parking space, having vehicular access from the lane. Note: This is a 1 ½ storey building pursuant to the Zoning & Development By-law Note: Bldg 1 (principal bldg) addressed #1 - 3581 Price Street retained on site. 1. No A/C unit proposed 2. Schedule B: MOHAMED LUTHFY P Eng (604-324-7868) Architectural, Structural & Geotechnical 3. HPO: Residential Builder - BCA Constractors Ltd # 39403 4. Entire Building to have NFPA 13-D Note: As a result of the addition of a laneway house, the main house / principal dwelling will be assigned a suite number and the site will be as follows: #1-3581 Price St - Principal Dwelling ****ALL PROJECT COORDINATOR NOTES HAS BEEN ACCEPTED BY THE APPLICANT**** ******THIS PERMIT HAS BEEN ISSUED UNDER THE REQUIREMENTS OF VBBL #12511 (2019)****** | Roop Electric Co Ltd
PP-2023-00814 | 2023-03-10 | 3581 PRICE STREET #3, Vancouver, BC V5R 5R4 | Plumbing Permit | Residential | New | Completed | Residential - LWH - #3 - sump and underground | GNA Contracting Ltd
EP-2022-05178 | 2022-06-20 | 784 E 62ND AVENUE #3, Vancouver, BC V5X 2G5 | Electrical Permit | Residential | New | Completed | Installation / Repair - Residential - Wiring and service. >BP: To construct a 2 storey laneway house building ($149,677.50) with an open parking pad, providing 1 parking space, having vehicular access from the lane. Note: This is a 1 ½ storey building pursuant to the Zoning & Development By-law Note: Bldg 1 (principal bldg) addressed #1 - 784 E 62nd Ave retained on site. 1 No A/C unit proposed 2. Schedule B: X.L Chen P.Eng (778.235.5447) Structural & Geotechnical 3. HPO: Residential Builder- Custom Royal Development Ltd # 45272 4. Entire Building to have NFPA 13-D BUILDING 2 #3-784 E 62nd Av - Laneway House (1 storey) Address and suite number assigned as per approved plans for Fire and Emergency response. The address number is to be posted to the building to be visible from the street and the suite number is to be posted at the suite entry in accordance with the Building By-law prior to final inspection. Note: As a result of the addition of a laneway house, the main house / principal dwelling will be assigned a suite number and the site will be as follows: #1-784 E 62nd Av - Principal Dwelling ****ALL PROJECT COORINATOR NOTES HAS BEEN ACCEPTED BY THE APPLICANT**** ******THIS PERMIT HAS BEEN ISSUED UNDER THE REQUIREMENTS OF VBBL #12511 (2019)****** | G.S.G. Electric Ltd.
PP-2022-01151 | 2022-04-04 | 784 E 62ND AVENUE #3, Vancouver, BC V5X 2G5 | Plumbing Permit | Residential | New | Completed | Residential - Putting in new sump | Custom Royal Development Ltd
PP-2022-01667 | 2022-05-16 | 784 E 62ND AVENUE #3, Vancouver, BC V5X 2G5 | Plumbing Permit | Residential | New | Completed | Residential - plumbing for: >BP: To construct a 2 storey laneway house building ($149,677.50) with an open parking pad, providing 1 parking space, having vehicular access from the lane. Note: This is a 1 ½ storey building pursuant to the Zoning & Development By-law Note: Bldg 1 (principal bldg) addressed #1 - 784 E 62nd Ave retained on site. 1 No A/C unit proposed 2. Schedule B: X.L Chen P.Eng (778.235.5447) Structural & Geotechnical 3. HPO: Residential Builder- Custom Royal Development Ltd # 45272 4. Entire Building to have NFPA 13-D BUILDING 2 #3-784 E 62nd Av - Laneway House (1 storey) Address and suite number assigned as per approved plans for Fire and Emergency response. The address number is to be posted to the building to be visible from the street and the suite number is to be posted at the suite entry in accordance with the Building By-law prior to final inspection. Note: As a result of the addition of a laneway house, the main house / principal dwelling will be assigned a suite number and the site will be as follows: #1-784 E 62nd Av - Principal Dwelling ****ALL PROJECT COORINATOR NOTES HAS BEEN ACCEPTED BY THE APPLICANT**** ******THIS PERMIT HAS BEEN ISSUED UNDER THE REQUIREMENTS OF VBBL #12511 (2019)****** | East West Plumbing (2007) Ltd
SP-2022-00941 | 2022-06-13 | 784 E 62ND AVENUE #3, Vancouver, BC V5X 2G5 | Sprinkler Permit | Residential | New | Completed | Residential - LWH - #3 - FIXTURE To construct a 2 storey laneway house building with an open parking pad, providing 1 parking space, having vehicular access from the lane. Note: This is a 1 ½ storey building pursuant to the Zoning & Development By-law Note: Bldg 1 (principal bldg) addressed #1 - 784 E 62nd Ave retained on site. 1 No A/C unit proposed | East West Plumbing (2007) Ltd
EP-2022-04349 | 2022-05-26 | 784 E 62ND AVENUE #3, Vancouver, BC V5X 2G5 | Electrical Permit | Residential | New | Completed | Installation / Repair - Residential - Extra Low Voltage Pre-wire & Finishing for TV, Tel, Data & Security Alarm Service. >BP: To construct a 2 storey laneway house building ($149,677.50) with an open parking pad, providing 1 parking space, having vehicular access from the lane. Note: This is a 1 ½ storey building pursuant to the Zoning & Development By-law Note: Bldg 1 (principal bldg) addressed #1 - 784 E 62nd Ave retained on site. 1 No A/C unit proposed 2. Schedule B: X.L Chen P.Eng (778.235.5447) Structural & Geotechnical 3. HPO: Residential Builder- Custom Royal Development Ltd # 45272 4. Entire Building to have NFPA 13-D BUILDING 2 #3-784 E 62nd Av - Laneway House (1 storey) Address and suite number assigned as per approved plans for Fire and Emergency response. The address number is to be posted to the building to be visible from the street and the suite number is to be posted at the suite entry in accordance with the Building By-law prior to final inspection. Note: As a result of the addition of a laneway house, the main house / principal dwelling will be assigned a suite number and the site will be as follows: #1-784 E 62nd Av - Principal Dwelling ****ALL PROJECT COORINATOR NOTES HAS BEEN ACCEPTED BY THE APPLICANT**** ******THIS PERMIT HAS BEEN ISSUED UNDER THE REQUIREMENTS OF VBBL #12511 (2019)****** | Secure Worx AV & Automation Inc
EP-2022-03449 | 2022-04-28 | 4864 DUMFRIES STREET, Vancouver, BC V5N 3T9 | Electrical Permit | Residential | New | Expired | Temporary Power - Residential - To provide temporary power. | E G ELECTRICAL LTD.
EP-2023-04121 | 2023-05-10 | 4856 DUMFRIES STREET, Vancouver, BC V5N 3T9 | Electrical Permit | Residential | Addition | Issued | Temporary Power - Residential - To provide temporary power. | E G ELECTRICAL LTD.
SP-2023-01078 | 2023-06-20 | 4856 DUMFRIES STREET, Vancouver, BC V5N 3T9 | Sprinkler Permit | Residential | New | Issued | Residential - 2FD - FRONT - 4858 DUMFRIES ST BACK - 4856 DUMFRIES ST install 34 sprinklers for new construction >DB: To construct a 3-storey duplex with a detached accessory building (garage) at the rear providing 2 parking spaces, having vehicular access from the lane. (LOT A) Note: This is a 2 storey building pursuant to the Zoning and Development By-Law ***This permit is issued under the VBBL 2019, with updated energy requirements as per bylaw # 12997 effective Jan 01, 2022.*** The entire building to be sprinklered to 2x NFPA 13D. 1. A/C units proposed in rear yard | Preet Plumbing Heating And Sprinkle Ltd
MP-2023-02048 | 2023-11-19 | 4856 DUMFRIES STREET, Vancouver, BC V5N 3T9 | Mechanical Permit | NULL | NULL | Issued | NULL | Power Cool Electrical & Refrigeration Mech Ltd
EP-2023-10272 | 2023-11-15 | 1551 GRANT STREET, Vancouver, BC V5L 2Y3 | Electrical Permit | Commercial | New | Issued | Temporary Power - Commercial - To provide temporary power. Renewal of EP-2022-08866 Valid: Oct 19, 2023 to Oct 18, 2024 | 0777792 BC Ltd
EP-2023-09796 | 2023-11-09 | 1551 GRANT STREET, Vancouver, BC V5L 2Y3 | Electrical Permit | Commercial | New | Issued | Installation / Repair - Commercial - Card Access system/ CCTV System/ Enterphone/Fire Alarm Communicator/ Water sensor alarm >BP: To develop a 6-storey Multiple Dwelling containing 35 Secured Market Rental Dwelling Units, all over one level of non-combustible underground parking. This is a CP Process Permit and the applicant is Peter Hosseini, P.Eng., CP. VBBL 2019 - NFPA 13. STAGE 1 - Excavation and Shoring issued on July 29, 2022. STAGE 2 - Foundation to Grade issued on Oct. 28, 2022. STAGE 3 - Full Construction issued on Jan. 25th, 2023. STAGE 3 - REVISION #1 (Mar 14/23): Change of CP from Mark Roozbahani, P.Eng., CP. to Peter Hosseini, P.Eng., CP effective Mar 14, 2023. - issued Mar.14/23 | LRM Marketing Ltd.
EP-2023-07056 | 2023-08-03 | 1551 GRANT STREET, Vancouver, BC V5L 2Y3 | Electrical Permit | Residential | New | Issued | Installation / Repair - Residential - - Install and wire CO/NO in Parkade - ERV & Timer installation - Thermostat and communications for split amedity - Install and wire Duct Sensor for MUA-1 - Remote readout for Main water meter >BP: To develop a 6-storey Multiple Dwelling containing 35 Secured Market Rental Dwelling Units, all over one level of non-combustible underground parking. | Modern Systems Management Ltd
EP-2023-02391 | 2023-03-20 | 1551 GRANT STREET, Vancouver, BC V5L 2Y3 | Electrical Permit | Commercial | New | Issued | Temporary Power - Commercial - To provide temporary power. | Allwest Electric Ltd
PP-2023-01039 | 2023-05-25 | 1551 GRANT STREET, Vancouver, BC V5L 2Y3 | Plumbing Permit | Commercial | New | Issued | Commercial - Full plumbing system less the foundation piping (pulled on separate permit). ***Civil done by others, separate permit required*** >BP: To develop a 6-storey Multiple Dwelling containing 35 Secured Market Rental Dwelling Units, all over one level of non-combustible underground parking. This is a CP Process Permit and the applicant is Peter Hosseini, P.Eng., CP. VBBL 2019 - NFPA 13. STAGE 1 - Excavation and Shoring issued on July 29, 2022. STAGE 2 - Foundation to Grade issued on Oct. 28, 2022. STAGE 3 - Full Construction issued on Jan. 25th, 2023. STAGE 3 - REVISION #1 (Mar 14/23): Change of CP from Mark Roozbahani, P.Eng., CP. to Peter Hosseini, P.Eng., CP effective Mar 14, 2023. - issued Mar.14/23 | Enersolv Design & Build Ltd
EP-2022-08217 | 2023-02-24 | 1551 GRANT STREET, Vancouver, BC V5L 2Y3 | Electrical Permit | Residential | New | Completed | Interim - Residential - *** interim permit*** for below grade work, the electrical room, grounding and conduits in the slab. >BP: To develop a 6-storey Multiple Dwelling containing 35 Secured Market Rental Dwelling Units, all over one level of non-combustible underground parking. VBBL 2019 - NFPA 13. STAGE 1 - Excavation and Shoring issued on July 29, 2022. STAGE 2 - Foundation to Grade issued on Oct. 28, 2022. STAGE 3 - Full Construction issued on Jan. 25th, 2023. | Allwest Electric Ltd
SP-2022-01369 | 2023-10-16 | 1551 GRANT STREET, Vancouver, BC V5L 2Y3 | Sprinkler Permit | Commercial | New | Issued | Commercial - For all sprinkler work to the 2019 VBBL; NFPA 13, 2013; standpipe work to NFPA 14, 2013; for work below grade for this newly constructed 6 storey combustible residential building to include 35 Dwelling Units with the first storey being a non-combustible parking garage. Notes: 1 - Engineer of Record: Ryan Pavey; 604-605-0606; pavey@cardinalfire.ca | Titan Fire Protection Ltd
SP-2022-01368 | 2023-10-16 | 1551 GRANT STREET, Vancouver, BC V5L 2Y3 | Sprinkler Permit | Commercial | New | Issued | Commercial - For all sprinkler work to the 2019 VBBL; NFPA 13, 2013; standpipe work to NFPA 14, 2013; for work above grade for this newly constructed 6 storey combustible residential building to include 35 Dwelling Units with the first storey being a non-combustible parking garage. Notes: 1 - Engineer of Record: Ryan Pavey; 604-605-0606; pavey@cardinalfire.ca | Titan Fire Protection Ltd
EP-2022-10213 | 2022-12-02 | 1551 GRANT STREET, Vancouver, BC V5L 2Y3 | Electrical Permit | Commercial | New | Expired | Temporary Power - Commercial - To provide temporary power. | Allwest Electric Ltd
EP-2023-01501 | 2023-04-03 | 1551 GRANT STREET, Vancouver, BC V5L 2Y3 | Electrical Permit | Commercial | New | Issued | Installation / Repair - Commercial - Electrical for Multi family building with 1 level under ground parking and 5 levels above ground with 35 residential units. >BP: To develop a 6-storey Multiple Dwelling containing 35 Secured Market Rental Dwelling Units, all over one level of non-combustible underground parking. VBBL 2019 - NFPA 13. STAGE 1 - Excavation and Shoring issued on July 29, 2022. STAGE 2 - Foundation to Grade issued on Oct. 28, 2022. STAGE 3 - Full Construction issued on Jan. 25th, 2023. | Allwest Electric Ltd
PP-2022-04044 | 2022-11-23 | 1551 GRANT STREET, Vancouver, BC V5L 2Y3 | Plumbing Permit | Commercial | New | Issued | Commercial - Underground >BP: To develop a 6 storey Multiple Dwelling containing 35 Secured Market Rental Dwelling Units, all over one level of non-combustible underground parking. VBBL 2019 - NFPA 13. STAGE 1 - Excavation and Shoring issued on July 29, 2022. STAGE 2 - Foundation to Grade issued on Oct. 28, 2022. | Enersolv Design & Build Ltd
EP-2022-08866 | 2022-10-19 | 1551 GRANT STREET, Vancouver, BC V5L 2Y3 | Electrical Permit | Commercial | New | Expired | Temporary Power - Commercial - To provide temporary power. | 0777792 BC Ltd
EP-2022-05517 | 2022-06-28 | 1545 GRANT STREET, Vancouver, BC V5L 2Y3 | Electrical Permit | Residential | New | Expired | Temporary Power - Residential - To provide temporary power. | Pacific Storm Power and Electrical Services Ltd
EP-2023-10325 | 2023-11-23 | 2887 E 44TH AVENUE #3, Vancouver, BC V5R 3A7 | Electrical Permit | Residential | New | Issued | Installation / Repair - Residential - new LWH electrical installation >BP: To construct a 2 storey laneway house building ($165,300.00). Note: This is a 1 ½ storey building pursuant to the Zoning & Development By-law. Off-street parking not provided due to tree #3 & #4 retention. 1. Covenant registered at the Land Title Office under CA9641141 2. No Strata Titling permitted 3. No A/C Unit proposed for the LWH. 4. Schedule B: (Antony Wang) P.Eng (604.618.6236) Structural 5. Schedule B: (JIAN ZHONG JIN) P.Eng (604.362.7021) Geotechnical 6. HPO: Residential Builder- (SEMLIN CONSTRUCTION LTD.) NOTE: To achieve the required FSR. A floor space exclusion of 3% has been applied to this application as per section 11.24.18 of the district schedule, to accommodate improved building performance. *NEW HOUSE* Note: See DB-2021-05544 for Bldg 1 on site (principal bldg). **THIS PERMIT HAS BEEN ISSUED UNDER THE REQUIREMENTS OF VBBL #12511 (2019) ** | Quality Electric Ltd
EP-2023-09544 | 2023-10-31 | 2887 E 44TH AVENUE #3, Vancouver, BC V5R 3A7 | Electrical Permit | Residential | New | Issued | Installation / Repair - Residential - To pre-wire and install security Alarm, and DATA/TV/TEL cables. >BP: To construct a 2 storey laneway house building ($165,300.00). Note: This is a 1 ½ storey building pursuant to the Zoning & Development By-law. Off-street parking not provided due to tree #3 & #4 retention. 1. Covenant registered at the Land Title Office under CA9641141 2. No Strata Titling permitted 3. No A/C Unit proposed for the LWH. 4. Schedule B: (Antony Wang) P.Eng (604.618.6236) Structural 5. Schedule B: (JIAN ZHONG JIN) P.Eng (604.362.7021) Geotechnical 6. HPO: Residential Builder- (SEMLIN CONSTRUCTION LTD.) NOTE: To achieve the required FSR. A floor space exclusion of 3% has been applied to this application as per section 11.24.18 of the district schedule, to accommodate improved building performance. *NEW HOUSE* Note: See DB-2021-05544 for Bldg 1 on site (principal bldg). **THIS PERMIT HAS BEEN ISSUED UNDER THE REQUIREMENTS OF VBBL #12511 (2019) ** | Yao Rong Xu
SP-2023-01813 | 2023-09-29 | 2887 E 44TH AVENUE #3, Vancouver, BC V5R 3A7 | Sprinkler Permit | Residential | New | Issued | Residential - LWH - #3 - installation of a new fire sprinkler system >DB: To construct a 2 storey laneway house building. Note: This is a 1 ½ storey building pursuant to the Zoning & Development By-law. Off-street parking not provided due to tree #3 & #4 retention. 1. Covenant registered at the Land Title Office under CA9641141 2. No Strata Titling permitted 3. No A/C Unit proposed for the LWH. **THIS PERMIT HAS BEEN ISSUED UNDER THE REQUIREMENTS OF VBBL #12511 (2019) ** | CENTRE LINE FIRE SPRINKLERS LTD
MP-2022-00663 | 2022-12-08 | 924 E 49TH AVENUE, Vancouver, BC | Mechanical Permit | NULL | NULL | Completed | NULL | Skyway Plumbing & gas Ltd
EP-2022-08328 | 2022-10-06 | 3105 W 29TH AVENUE #3, Vancouver, BC V6L 1Y5 | Electrical Permit | Residential | New | Issued | Installation / Repair - Residential - New Wiring for: >BP: To construct a one storey laneway house building ($156,032.50) with an attached garage and an open parking pad, providing 2 parking spaces, having vehicular access from the lane. 1- Covenant registered at the Land Title Office under CB18621 2- No strata titling permitted 3- No A/C unit proposed 4- Schedule B: Wei Zheng Su P.Eng (778.707.7360) Structural & Geotechnical 5- HPO: Residential Builder - Bold Properties Inc. | SS Electrical Limited
SP-2023-01313 | 2023-07-20 | 3105 W 29TH AVENUE #3, Vancouver, BC V6L 1Y5 | Sprinkler Permit | Residential | New | Issued | Residential - LWH - #3 - new laneway house >DB: To construct a one storey laneway house building with an attached garage and an open parking pad, providing 2 parking spaces, having vehicular access from the lane. 1- Covenant registered at the Land Title Office under CB18621 2- No strata titling permitted 3- No A/C unit proposed ******THIS PERMIT HAS BEEN ISSUED UNDER THE REQUIREMENTS OF VBBL #12511 (2019)****** | Yu Fire Protection Inc.
SP-2023-00305 | 2023-02-22 | 3342 WELLINGTON AVENUE #3, Vancouver, BC V5R 4Y2 | Sprinkler Permit | Residential | New | Completed | Residential - To Install 13 sprinkler heads >BP: To construct a 2 storey laneway house building ($225,000) with an attached garage and 1 open parking pad, providing a total of 2 parking spaces, having vehicular access from the 20' Lane. Note: The entire building, INCLUDING THE ATTACHED GARAGE (if applicable), to be sprinklered to NFPA 13R Note: This is a 1 ½ storey building pursuant to the Zoning & Development By-law. 1. Covenant registered at the Land Title Office under CA9673368 2. No Strata Titling permitted 3. No A/C Unit proposed 4. Schedule B: (J.S. Brar) P.Eng (604.501.7788) Structural & Geotechnical 5. HPO: Residential Builder- K & A Enterprises Ltd **THIS PERMIT HAS BEEN ISSUED UNDER THE REQUIREMENTS OF VBBL #12511 (2019) ** | General Sprinkler Systems Ltd
EP-2023-00759 | 2023-01-31 | 3342 WELLINGTON AVENUE #3, Vancouver, BC V5R 4Y2 | Electrical Permit | Residential | New | Completed | Installation / Repair - Residential - LWH - #3 - Alarm, tv , data , tel rough in and finish. COMPLETE SECURITY ALARM SYSTEM. >DB: To construct a 2 storey laneway house building with an attached garage and 1 open parking pad, providing a total of 2 parking spaces, having vehicular access from the 20' Lane. Note: The entire building, INCLUDING THE ATTACHED GARAGE (if applicable), to be sprinklered to NFPA 13R Note: This is a 1 ½ storey building pursuant to the Zoning & Development By-law. 1. Covenant registered at the Land Title Office under CA9673368 2. No Strata Titling permitted 3. No A/C Unit proposed | Charanjit Singh
PP-2022-03495 | 2022-10-03 | 3342 WELLINGTON AVENUE #3, Vancouver, BC V5R 4Y2 | Plumbing Permit | Residential | New | Completed | Residential - Draintile, Rainwater leader, Sanitary, storm and sump services For Laneway House | Khela Excavating Ltd.
PP-2022-04354 | 2022-12-06 | 3342 WELLINGTON AVENUE #3, Vancouver, BC V5R 4Y2 | Plumbing Permit | Residential | New | Completed | Residential - LWH - #3 - Laneway plumbing >DB: To construct a 2 storey laneway house building with an attached garage and 1 open parking pad, providing a total of 2 parking spaces, having vehicular access from the 20' Lane. Note: The entire building, INCLUDING THE ATTACHED GARAGE (if applicable), to be sprinklered to NFPA 13R Note: This is a 1 ½ storey building pursuant to the Zoning & Development By-law. 1. Covenant registered at the Land Title Office under CA9673368 2. No Strata Titling permitted 3. No A/C Unit proposed | H & R Mechanical Ltd
EP-2023-00333 | 2023-02-02 | 3342 WELLINGTON AVENUE #3, Vancouver, BC V5R 4Y2 | Electrical Permit | Residential | New | Completed | Installation / Repair - Residential - LWH - #3 - Service, rough wiring, and finishing for laneway -2nd Service drop for laneway- BC Hydro Approved To construct a 2 storey laneway house building with an attached garage and 1 open parking pad, providing a total of 2 parking spaces, having vehicular access from the 20' Lane. Note: The entire building, INCLUDING THE ATTACHED GARAGE (if applicable), to be sprinklered to NFPA 13R Note: This is a 1 ½ storey building pursuant to the Zoning & Development By-law. 1. Covenant registered at the Land Title Office under CA9673368 2. No Strata Titling permitted 3. No A/C Unit proposed | Best Electric Ltd
EP-2023-08003 | NULL | 6908 ROSS STREET, Vancouver, BC | Electrical Permit | Commercial | Addition | Application Incomplete | Installation / Repair - Commercial - Wiring for new A/C unit to recently finished home. Location of units will be with mechanical permit. Engineered calculation attached to permit. | F & S Electrical Ltd
EP-2023-08006 | 2023-10-10 | 6920 ROSS STREET, Vancouver, BC | Electrical Permit | Residential | Addition | Completed | Installation / Repair - Residential - Total 3 Buildings/ 6 AC units/ Installed under MP-2023-01623 EP-2023-08006/ Building 3(South)(New) addresses/ 2 AC Unit EP-2023-08002/ Building 1 (North)(Existing)/ 3 AC Unit EP-2023-08006/ Building 2(Middle)(New)/ 1 AC Unit | F & S Electrical Ltd
GP-2022-01896 | NULL | 6920 ROSS STREET, Vancouver, BC | Gas Permit | Residential | New | Withdrawn | Residential - To install 2 boiler 2 range 2 BBQ 2 dryer | JOT MECHANICAL LTD
SP-2022-00891 | 2022-06-03 | 6920 ROSS STREET, Vancouver, BC | Sprinkler Permit | Residential | New | Completed | Residential - new fire sprinkler system Building #3, To construct a new 2-storey Two-Family Dwelling on the Southerly portion of the site with two-car attached garage having vehicular access from lane. Building Review Branch Notes: - Building Permit for DP-2020-00668 - Project value for Building #1: $700k, Building #2:$300k, Building #3: $400k - Refer to BP-2021-02178 for all time entries, reviews, fees, etc. - Building to be sprinklered to NFPA 13R standard - AC unit proposed in rear yard. | Mainland Fire Protection Ltd
PP-2023-02110 | 2023-07-10 | 1933 TRIUMPH STREET, Vancouver, BC | Plumbing Permit | Commercial | New | Issued | Commercial - Commercial new build. Parkade ground water, drain tie, water entry, 5 floors of plumbing and roof drains. ** Underground only ** >BP: To construct a new 5-storey commercial building consisting of: Storage Garage having vehicular access from the lane at level 1; Brewery (Group F, Division 2) at level 2; Office/Production Studio (Group D, Group F Division 2) at levels 3 and 4; and Office (Group D) at level 5. | Hashtag Plumbing Inc
PP-2023-02318 | 2023-09-20 | 1933 TRIUMPH STREET, Vancouver, BC | Plumbing Permit | Commercial | New | Issued | Commercial - ****ABOVE GRADE***** Commercial new build. drain tie, water entry. >BP: To construct a new 5-storey commercial building consisting of: Storage Garage having vehicular access from the lane at level 1; Brewery (Group F, Division 2) at level 2; Office/Production Studio (Group D, Group F Division 2) at levels 3 and 4; and Office (Group D) at level 5. | Hashtag Plumbing Inc
EP-2022-09924 | 2022-11-23 | 6508 KNIGHT STREET, Vancouver, BC V5P 2W2 | Electrical Permit | Commercial | NULL | Expired | Annual / Operating - Maintain and repair electrical components throughout the building Valid Nov 23/2022 until Nov 22/2023 | Benchmark Electrical Services Ltd
SP-2023-00125 | 2023-01-23 | 2132 SCARBORO AVENUE #3, Vancouver, BC V5P 2L3 | Sprinkler Permit | Residential | New | Completed | Residential - LWH - #3 - New sprinkler system >DB: To construct a ONE storey laneway house building with an open parking pad, providing 1 parking space, having vehicular access from the lane. Note: This is a 1 ½ storey building pursuant to the Zoning & Development By-law Note: Bldg 1 (principal bldg) addressed #1 - 2132 Scarboro retained on site. 1. No A/C unit proposed 2. Schedule B: STR/GEO ALAN PRAHALAD P.Eng (604-831-1431) Structural & Geotechnical 3. HPO: Residential Builder- Cyanic Development 42035 4. Entire Building to have NFPA 13-D | Haven Fire Protection Ltd
EP-2023-00599 | 2023-01-27 | 2132 SCARBORO AVENUE #3, Vancouver, BC V5P 2L3 | Electrical Permit | Residential | New | Completed | Installation / Repair - Residential - 200 amp main service 125 amp for house 100 amp for lwh 1FD: EP-2023-00555 >BP: To construct a ONE storey laneway house building ($225,000) with an open parking pad, providing 1 parking space, having vehicular access from the lane. Note: This is a 1 ½ storey building pursuant to the Zoning & Development By-law Note: Bldg 1 (principal bldg) addressed #1 - 2132 Scarboro retained on site. 1. No A/C unit proposed 2. Schedule B: STR/GEO ALAN PRAHALAD P.Eng (604-831-1431) Structural & Geotechnical 3. HPO: Residential Builder- Cyanic Development 42035 4. Entire Building to have NFPA 13-D Note: As a result of the addition of a laneway house, the main house / principal dwelling will be assigned a suite number and the site will be as follows: #1-2132 Scarboro Av - Principal Dwelling ****ALL PROJECT COORINATOR NOTES HAS BEEN ACCEPTED BY THE APPLICANT**** ******THIS PERMIT HAS BEEN ISSUED UNDER THE REQUIREMENTS OF VBBL #12511 (2019)****** | H.L. ELECTRICAL LTD
GP-2023-00360 | 2023-02-01 | 2132 SCARBORO AVENUE #3, Vancouver, BC V5P 2L3 | Gas Permit | Residential | New | Completed | Residential - LANEWAY HOUSE UNDER GROUND GAS LINE >BP: To construct a ONE storey laneway house building with an open parking pad, providing 1 parking space, having vehicular access from the lane. Note: This is a 1 ½ storey building pursuant to the Zoning & Development By-law Note: Bldg 1 (principal bldg) addressed #1 - 2132 Scarboro retained on site. 1. No A/C unit proposed 2. Schedule B: STR/GEO ALAN PRAHALAD P.Eng (604-831-1431) Structural & Geotechnical 3. HPO: Residential Builder- Cyanic Development 42035 4. Entire Building to have NFPA 13-D | FOCUS MECHANICAL LTD.
EP-2023-01300 | 2023-02-15 | 2132 SCARBORO AVENUE #3, Vancouver, BC V5P 2L3 | Electrical Permit | Residential | New | Completed | Installation / Repair - Residential - Laneway House Extra Low Voltage. Data/Voice/TV Cable, Alarm Prewire, Door Bell. >BP: To construct a ONE storey laneway house building ($225,000) with an open parking pad, providing 1 parking space, having vehicular access from the lane. Note: This is a 1 ½ storey building pursuant to the Zoning & Development By-law Note: Bldg 1 (principal bldg) addressed #1 - 2132 Scarboro retained on site. 1. No A/C unit proposed 2. Schedule B: STR/GEO ALAN PRAHALAD P.Eng (604-831-1431) Structural & Geotechnical 3. HPO: Residential Builder- Cyanic Development 42035 4. Entire Building to have NFPA 13-D Note: As a result of the addition of a laneway house, the main house / principal dwelling will be assigned a suite number and the site will be as follows: #1-2132 Scarboro Av - Principal Dwelling ****ALL PROJECT COORINATOR NOTES HAS BEEN ACCEPTED BY THE APPLICANT**** ******THIS PERMIT HAS BEEN ISSUED UNDER THE REQUIREMENTS OF VBBL #12511 (2019)****** | SECUTECH DEVELOPMENT LTD.
NULL | NULL | 8220 ROSS STREET, Vancouver, BC | Sprinkler Permit | Commercial | New | Draft | Commercial - New construction in parkade area | Metro City Fire Protection Ltd
SP-2023-00529 | 2023-03-28 | 8220 ROSS STREET, Vancouver, BC | Sprinkler Permit | Commercial | New | Issued | Commercial - To install sprinkler to NFPA 13 in the parkade and standpipes to NFPA 14 2313 throughout this 3-storey with mezzanine industrial building -Building 2 (B) (South) contains 12 wholesale units (Group F-2) with ancillary office use (Group D) at the upper mezzanine level of each unit: 1st strorey - parking garage 2nd storey, Levels 1 - 6 (six ) wholesale units with ancillary office spaces at mezzanine - Units #150, 155, 160, 165, 170 and175. 3rd storey, Levels 3 - 6 (six) wholesale units with ancillary office spaces at mezzanine - Units #305, 310, 315, 320, 325 and 330. | Metro City Fire Protection Ltd
EP-2023-06002 | 2023-08-22 | 8220 ROSS STREET, Vancouver, BC | Electrical Permit | Commercial | New | Issued | Installation / Repair - Commercial - ¦ Building 2 (B) (South) ¦ ***TO CONTINUE WORK STARTED BY OTHERS RE: (EP-2022-05044) New Electrical feeders to 12 Wholesale Units and parking garage New Lighting and Emergency Lighting New Fire Alarm and Baseboard Heaters Install of Electrical Receptacles Install of Receptacles for electric vehicle charging stations Install Disconnects and power to Mechanical Equipment Install of Transformers High Voltage unit substation >BP: BP Revision #1 - In Review To enclose the open mezzanines designed as ancillary offices or retails to the wholesale units in Building A and Building B , and separate them with a fire separation having 2 hr fire resistance rating from the rest of the unit they belong to, whereby to convert the 3 storey building A to four storey building and to convert building B from four storey to five storey. Related to AL-2022-00050 Al-2022- 00143 To construct a 3-storey with mezzanine industrial building -Building 2 (B) (South) contains 12 wholesale units (Group F-2) with ancillary office use (Group D) at the upper mezzanine level of each unit: 1st strorey - parking garage 2nd storey, Levels 1 - 6 (six ) wholesale units with ancillary office spaces at mezzanine - Units #150, 155, 160, 165, 170 and175. 3rd storey, Levels 3 - 6 (six) wholesale units with ancillary office spaces at mezzanine - Units #305, 310, 315, 320, 325 and 330. NOTE: Vehicle and pedestrian access to 2nd storey (Level 1) is provided from the lower level loading court between Building A and Building B. Vehicle access to 3rd storey (Level 3) is provided by the driving aisle on the North side of Building A and the bridge between the two buildings and Level 3 loading court. Related to BP-2021-00742 (site permit) | Bridge Electric Corp
PP-2022-03512 | 2022-11-28 | 8220 ROSS STREET, Vancouver, BC | Plumbing Permit | Commercial | New | Issued | Commercial - Plumbing work for warehouse building >BP: BP Revision #1 - In Review To enclose the open mezzanines designed as ancillary offices or retails to the wholesale units in Building A and Building B , and separate them with a fire separation having 2 hr fire resistance rating from the rest of the unit they belong to, whereby to convert the 3 storey building A to four storey building and to convert building B from four storey to five storey. Related to AL-2022-00050 Al-2022- 00143 To construct a 3-storey with mezzanine industrial building -Building 2 (B) (South) contains 12 wholesale units (Group F-2) with ancillary office use (Group D) at the upper mezzanine level of each unit: 1st strorey - parking garage 2nd storey, Levels 1 - 6 (six ) wholesale units with ancillary office spaces at mezzanine - Units #150, 155, 160, 165, 170 and175. 3rd storey, Levels 3 - 6 (six) wholesale units with ancillary office spaces at mezzanine - Units #305, 310, 315, 320, 325 and 330. NOTE: Vehicle and pedestrian access to 2nd storey (Level 1) is provided from the lower level loading court between Building A and Building B. Vehicle access to 3rd storey (Level 3) is provided by the driving aisle on the North side of Building A and the bridge between the two buildings and Level 3 loading court. Related to BP-2021-00742 (site permit) | Raven Plumbing and Heating Ltd
EP-2022-07524 | 2022-09-15 | 8220 ROSS STREET, Vancouver, BC | Electrical Permit | Commercial | New | Cancelled | Installation / Repair - Commercial - Install indoor unit substation, primary duct work, and grounding. >BP: To construct a 3-storey with mezzanine industrial building -Building 2 (B) (South) contains 12 wholesale units (Group F-2) with ancillary office use (Group D) at the upper mezzanine level of each unit: 1st strorey - parking garage 2nd storey, Levels 1 - 6 (six ) wholesale units with ancillary office spaces at mezzanine - Units #150, 155, 160, 165, 170 and175. 3rd storey, Levels 3 - 6 (six) wholesale units with ancillary office spaces at mezzanine - Units #305, 310, 315, 320, 325 and 330. NOTE: Vehicle and pedestrian access to 2nd storey (Level 1) is provided from the lower level loading court between Building A and Building B. Vehicle access to 3rd storey (Level 3) is provided by the driving aisle on the North side of Building A and the bridge between the two buildings and Level 3 loading court. Related to BP-2021-00742 (site permit) | K S Maude Electric Ltd
EP-2022-05044 | 2022-09-16 | 8220 ROSS STREET, Vancouver, BC | Electrical Permit | Commercial | New | Completed | Installation / Repair - Commercial - Building 2 (B) (South) New Electrical feeders to 12 Wholesale Units and parking garage New Lighting and Emergency Lighting New Fire Alarm and Baseboard Heaters Install of Electrical Receptacles Install of Receptacles for electric vehicle charging stations Install Disconnects and power to Mechanical Equipment Install of Transformers >BP: To construct a 3-storey with mezzanine industrial building -Building 2 (B) (South) contains 12 wholesale units (Group F-2) with ancillary office use (Group D) at the upper mezzanine level of each unit: 1st strorey - parking garage 2nd storey, Levels 1 - 6 (six ) wholesale units with ancillary office spaces at mezzanine - Units #150, 155, 160, 165, 170 and175. 3rd storey, Levels 3 - 6 (six) wholesale units with ancillary office spaces at mezzanine - Units #305, 310, 315, 320, 325 and 330. NOTE: Vehicle and pedestrian access to 2nd storey (Level 1) is provided from the lower level loading court between Building A and Building B. Vehicle access to 3rd storey (Level 3) is provided by the driving aisle on the North side of Building A and the bridge between the two buildings and Level 3 loading court. Related to BP-2021-00742 (site permit) | Springbok Electric Limited
NULL | NULL | 8220 ROSS STREET, Vancouver, BC | Sprinkler Permit | Commercial | New | Draft | Commercial - new construction Building | Metro City Fire Protection Ltd
NULL | NULL | 8220 ROSS STREET, Vancouver, BC | Sprinkler Permit | Commercial | New | Draft | Commercial - New Construction Building | Metro City Fire Protection Ltd
SP-2022-00996 | 2023-05-08 | 8220 ROSS STREET, Vancouver, BC | Sprinkler Permit | Commercial | New | Issued | Commercial - To install s ESFR sprinkler system through out this 3-storey with mezzanine industrial building -Building 2 (B) (South) contains 12 wholesale units (Group F-2) with ancillary office use (Group D) at the upper mezzanine level of each unit: 1st strorey - parking garage 2nd storey, Levels 1 - 6 (six ) wholesale units with ancillary office spaces at mezzanine - Units #150, 155, 160, 165, 170 and175. 3rd storey, Levels 3 - 6 (six) wholesale units with ancillary office spaces at mezzanine - Units #305, 310, 315, 320, 325 and 330. Related to SP-2022-00529 (site permit) | Metro City Fire Protection Ltd
PP-2022-01883 | 2023-07-12 | 130 E CORDOVA STREET, Vancouver, BC V6A 1K9 | Plumbing Permit | Commercial | New | Issued | Commercial - >>UNDERGROUND FOUNDATION ONLY<< New plumbing installation and fixtures >BP: The proposed project will be a nine storey building with one basement level. The main and second floors will be used for community programs, food services, and client programs. Third to seventh floors will be used for supportive residential, shelter, and Corrections Canada community based residential facilities. The eighth and ninth floors will be for long term housing. Stage 1 (excavation, shoring & foundation to grade) - In review | Connelly Mechanical Systems Ltd
EP-2022-09340 | 2023-08-03 | 130 E CORDOVA STREET, Vancouver, BC V6A 1K9 | Electrical Permit | Residential | New | Completed | Interim - Residential - Scope of work: slab, underground, raceways, grounding, branch circuits. Service connection to BC Hydro is not permitted under this permit. >BP: To construct a new ten-storey (10) mixed-use building operated by The Salvation Army, consisting of: 1st & 2nd Storeys – Social Service Centre w/commercial kitchen, dining rooms, clients programs & offices (Group A-2) 3rd storey - 22 sleeping units for Women 4th storey - 100 shelter beds for Men and amenity spaces 5th storey - 34 shelter beds for Men & 27 sleeping units for Men in Community Residential Facility (CFR) 6th storey - 11 sleeping units for Men & 23 sleeping units for Men in CRF 7th storey – 37 sleeping units for Men 8th storey - 23 dwelling units transitional housing (rental, affordable) 9th storey - 23 dwelling units permanent housing (rental, affordable), and 10th storey - amenity room and outdoor patio; all over one level of underground level with 12 parking stalls accessible via a car elevator. NOTE: This building contains 254 sleeping units (Shelter, Supportive and Community Residential Facility) & 46 rental dwelling units. This building is provided with a Two-stage Fire Alarm system. STAGE I - Excavation, Shoring & Foundation to Grade Issued: January 19, 2023 | Colwin Electrical Group
SP-2023-00148 | 2024-01-24 | 130 E CORDOVA STREET, Vancouver, BC V6A 1K9 | Sprinkler Permit | Commercial | New | Issued | Commercial - ***Below Grade and Standpipe*** For all sprinkler work to the 2019 VBBL; NFPA 13/13; standpipe work to NFPA 14/13; and alternative solutions prepared by LMDG. Site Description: To construct a new ten-storey (10) mixed-use building operated by The Salvation Army, consisting of: - 1st & 2nd Storeys – Social Service Centre w/commercial kitchen, dining rooms, clients programs & offices (Group A-2) - 3rd storey - 22 sleeping units for Women - 4th storey - 100 shelter beds for Men and amenity spaces - 5th storey - 34 shelter beds for Men & 27 sleeping units for Men in Community Residential Facility (CFR) - 6th storey - 11 sleeping units for Men & 23 sleeping units for Men in CRF - 7th storey – 37 sleeping units for Men - 8th storey - 23 dwelling units transitional housing (rental, affordable) - 9th storey - 23 dwelling units permanent housing (rental, affordable), and - 10th storey - amenity room and outdoor patio; all over one level of underground level with 12 parking stalls accessible via a car elevator. This is a CP Project and the CP is Michael Van Blokland Related Permits - AL-2022-00166 Tyco 2-Hour Rated Sprinkler-Protected Glazing - AL-2022-00167 Building Exposure Sprinkler Protection at Loading Bay Notes: - Fire Suppression System engineer of Record Tian Cai of TC Engineering Ltd. T: 604 475 7733 E: tcsprinklers@gmail.com - One set of approved drawings and permit to be available for viewing at the jobsite. - Construction Standpipe to Bulletin 2017-003-BU/FI, VBBL, NFPA 14, and VFBL. Flexible Sprinkler Pipe - Automatic sprinkler system has been designed for the use of Victaulic AH2 flexible sprinkler drops with 1/2" outlets, up to 48" with a maximum of 3 90 degree bends 7" bend radius for use with standard coverage pendent sprinklers (commercial sprinklers) as noted on the sprinkler drawings. | Frontier Fire Protection Ltd
NULL | NULL | 130 E CORDOVA STREET, Vancouver, BC V6A 1K9 | Sprinkler Permit | Commercial | New | Withdrawn | Commercial - Sprinkler and standpipe system for new 10-story building | NULL
EP-2023-07134 | 2023-10-13 | 130 E CORDOVA STREET, Vancouver, BC V6A 1K9 | Electrical Permit | Commercial | New | Issued | Installation / Repair - Commercial - Electrical installation for a new construction ten-storey (10) mixed-use building. BP: To construct a new ten-storey (10) mixed-use building operated by The Salvation Army, consisting of: 1st & 2nd Storeys – Social Service Centre w/commercial kitchen, dining rooms, clients programs & offices (Group A-2) 3rd storey - 22 sleeping units for Women 4th storey - 100 shelter beds for Men and amenity spaces 5th storey - 34 shelter beds for Men & 27 sleeping units for Men in Community Residential Facility (CFR) 6th storey - 11 sleeping units for Men & 23 sleeping units for Men in CRF 7th storey – 37 sleeping units for Men 8th storey - 23 dwelling units transitional housing (rental, affordable) 9th storey - 23 dwelling units permanent housing (rental, affordable), and 10th storey - amenity room and outdoor patio; all over one level of underground level with 12 parking stalls accessible via a car elevator. NOTE: This building contains 254 sleeping units (Shelter, Supportive and Community Residential Facility) & 46 rental dwelling units. | Colwin Electrical Group
SP-2023-00229 | NULL | 130 E CORDOVA STREET, Vancouver, BC V6A 1K9 | Sprinkler Permit | Commercial | New | Applicant Revisions | Commercial - *** Above Grade (Excluding Commercial Kitchen on L1) *** For all sprinkler work to the 2019 VBBL; NFPA 13/13; standpipe work to NFPA 14/13; and alternative solutions prepared by LMDG. Site Description: To construct a new ten-storey (10) mixed-use building operated by The Salvation Army, consisting of: - 1st & 2nd Storeys – Social Service Centre w/commercial kitchen, dining rooms, clients programs & offices (Group A-2) - 3rd storey - 22 sleeping units for Women - 4th storey - 100 shelter beds for Men and amenity spaces - 5th storey - 34 shelter beds for Men & 27 sleeping units for Men in Community Residential Facility (CFR) - 6th storey - 11 sleeping units for Men & 23 sleeping units for Men in CRF - 7th storey – 37 sleeping units for Men - 8th storey - 23 dwelling units transitional housing (rental, affordable) - 9th storey - 23 dwelling units permanent housing (rental, affordable), and - 10th storey - amenity room and outdoor patio; all over one level of underground level with 12 parking stalls accessible via a car elevator. This is a CP Project and the CP is Michael Van Blokland Related Permits - AL-2022-00166 - Tyco 2-Hour Rated Sprinkler-Protected Glazing - AL-2022-00167 - Building Exposure Sprinkler Protection at Loading Bay - SP-2023-00148 - Below Grade and Standpipe. Notes: - Fire Suppression System engineer of Record Tian Cai of TC Engineering Ltd. T: 604 475 7733 E: tcsprinklers@gmail.com - One set of approved drawings and permit to be available for viewing at the jobsite. - Construction Standpipe to Bulletin 2017-003-BU/FI, VBBL, NFPA 14, and VFBL. Flexible Sprinkler Pipe - Automatic sprinkler system has been designed for the use of Victaulic AH2 flexible sprinkler drops with 1/2" outlets, up to 48" with a maximum of 3 90 degree bends 7" bend radius for use with standard coverage pendent sprinklers (commercial sprinklers) as noted on the sprinkler drawings. | Frontier Fire Protection Ltd
SP-2023-01865 | NULL | 130 E CORDOVA STREET, Vancouver, BC V6A 1K9 | Sprinkler Permit | Commercial | New | Withdrawn | Commercial - New Mixed use building >BP: To construct a new ten-storey (10) mixed-use building operated by The Salvation Army, consisting of: 1st & 2nd Storeys – Social Service Centre w/commercial kitchen, dining rooms, clients programs & offices (Group A-2) 3rd storey - 22 sleeping units for Women 4th storey - 100 shelter beds for Men and amenity spaces 5th storey - 34 shelter beds for Men & 27 sleeping units for Men in Community Residential Facility (CFR) 6th storey - 11 sleeping units for Men & 23 sleeping units for Men in CRF 7th storey – 37 sleeping units for Men 8th storey - 23 dwelling units transitional housing (rental, affordable) 9th storey - 23 dwelling units permanent housing (rental, affordable), and 10th storey - amenity room and outdoor patio; all over one level of underground level with 12 parking stalls accessible via a car elevator. NOTE: This building contains 254 sleeping units (Shelter, Supportive and Community Residential Facility) & 46 rental dwelling units. This building is provided with a Two-stage Fire Alarm system. STAGE I - Excavation, Shoring & Foundation to Grade Issued: 19-Jan-2023 REV#1: Revised Foundation to Grade structural drawings to suite site conditions. Issued: 03-Oct-2023 Stage 2 (Full Permit less the commercial kitchen )- In Review | Frontier Fire Protection Ltd
PP-2024-00266 | NULL | 130 E CORDOVA STREET, Vancouver, BC V6A 1K9 | Plumbing Permit | Commercial | New | In Review | Commercial - The proposed project will be a nine story building with one basement level. The main and second floors will be used for community programs, food services, and client programs. Third to seventh floors will be used for supportive residential, shelter, and Corrections Canada community based residential facilities. The eighth and ninth floors will be for long term housing. >BP: To construct a new ten-storey (10) mixed-use building operated by The Salvation Army, consisting of: 1st & 2nd Storeys – Social Service Centre w/commercial kitchen, dining rooms, clients programs & offices (Group A-2) 3rd storey - 22 sleeping units for Women 4th storey - 100 shelter beds for Men and amenity spaces 5th storey - 34 shelter beds for Men & 27 sleeping units for Men in Community Residential Facility (CFR) 6th storey - 11 sleeping units for Men & 23 sleeping units for Men in CRF 7th storey – 37 sleeping units for Men 8th storey - 23 dwelling units transitional housing (rental, affordable) 9th storey - 23 dwelling units permanent housing (rental, affordable), and 10th storey - amenity room and outdoor patio; all over one level of underground level with 12 parking stalls accessible via a car elevator. NOTE: This building contains 254 sleeping units (Shelter, Supportive and Community Residential Facility) & 46 rental dwelling units. This building is provided with a Two-stage Fire Alarm system and an Radio Antenna system. | Connelly Mechanical Systems Ltd
EP-2022-09230 | 2022-10-31 | 5879 CLARENDON STREET #3, Vancouver, BC V5R 3K4 | Electrical Permit | Residential | New | Completed | Installation / Repair - Residential - Cables for data and telephone, doorbells, alarm systems, and CCTV >BP: To construct a 2 storey laneway house building ($199,637.5) with 1 open parking pad, providing a total of 1 parking spaces, having vehicular access from the 20' Lane. Note: This is a 1 ½ storey building pursuant to the Zoning & Development By-law. 1. Covenant not required with existing house 2. No Strata Titling permitted 3. No A/C Unit proposed 4. Entire building to be sprinklered 13D 5. Schedule B: (Md. Shahidul Alam) P.Eng (604.653.7475) Structural 6. Schedule B: (Md. Shahidul Alam) P.Eng (604.653.7475) Geotechnical 7. HPO: Residential Builder- Thrive Developments Ltd NOTE: To achieve the required FSR. A floor space exclusion of 3% has been applied to this application as per section 11.24.18 of the district schedule, to accommodate improved building performance. Address Information: Principle Dwelling: #1-5879 Clarendon St Laneway home: #3-5879 Clarendon St Address and suite number assigned as per approved plans for Fire and Emergency response. The address number is to be posted to the building to be visible from the street and the suite number is to be posted at the suite entry in accordance with the Building By-law prior to final inspection. NOTE: Information regarding the principal building on the survey and site plan is for reference only. Any discrepancy between information regarding the principal building on the survey and/or site plan and approved permit drawings for the principal building are neither approved nor authorized under this laneway house permit. *EXISTING HOUSE* Note: Bldg 1 (principal bldg) addressed #1-5879 Clarendon St retained on site. **THIS PERMIT HAS BEEN ISSUED UNDER THE REQUIREMENTS OF VBBL #12511 (2019) ** | Innova Security Systems Inc
EP-2022-08454 | 2022-11-03 | 5879 CLARENDON STREET #3, Vancouver, BC V5R 3K4 | Electrical Permit | Residential | New | Completed | Installation / Repair - Residential - --- -Main house requires electrical permit for service disconnect/ re-connect -Application for main house permit required prior to LWH permit being issued MT --- LWH - #3 - It's new laneway house >DB: To construct a 2 storey laneway house building with 1 open parking pad, providing a total of 1 parking spaces, having vehicular access from the 20' Lane. Note: This is a 1 ½ storey building pursuant to the Zoning & Development By-law. 1. Covenant not required with existing house 2. No Strata Titling permitted 3. No A/C Unit proposed | Ultimate Electrical Ltd
SP-2022-01662 | 2022-10-12 | 5879 CLARENDON STREET #3, Vancouver, BC V5R 3K4 | Sprinkler Permit | Residential | New | Completed | Residential - New Sprinkler System for: >BP: To construct a 2 storey laneway house building ($199,637.5) with 1 open parking pad, providing a total of 1 parking spaces, having vehicular access from the 20' Lane. Note: This is a 1 ½ storey building pursuant to the Zoning & Development By-law. 1. Covenant not required with existing house 2. No Strata Titling permitted 3. No A/C Unit proposed 4. Entire building to be sprinklered 13D 5. Schedule B: (Md. Shahidul Alam) P.Eng (604.653.7475) Structural 6. Schedule B: (Md. Shahidul Alam) P.Eng (604.653.7475) Geotechnical 7. HPO: Residential Builder- Thrive Developments Ltd | ACME PLUMBING HEATING & GAS LTD.
PP-2022-03398 | 2022-09-27 | 5879 CLARENDON STREET #3, Vancouver, BC V5R 3K4 | Plumbing Permit | Residential | New | Completed | Residential - Plumbing for: >BP: To construct a 2 storey laneway house building ($199,637.5) with 1 open parking pad, providing a total of 1 parking spaces, having vehicular access from the 20' Lane. Note: This is a 1 ½ storey building pursuant to the Zoning & Development By-law. 1. Covenant not required with existing house 2. No Strata Titling permitted 3. No A/C Unit proposed 4. Entire building to be sprinklered 13D 5. Schedule B: (Md. Shahidul Alam) P.Eng (604.653.7475) Structural 6. Schedule B: (Md. Shahidul Alam) P.Eng (604.653.7475) Geotechnical 7. HPO: Residential Builder- Thrive Developments Ltd | ACME PLUMBING HEATING & GAS LTD.
MP-2022-00309 | 2022-09-30 | 1941 E 35TH AVENUE #3, Vancouver, BC V5P 1B7 | Mechanical Permit | NULL | NULL | Completed | NULL | Rain Coast Plumbing & Heating Ltd
EP-2022-08315 | 2022-10-03 | 1941 E 35TH AVENUE #3, Vancouver, BC V5P 1B7 | Electrical Permit | Residential | New | Completed | Installation / Repair - Residential - LWH - #3 - NEW ELECTRICAL FOR LANEWAY MAIN SERVICE 200AMPS 125AMPS TO LANEWAY 100AMPS SERVICE TO MAIN HOUSE >DB: To construct a storey laneway house building and crawl space with an open parking pad, providing 1 parking space, having vehicular access from the lane. Note: This is a 1 ½ storey building pursuant to the Zoning & Development By-law Note: Bldg 1 (principal bldg) addressed # 1 1941 E 35th Ave retained on site. 1. No A/C unit proposed | Indy Electrical Ltd
PP-2022-03436 | 2022-09-28 | 1941 E 35TH AVENUE #3, Vancouver, BC V5P 1B7 | Plumbing Permit | Residential | New | Completed | Residential - Plumbing for : >BP: To construct a storey laneway house building ($160,980) and crawl space with an open parking pad, providing 1 parking space, having vehicular access from the lane. Note: This is a 1 ½ storey building pursuant to the Zoning & Development By-law Note: Bldg 1 (principal bldg) addressed # 1 1941 E 35th Ave retained on site. 1. No A/C unit proposed 2. Schedule B: ALAN PRAHALAD P. Eng (604-831-1431) Structural & Geotechnical 3. HPO: Residential Builder- New Look Developments Ltd. 41096 4. Entire Building to have NFPA 13-D | Rain Coast Plumbing & Heating Ltd
EP-2022-08547 | 2022-10-11 | 1941 E 35TH AVENUE #3, Vancouver, BC V5P 1B7 | Electrical Permit | Residential | New | Completed | Installation / Repair - Residential - tv,telephone,alarm prewire and complete To construct a storey laneway house building and crawl space with an open parking pad, providing 1 parking space, having vehicular access from the lane. Note: This is a 1 ½ storey building pursuant to the Zoning & Development By-law Note: Bldg 1 (principal bldg) addressed # 1 1941 E 35th Ave retained on site. 1. No A/C unit proposed 2. Schedule B: ALAN PRAHALAD P. Eng (604-831-1431) Structural & Geotechnical 3. HPO: Residential Builder- New Look Developments Ltd. 41096 4. Entire Building to have NFPA 13-D | Tvisha Technologies Ltd
PP-2022-03734 | 2022-10-19 | 1941 E 35TH AVENUE #3, Vancouver, BC V5P 1B7 | Plumbing Permit | Residential | New | Completed | Residential - LWH - #3 - sump installation | Kingsman Excavating Ltd.
GP-2022-03169 | 2022-10-17 | 1941 E 35TH AVENUE #3, Vancouver, BC V5P 1B7 | Gas Permit | Residential | New | Completed | Residential - To install boiler >>BP: To construct a storey laneway house building ($160,980) and crawl space with an open parking pad, providing 1 parking space, having vehicular access from the lane. Note: This is a 1 ½ storey building pursuant to the Zoning & Development By-law Note: Bldg 1 (principal bldg) addressed # 1 1941 E 35th Ave retained on site. 1. No A/C unit proposed 2. Schedule B: ALAN PRAHALAD P. Eng (604-831-1431) Structural & Geotechnical 3. HPO: Residential Builder- New Look Developments Ltd. 41096 4. Entire Building to have NFPA 13-D BUILDING 2 #3-1941 E 35th Av - Laneway House (1 storey) Address and suite number assigned as per approved plans for Fire and Emergency response. The address number is to be posted to the building to be visible from the street and the suite number is to be posted at the suite entry in accordance with the Building By-law prior to final inspection. Note: As a result of the addition of a laneway house, the main house / principal dwelling will be assigned a suite number and the site will be as follows: #1-1941 E 35th Av - Principal Dwelling ****ALL PROJECT COORINATOR NOTES HAS BEEN ACCEPTED BY THE APPLICANT**** ******THIS PERMIT HAS BEEN ISSUED UNDER THE REQUIREMENTS OF VBBL #12511 (2019)****** | JOT MECHANICAL LTD
SP-2022-01816 | 2023-01-04 | 1941 E 35TH AVENUE #3, Vancouver, BC V5P 1B7 | Sprinkler Permit | Residential | New | Completed | Residential - LWH - #3 - New sprinkler system >DB: To construct a storey laneway house building and crawl space with an open parking pad, providing 1 parking space, having vehicular access from the lane. Note: This is a 1 ½ storey building pursuant to the Zoning & Development By-law Note: Bldg 1 (principal bldg) addressed # 1 1941 E 35th Ave retained on site. 1. No A/C unit proposed 4. Entire Building to have NFPA 13-D | Haven Fire Protection Ltd
EP-2023-08004 | NULL | 6910 ROSS STREET, Vancouver, BC | Electrical Permit | Residential | New | Application Incomplete | Installation / Repair - Residential - Installation of A/C unit. Locations to be defined in mechanical permit. Engineered load calc attached. | F & S Electrical Ltd
EP-2023-08005 | 2023-10-10 | 6912 ROSS STREET, Vancouver, BC | Electrical Permit | Residential | Addition | Completed | Installation / Repair - Residential - Total 3 Buildings/ 6 AC units/ Installed under MP-2023-01623 EP-2023-08006/ Building 2(Middle)(New)/ 1 AC Unit EP-2023-08002/ Building 1 (North)(Existing)/ 3 AC Unit EP-2023-08006/ Building 3(South)(New) addresses/ 2 AC Unit | F & S Electrical Ltd
EP-2022-09547 | 2022-11-10 | 6912 ROSS STREET, Vancouver, BC | Electrical Permit | Residential | New | Completed | Installation / Repair - Residential - Low voltage prewire: alarm system, cable vision, data wiring >BP: Building #2, To construct a new 2-storey One-Family Dwelling on the middle of the site with an attached garage having vehicular access from Ross St. Building Review Branch Notes: - Building Permit for DP-2020-00668 - Project value for Building #1: $700k, Building #2:$300k, Building #3: $400k - Refer to BP-2021-02178 for all time entries, reviews, fees, etc. - Building to be sprinklered to NFPA 13D - AC unit proposed * Reviewed as per VBBL 2019 | LVT Installations
GP-2022-01895 | NULL | 6912 ROSS STREET, Vancouver, BC | Gas Permit | Residential | New | Withdrawn | Residential - To install boiler range BBQ dryer | JOT MECHANICAL LTD
PP-2022-02454 | 2022-07-14 | 6912 ROSS STREET, Vancouver, BC | Plumbing Permit | Residential | New | Completed | Residential - INFILL - 1FD - Plumbing Building #2, To construct a new 2-storey One-Family Dwelling on the middle of the site with an attached garage having vehicular access from Ross St. Building Review Branch Notes: - Building Permit for DP-2020-00668 - Refer to BP-2021-02178 for all time entries, reviews, fees, etc. - Building to be sprinklered to NFPA 13D - AC unit proposed | Avante Plumbing & Heating Ltd
EP-2022-05081 | 2022-07-19 | 6912 ROSS STREET, Vancouver, BC | Electrical Permit | Residential | New | Completed | Installation / Repair - Residential - Building #2. Full wiring of One-Family Dwelling. No electric heat. Wiring to appliances, fittings and fixtures. Electrical closet with meter stack in front of main building with a 200A service. >BP: Building #2, To construct a new 2-storey One-Family Dwelling on the middle of the site with an attached garage having vehicular access from Ross St. | F & S Electrical Ltd
SP-2022-00892 | 2022-06-03 | 6912 ROSS STREET, Vancouver, BC | Sprinkler Permit | Residential | New | Completed | Residential - new fire sprinkler system Building #2, To construct a new 2-storey One-Family Dwelling on the middle of the site with an attached garage having vehicular access from Ross St. | Mainland Fire Protection Ltd
PP-2022-01602 | 2022-05-09 | 6912 ROSS STREET, Vancouver, BC | Plumbing Permit | Residential | New | Completed | Residential - sump >BP: Building #2, To construct a new 2-storey One-Family Dwelling on the middle of the site with an attached garage having vehicular access from Ross St. Building Review Branch Notes: - Building Permit for DP-2020-00668 - Project value for Building #1: $700k, Building #2:$300k, Building #3: $400k - Refer to BP-2021-02178 for all time entries, reviews, fees, etc. - Building to be sprinklered to NFPA 13D - AC unit proposed * Reviewed as per VBBL 2019 | Octiscapes Site Services Ltd
PP-2022-01603 | 2022-05-09 | 6922 ROSS STREET, Vancouver, BC | Plumbing Permit | Residential | New | Completed | Residential - sump >BP: Building #3, To construct a new 2-storey Two-Family Dwelling on the Southerly portion of the site with two-car attached garage having vehicular access from lane. Building Review Branch Notes: - Building Permit for DP-2020-00668 - Project value for Building #1: $700k, Building #2:$300k, Building #3: $400k - Refer to BP-2021-02178 for all time entries, reviews, fees, etc. - Building to be sprinklered to NFPA 13R standard - AC unit proposed in rear yard. * Reviewed as per VBBL 2019 | Octiscapes Site Services Ltd
EP-2022-05082 | 2022-07-19 | 6922 ROSS STREET, Vancouver, BC | Electrical Permit | Residential | New | Completed | Installation / Repair - Residential - Building #3. Duplex wiring to code. No electric heating. Wiring of branch circuits, lighting and fixtures. Electrical closet with meter stack in front of main building with a 200A service. >BP: Building #3, To construct a new 2-storey Two-Family Dwelling on the Southerly portion of the site with two-car attached garage having vehicular access from lane. | F & S Electrical Ltd
PP-2022-02455 | 2022-07-14 | 6922 ROSS STREET, Vancouver, BC | Plumbing Permit | Residential | New | Completed | Residential - INFILL - 2FD - Plumbing Building #3, To construct a new 2-storey Two-Family Dwelling on the Southerly portion of the site with two-car attached garage having vehicular access from lane. AMEND: DEC 2/2022 additional 2 roof drains | Avante Plumbing & Heating Ltd
EP-2022-09548 | 2022-11-10 | 6922 ROSS STREET, Vancouver, BC | Electrical Permit | Residential | New | Completed | Installation / Repair - Residential - Low voltage prewire: alarm system, cable vision, data wiring >BP: Building #3, To construct a new 2-storey Two-Family Dwelling on the Southerly portion of the site with two-car attached garage having vehicular access from lane. Building Review Branch Notes: - Building Permit for DP-2020-00668 - Project value for Building #1: $700k, Building #2:$300k, Building #3: $400k - Refer to BP-2021-02178 for all time entries, reviews, fees, etc. - Building to be sprinklered to NFPA 13R standard - AC unit proposed in rear yard. * Reviewed as per VBBL 2019 | LVT Installations
EP-2023-08007 | NULL | 6922 ROSS STREET, Vancouver, BC | Electrical Permit | Residential | New | Withdrawn | Installation / Repair - Residential - Wiring for A/C unit 15A 240v. Location of outdoor unit will be attached to mechanical permit. Engineered load calc attached | F & S Electrical Ltd
SP-2022-01944 | 2022-11-22 | 3081 ROSEMONT DRIVE #3, Vancouver, BC V5S 2C8 | Sprinkler Permit | Residential | New | Completed | Residential - Fire sprinklers >To construct a 1 storey laneway house building ($220,250) with 1 open parking pad, providing a total of 1 parking spaces, having vehicular access from the 20' Lane. 1. Covenant not required with existing house 2. No Strata Titling permitted 3. Entire building to be sprinklered 13D 4. A/C proposed – Exterior component located in rear yard, Interior component located in mechanical closet 5. Schedule B: (Youhai Wang) P.Eng (604.868.5638) Structural 6. Schedule B: (Youhai Wang) P.Eng (604.868.5638) Geotechnical 7. HPO: Residential Builder- JDL Homes Inc. NOTE: To achieve the required FSR. A floor space exclusion of 3% has been applied to this application as per section 11.24.18 of the district schedule, to accommodate improved building performance. Address Information: Principle Dwelling: #1-3081 Rosemont Dr Laneway home: #3-3081 Rosemont Dr Address and suite number assigned as per approved plans for Fire and Emergency response. The address number is to be posted to the building to be visible from the street and the suite number is to be posted at the suite entry in accordance with the Building By-law prior to final inspection. NOTE: Information regarding the principal building on the survey and site plan is for reference only. Any discrepancy between information regarding the principal building on the survey and/or site plan and approved permit drawings for the principal building are neither approved nor authorized under this laneway house permit. *EXISTING HOUSE* Note: Bldg 1 (principal bldg) addressed #1-3081 Rosemont Dr retained on site. **THIS PERMIT HAS BEEN ISSUED UNDER THE REQUIREMENTS OF VBBL #12511 (2019) ** | Titan Fire Protection Ltd
MP-2022-00396 | NULL | 3081 ROSEMONT DRIVE #3, Vancouver, BC V5S 2C8 | Mechanical Permit | NULL | NULL | Withdrawn | NULL | JDL Homes Inc
MP-2022-00399 | 2022-10-13 | 3081 ROSEMONT DRIVE #3, Vancouver, BC V5S 2C8 | Mechanical Permit | NULL | NULL | Completed | NULL | BENTAIR HVAC LTD
GP-2022-04014 | 2022-12-16 | 3081 ROSEMONT DRIVE #3, Vancouver, BC V5S 2C8 | Gas Permit | Residential | New | Completed | Residential - Gas rough in and finishing | HOMEGROWN MECHANICAL LTD
PP-2022-03465 | 2022-09-29 | 3081 ROSEMONT DRIVE #3, Vancouver, BC V5S 2C8 | Plumbing Permit | Residential | New | Completed | Residential - Plumbing for: >BP: To construct a 1 storey laneway house building ($220,250) with 1 open parking pad, providing a total of 1 parking spaces, having vehicular access from the 20' Lane. | HOMEGROWN MECHANICAL LTD
PP-2022-03017 | 2022-08-30 | 3081 ROSEMONT DRIVE #3, Vancouver, BC V5S 2C8 | Plumbing Permit | Residential | New | Completed | Residential - SUMP | G & K Excavation and Demolition Services Ltd
GP-2023-01733 | 2023-06-13 | 3081 ROSEMONT DRIVE #3, Vancouver, BC V5S 2C8 | Gas Permit | Residential | New | Completed | Residential - Wolf 36" Dual Fuel Range >BP: To construct a 1 storey laneway house building | Han Appliances & Refrigeration Ltd
EP-2022-05184 | 2022-06-20 | 3081 ROSEMONT DRIVE #3, Vancouver, BC V5S 2C8 | Electrical Permit | Residential | New | Completed | Installation / Repair - Residential - Laneway House Build, new service to main house. Dual meter base to feed new laneway house. Complete wiring inside the laneway house >BP: To construct a 1 storey laneway house building ($220,250) with 1 open parking pad, providing a total of 1 parking spaces, having vehicular access from the 20' Lane. 1. Covenant not required with existing house 2. No Strata Titling permitted 3. Entire building to be sprinklered 13D 4. A/C proposed – Exterior component located in rear yard, Interior component located in mechanical closet 5. Schedule B: (Youhai Wang) P.Eng (604.868.5638) Structural 6. Schedule B: (Youhai Wang) P.Eng (604.868.5638) Geotechnical 7. HPO: Residential Builder- JDL Homes Inc. NOTE: To achieve the required FSR. A floor space exclusion of 3% has been applied to this application as per section 11.24.18 of the district schedule, to accommodate improved building performance. NOTE: Information regarding the principal building on the survey and site plan is for reference only. Any discrepancy between information regarding the principal building on the survey and/or site plan and approved permit drawings for the principal building are neither approved nor authorized under this laneway house permit. *EXISTING HOUSE* Note: Bldg 1 (principal bldg) addressed #1-3081 Rosemont Dr retained on site. **THIS PERMIT HAS BEEN ISSUED UNDER THE REQUIREMENTS OF VBBL #12511 (2019) ** | JRGreene Electric Ltd
EP-2023-00892 | 2023-02-02 | 7988 HUDSON STREET, Vancouver, BC | Electrical Permit | Residential | New | Completed | Installation / Repair - Residential - STRUCTURED WIRING SECURITY ALARM SURVEILLANCE CAMERA DOORBELL >BP: To construct a 2 storey laneway house building ($229,990) with 20' Lane. Note: This is a 1 ½ storey building pursuant to the Zoning & Development By-law. 1. Covenant not required with existing house 2. No Strata Titling permitted 3. Entire building to be sprinklered 13D 4. A/C proposed – Exterior component located in side yard, Interior component located in upper floor closest 5. Schedule B: (Jeff Allester) P.Eng (604.228.0518) Structural 6. Schedule B: (Puallus K.F. Young) P.Eng (604.841.7748) Geotechnical 7. HPO: Residential Builder- Quinton Construction Ltd NOTE: To achieve the required FSR. A floor space exclusion of 3% has been applied to this application as per section 11.24.18 of the district schedule, to accommodate improved building performance. NOTE: Information regarding the principal building on the survey and site plan is for reference only. Any discrepancy between information regarding the principal building on the survey and/or site plan and approved permit drawings for the principal building are neither approved nor authorized under this laneway house permit. *EXISTING HOUSE* Note: Bldg 1 (principal bldg) addressed 1291 W 64TH AVE retained on site. **THIS PERMIT HAS BEEN ISSUED UNDER THE REQUIREMENTS OF VBBL #12511 (2019) ** | Vancouver Audiospace Home Control Ltd
MP-2023-00208 | 2023-02-15 | 7988 HUDSON STREET, Vancouver, BC | Mechanical Permit | NULL | NULL | Completed | NULL | Centigrade Mechanical Ltd
EP-2023-01453 | 2023-02-28 | 7988 HUDSON STREET, Vancouver, BC | Electrical Permit | Residential | New | Completed | Installation / Repair - Residential - wiring of a laneway house with plugs, switches and lights and a heat pump and installing the service on the laneway *MP-2023-00208 >BP: To construct a 2 storey laneway house building ($229,990) with 20' Lane. Note: This is a 1 ½ storey building pursuant to the Zoning & Development By-law. 1. Covenant not required with existing house 2. No Strata Titling permitted 3. Entire building to be sprinklered 13D 4. A/C proposed – Exterior component located in side yard, Interior component located in upper floor closest 5. Schedule B: (Jeff Allester) P.Eng (604.228.0518) Structural 6. Schedule B: (Puallus K.F. Young) P.Eng (604.841.7748) Geotechnical 7. HPO: Residential Builder- Quinton Construction Ltd *EXISTING HOUSE* Note: Bldg 1 (principal bldg) addressed 1291 W 64TH AVE retained on site. | David Stein
SP-2023-00061 | 2023-01-13 | 7988 HUDSON STREET, Vancouver, BC | Sprinkler Permit | Residential | New | Completed | Residential - Installation of new fire sprinkler system >BP: To construct a 2 story laneway house building with 20' Lane. Note: This is a 1 ½ story building pursuant to the Zoning & Development By-law. 1. Covenant not required with existing house 2. No Strata Titling permitted 3. Entire building to be sprinklered 13D 4. A/C proposed – Exterior component located in side yard, Interior component located in upper floor closest 5. Schedule B: (Jeff Allester) P.Eng (604.228.0518) Structural 6. Schedule B: (Puallus K.F. Young) P.Eng (604.841.7748) Geotechnical 7. HPO: Residential Builder- Quinton Construction Ltd | Fire Busters Inc
PP-2022-03590 | 2022-10-11 | 7988 HUDSON STREET, Vancouver, BC | Plumbing Permit | Residential | New | Completed | Residential - SUMPS NOTE: Engineering Assurance letter will be submitted to the Plumbing Inspector on the site. Letter shall conform to the requirements of Vancouver Bulletin 2000-008-EL/PL. | J & R Excavation & Demolition Ltd.
PP-2022-04036 | 2022-11-08 | 7988 HUDSON STREET, Vancouver, BC | Plumbing Permit | Residential | New | Completed | Residential - Plumbing >To construct a 2 storey laneway house building ($229,990) with 20' Lane. Note: This is a 1 ½ storey building pursuant to the Zoning & Development By-law. 1. Covenant not required with existing house 2. No Strata Titling permitted 3. Entire building to be sprinklered 13D 4. A/C proposed – Exterior component located in side yard, Interior component located in upper floor closest 5. Schedule B: (Jeff Allester) P.Eng (604.228.0518) Structural 6. Schedule B: (Puallus K.F. Young) P.Eng (604.841.7748) Geotechnical 7. HPO: Residential Builder- Quinton Construction Ltd NOTE: To achieve the required FSR. A floor space exclusion of 3% has been applied to this application as per section 11.24.18 of the district schedule, to accommodate improved building performance. Address Information: Principle Dwelling: 1291 W 64TH AVE Laneway home: 7988 Hudson St Address and suite numbers assigned as per approved plans for Fire and Emergency response. The address number is to be posted to the building to be visible from the street and the suite numbers are to be posted at the suite entries in accordance with the Building By-law prior to final inspection. NOTE: Information regarding the principal building on the survey and site plan is for reference only. Any discrepancy between information regarding the principal building on the survey and/or site plan and approved permit drawings for the principal building are neither approved nor authorized under this laneway house permit. *EXISTING HOUSE* Note: Bldg 1 (principal bldg) addressed 1291 W 64TH AVE retained on site. **THIS PERMIT HAS BEEN ISSUED UNDER THE REQUIREMENTS OF VBBL #12511 (2019) ** | Avante Plumbing & Heating Ltd
PP-2022-03869 | 2022-10-27 | 4348 W 8TH AVENUE #3, Vancouver, BC V6R 2A1 | Plumbing Permit | Residential | New | Completed | Residential - LWH - #3 - This is a new laneway house with 9 fixtures >DB: To construct a 2 storey laneway house building with 1 open parking pad, providing a total of 1 parking spaces, having vehicular access from the 20' Lane. Note: This is a 1 ½ storey building pursuant to the Zoning & Development By-law. 1. Covenant not required with existing house 2. No Strata Titling permitted 3. No A/C Unit proposed 4. Entire building to be sprinklered 13D | AKAL Plumbing & Heating Ltd
PP-2022-02509 | 2022-07-18 | 4348 W 8TH AVENUE #3, Vancouver, BC V6R 2A1 | Plumbing Permit | Residential | New | Completed | Residential - Sump and sanitary connections for new Laneway | Canstar Excavating & Landscaping Ltd
SP-2023-00302 | 2023-02-22 | 4348 W 8TH AVENUE #3, Vancouver, BC V6R 2A1 | Sprinkler Permit | Residential | New | Completed | Residential - LWH - #3 - Install sprinklers in LWH >DB: To construct a 2 storey laneway house building with 1 open parking pad, providing a total of 1 parking spaces, having vehicular access from the 20' Lane. Note: This is a 1 ½ storey building pursuant to the Zoning & Development By-law. 1. Covenant not required with existing house 2. No Strata Titling permitted 3. No A/C Unit proposed 4. Entire building to be sprinklered 13D | Gold Key Fire Protection Ltd
EP-2023-01225 | 2023-03-03 | 4348 W 8TH AVENUE #3, Vancouver, BC V6R 2A1 | Electrical Permit | Residential | New | Completed | Installation / Repair - Residential - New construction laneway Upgrade existing service to 200A duplex meter base 100A - Laneway main switch 125A - Main house switch Electrical rough-wire and finishing Underground teck Cable Electrical low voltage rough-wire only Electric space heating EVC >BP: To construct a 2 storey laneway house building ($216,637.5) with 1 open parking pad, providing a total of 1 parking spaces, having vehicular access from the 20' Lane. Note: This is a 1 ½ storey building pursuant to the Zoning & Development By-law. 1. Covenant not required with existing house 2. No Strata Titling permitted 3. No A/C Unit proposed 4. Entire building to be sprinklered 13D 5. Schedule B: (Md. Shahidul Alam) P.Eng (604.653.7475) Structural 6. Schedule B: (Md. Shahidul Alam) P.Eng (604.653.7475) Geotechnical 7. HPO: Residential Builder- Metro-City Projects Inc NOTE: To achieve the required FSR. A floor space exclusion of 3% has been applied to this application as per section 11.24.18 of the district schedule, to accommodate improved building performance. NOTE: Information regarding the principal building on the survey and site plan is for reference only. Any discrepancy between information regarding the principal building on the survey and/or site plan and approved permit drawings for the principal building are neither approved nor authorized under this laneway house permit. *EXISTING HOUSE* Note: Bldg 1 (principal bldg) addressed #1-4348 W 8th Av retained on site. **THIS PERMIT HAS BEEN ISSUED UNDER THE REQUIREMENTS OF VBBL #12511 (2019) ** | AMTEK Electric Ltd
EP-2022-08259 | 2022-09-29 | 3466 DIEPPE DRIVE #3, Vancouver, BC V5M 4C7 | Electrical Permit | Residential | New | Completed | Installation / Repair - Residential - rough-in and completion of low voltage wiring of alarm, tel/data/cable - Complete Security Alarm System >BP: To construct a 2 storey laneway house building ($188,147.5) with 1 open parking pad, providing a total of 1 parking spaces, having vehicular access from the 20' Lane. Note: This is a 1 ½ storey building pursuant to the Zoning & Development By-law. 1. Covenant not required with existing house 2. No Strata Titling permitted 3. No A/C Unit proposed 4. Entire building to be sprinklered 13D 5. Schedule B: (Md. Shahidul Alam) P.Eng (604.653.7475) Structural 6. Schedule B: (Md. Shahidul Alam) P.Eng (604.653.7475) Geotechnical 7. HPO: Residential Builder- Lamai Homes Ltd | Infinitech Security & Integration Inc.
EP-2022-08895 | 2022-10-21 | 3466 DIEPPE DRIVE #3, Vancouver, BC V5M 4C7 | Electrical Permit | Residential | New | Completed | Installation / Repair - Residential - rough wire, service and finishing >BP: To construct a 2 storey laneway house building ($188,147.5) with 1 open parking pad, providing a total of 1 parking spaces, having vehicular access from the 20' Lane. Note: This is a 1 ½ storey building pursuant to the Zoning & Development By-law. 1. Covenant not required with existing house 2. No Strata Titling permitted 3. No A/C Unit proposed 4. Entire building to be sprinklered 13D 5. Schedule B: (Md. Shahidul Alam) P.Eng (604.653.7475) Structural 6. Schedule B: (Md. Shahidul Alam) P.Eng (604.653.7475) Geotechnical 7. HPO: Residential Builder- Lamai Homes Ltd NOTE: To achieve the required FSR. A floor space exclusion of 3% has been applied to this application as per section 11.24.18 of the district schedule, to accommodate improved building performance. Address Information: Principle Dwelling: #1-3466 Dieppe Drive Laneway home: #3-3466 Dieppe Drive Address and suite numbers assigned as per approved plans for Fire and Emergency response. The address number is to be posted to the building to be visible from the street and the suite numbers are to be posted at the suite entries in accordance with the Building By-law prior to final inspection. NOTE: Information regarding the principal building on the survey and site plan is for reference only. Any discrepancy between information regarding the principal building on the survey and/or site plan and approved permit drawings for the principal building are neither approved nor authorized under this laneway house permit. *EXISTING HOUSE* Note: Bldg 1 (principal bldg) addressed #1-3466 Dieppe Drive retained on site. **THIS PERMIT HAS BEEN ISSUED UNDER THE REQUIREMENTS OF VBBL #12511 (2019) ** | Kaler Electrical Ltd
PP-2022-01867 | 2022-06-02 | 3466 DIEPPE DRIVE #3, Vancouver, BC V5M 4C7 | Plumbing Permit | Residential | New | Completed | Residential - OBP >BP: To construct a 2 storey laneway house building ($188,147.5) with 1 open parking pad, providing a total of 1 parking spaces, having vehicular access from the 20' Lane. Note: This is a 1 ½ storey building pursuant to the Zoning & Development By-law. 1. Covenant not required with existing house 2. No Strata Titling permitted 3. No A/C Unit proposed 4. Entire building to be sprinklered 13D 5. Schedule B: (Md. Shahidul Alam) P.Eng (604.653.7475) Structural 6. Schedule B: (Md. Shahidul Alam) P.Eng (604.653.7475) Geotechnical 7. HPO: Residential Builder- Lamai Homes Ltd NOTE: To achieve the required FSR. A floor space exclusion of 3% has been applied to this application as per section 11.24.18 of the district schedule, to accommodate improved building performance. Address Information: Principle Dwelling: #1-3466 Dieppe Drive Laneway home: #3-3466 Dieppe Drive Address and suite numbers assigned as per approved plans for Fire and Emergency response. The address number is to be posted to the building to be visible from the street and the suite numbers are to be posted at the suite entries in accordance with the Building By-law prior to final inspection. NOTE: Information regarding the principal building on the survey and site plan is for reference only. Any discrepancy between information regarding the principal building on the survey and/or site plan and approved permit drawings for the principal building are neither approved nor authorized under this laneway house permit. *EXISTING HOUSE* Note: Bldg 1 (principal bldg) addressed #1-3466 Dieppe Drive retained on site. **THIS PERMIT HAS BEEN ISSUED UNDER THE REQUIREMENTS OF VBBL #12511 (2019) ** | Canstar Excavating & Landscaping Ltd
SP-2022-00908 | 2022-06-07 | 3466 DIEPPE DRIVE #3, Vancouver, BC V5M 4C7 | Sprinkler Permit | Residential | New | Completed | Residential - new sprinkler system To construct a 2 storey laneway house building with 1 open parking pad, providing a total of 1 parking spaces, having vehicular access from the 20' Lane. Note: This is a 1 ½ storey building pursuant to the Zoning & Development By-law. 1. Covenant not required with existing house 2. No Strata Titling permitted 3. No A/C Unit proposed 4. Entire building to be sprinklered 13D 5. Schedule B: (Md. Shahidul Alam) P.Eng (604.653.7475) Structural 6. Schedule B: (Md. Shahidul Alam) P.Eng (604.653.7475) Geotechnical 7. HPO: Residential Builder- Lamai Homes Ltd | Haven Fire Protection Ltd
EP-2022-08945 | 2022-10-20 | 5829 CARTIER STREET #3, Vancouver, BC V6M 3A6 | Electrical Permit | Residential | New | Expired | Temporary Power - Residential - To provide temporary power. Amend: Oct 27, 2022 attached the special permission form for powering a permanent load from a temporary service (for the LWH construction) Amend: Oct 27, 2022 change the amperage from 100A to 200A | Vanflow Electrical Ltd
PP-2023-00641 | 2023-02-23 | 5829 CARTIER STREET #3, Vancouver, BC V6M 3A6 | Plumbing Permit | Residential | New | Expired | Residential - LWH - #3 - plumbing rough-in and finishing for a new lane way house >DB: To construct a 2 storey laneway house building with an attached garage and 1 open parking pad, providing a total of 2 parking spaces, having vehicular access from the 20' Lane. Note: This is a 1 ½ storey building pursuant to the Zoning & Development By-law. 1. Covenant not required with existing house 2. No Strata Titling permitted 3. No A/C Unit proposed 4. Entire building to be sprinklered 13R | Western Links Enterprises Ltd
PP-2023-00659 | 2023-02-27 | 5829 CARTIER STREET #3, Vancouver, BC V6M 3A6 | Plumbing Permit | Residential | New | Completed | Residential - Installing Sumps NOTE: Engineering Assurance letter will be submitted to the Plumbing Inspector on the site. Letter shall conform to the requirements of Vancouver Bulletin 2000-008-EL/P | Apollo Excavating & Civil Works Ltd.
NULL | NULL | 5829 CARTIER STREET #3, Vancouver, BC V6M 3A6 | Plumbing Permit | Residential | New | Withdrawn | Residential - plumbing | Easyway Plumbing & Heating Ltd
SP-2023-00736 | 2023-04-28 | 5829 CARTIER STREET #3, Vancouver, BC V6M 3A6 | Sprinkler Permit | Residential | New | Completed | Residential - LWH - #3 - To Install 13 sprinkler heads >DB: To construct a 2 storey laneway house building with an attached garage and 1 open parking pad, providing a total of 2 parking spaces, having vehicular access from the 20' Lane. Note: This is a 1 ½ storey building pursuant to the Zoning & Development By-law. Rev#1: The entire building including the attached garage (if applicable) to be sprinklered to NPFA 13D as per VBBL 3.2.5.12(3)(d). 1. Covenant not required with existing house 2. No Strata Titling permitted 3. No A/C Unit proposed 4. Entire building to be sprinklered 13R | General Sprinkler Systems Ltd
EP-2023-03561 | 2023-04-28 | 5829 CARTIER STREET #3, Vancouver, BC V6M 3A6 | Electrical Permit | Residential | New | Completed | Installation / Repair - Residential - New laneway house electrical wiring. Service details: I checked with BC Hydro. They can supply a separate service for the new laneway house, which is 125A and they will feed the existing service for the main house separately (200A) as long as the two separate meter base are at the same location, which is going to be on the east wall of the new laneway house. So we just keep the 200A service for the main house and to add a 125A service for the new laneway house (for which I submitted the load calculations). Thanks >BP: To construct a 2 storey laneway house building ($235,365) with an attached garage and 1 open parking pad, providing a total of 2 parking spaces, having vehicular access from the 20' Lane. Note: This is a 1 ½ storey building pursuant to the Zoning & Development By-law. Rev#1: The entire building including the attached garage (if applicable) to be sprinklered to NPFA 13D as per VBBL 3.2.5.12(3)(d). 1. Covenant not required with existing house 2. No Strata Titling permitted 3. No A/C Unit proposed 4. Entire building to be sprinklered 13R 5. Schedule B: (Zhi Yi You) P.Eng (778.302.2155) Architectural 6. Schedule B: (Zhi Yi You) P.Eng (778.302.2155) Structural 7. Schedule B: (Zhi Yi You) P.Eng (778.302.2155) Geotechnical 8. HPO: Residential Builder- M&W Enterprises LTD *EXISTING HOUSE* Note: Bldg 1 (principal bldg) addressed #1-5829 Cartier St retained on site. **THIS PERMIT HAS BEEN ISSUED UNDER THE REQUIREMENTS OF VBBL #12511 (2019) ** | JIU DING ELECTRIC LTD
EP-2023-04546 | 2023-05-24 | 5829 CARTIER STREET #3, Vancouver, BC V6M 3A6 | Electrical Permit | Residential | New | Completed | Installation / Repair - Residential - Alarm, CCTV, Tel, TV, Data, Intercom. >BP: To construct a 2 storey laneway house building ($235,365) with an attached garage and 1 open parking pad, providing a total of 2 parking spaces, having vehicular access from the 20' Lane. Note: This is a 1 ½ storey building pursuant to the Zoning & Development By-law. Rev#1: The entire building including the attached garage (if applicable) to be sprinklered to NPFA 13D as per VBBL 3.2.5.12(3)(d). 1. Covenant not required with existing house 2. No Strata Titling permitted 3. No A/C Unit proposed 4. Entire building to be sprinklered 13R 5. Schedule B: (Zhi Yi You) P.Eng (778.302.2155) Architectural 6. Schedule B: (Zhi Yi You) P.Eng (778.302.2155) Structural 7. Schedule B: (Zhi Yi You) P.Eng (778.302.2155) Geotechnical 8. HPO: Residential Builder- M&W Enterprises LTD NOTE: To achieve the required FSR. A floor space exclusion of 3% has been applied to this application as per section 11.24.18 of the district schedule, to accommodate improved building performance. NOTE: Information regarding the principal building on the survey and site plan is for reference only. Any discrepancy between information regarding the principal building on the survey and/or site plan and approved permit drawings for the principal building are neither approved nor authorized under this laneway house permit. *EXISTING HOUSE* Note: Bldg 1 (principal bldg) addressed #1-5829 Cartier St retained on site. **THIS PERMIT HAS BEEN ISSUED UNDER THE REQUIREMENTS OF VBBL #12511 (2019) ** | AIGO TECHNOLOGY INC
PP-2023-01702 | 2023-05-15 | 5829 CARTIER STREET #3, Vancouver, BC V6M 3A6 | Plumbing Permit | Residential | New | Completed | Residential - plumbing >BP: To construct a 2 storey laneway house building with an attached garage and 1 open parking pad, providing a total of 2 parking spaces, having vehicular access from the 20' Lane. Note: This is a 1 ½ storey building pursuant to the Zoning & Development By-law. | Gurumehar Plumbing & Heating Ltd
EP-2022-07743 | 2022-09-15 | 2201 W 4TH AVENUE, Vancouver, BC V6K 1N9 | Electrical Permit | Commercial | Renovation | Completed | Installation / Repair - Commercial - Installation of new lighting layout, existing panel relocation, receptacles and data communication >BP: Interior alterations to provide tenant improvements to this retail space for a new tenant on the ground floor of this existing mixed-use building. | FOS Electric Systems Ltd
PP-2022-03118 | 2022-09-08 | 2201 W 4TH AVENUE, Vancouver, BC V6K 1N9 | Plumbing Permit | Commercial | Renovation | Completed | Commercial - Connect DWV and domestic hot and cold water with recirk line to base building supplied connections for additional fixtures added to retail space. Exisiting washrooms to remain with fixture upgrades only. Offset one existing sanitary pipe in ceiling area to avoid ceiling fixture. >BP: Interior alterations to provide tenant improvements to this retail space for a new tenant on the ground floor of this existing mixed-use building. E2 - HVAC - Clean and Balance all Air Systems (per 6.7.2.3.2 of ASHRAE 90.1-2016) Schedule A provided by Peter J. Mallen, AIBC Architectural Schedule B provided by Peter J. Mallen, AIBC Electrical Schedule B provided by Eric Chomistek Mechanical/ Plumbing/ Fire Suppression System Schedule B provided by Jason Barabnoff | Mainland Plumbing & Heating
SP-2022-01079 | 2023-04-20 | 2201 W 4TH AVENUE, Vancouver, BC V6K 1N9 | Sprinkler Permit | Commercial | Tenant Improvement | Completed | Commercial - For sprinkler system alterations to the 2019 VBBL and NFPA 13, 2013 for the tenant improvements to provide interior alterations for this retail space for a new tenant on the ground floor of this existing mixed-use building. This application does not include any of the following: • Changes to the sprinkler system supply piping (e.g. valves, mains, cross-mains, etc.). • Information Technology Equipment Rooms (e.g. IT Rooms, LAN Rooms, etc.). • New alternative solutions and/or modifications to existing alternative solutions. • Change in occupancy and/or hazard classification. Notes: 1. Flexible Sprinkler Pipe - Arc'teryx Kitsilano - The automatic sprinkler system has been designed for the use of Victaulic AH-2 flexible sprinkler drops with 1/2" outlets, up to 48" with a maximum of 8 90° degree bends at a 2" bend radius. 2. ***Flexible sprinkler piping for use with standard coverage pendent sprinklers in the manager's office and BOH area ONLY as per email correspondence with Northwest Sprinklers dated March 16th, 2023. Any deviations to the described will require a permit amendment***. 3. Compact mobile storage - see limitations noted on accepted drawings dated April 20th, 2023. 4. Engineer of Record: Yadim Amador Castillo; 604-779-5750; yadim@nwsprinkler.com | Titan Fire Protection Ltd
EP-2023-06984 | 2023-08-02 | 588 W 24TH AVENUE, Vancouver, BC V5Z 2B4 | Electrical Permit | Commercial | New | Issued | Temporary Power - Commercial - To provide temporary power. >NOTE: Work authorized by this permit is for placement of a temporary power pole only and does not authorize any site construction and/or excavation. A separate Building Permit will be required prior to commencement of any other work on this site. | Elixir Electric Ltd
PP-2023-04118 | NULL | 580 W 24TH AVENUE, Vancouver, BC V5Z 2B4 | Plumbing Permit | Commercial | New | Applicant Revisions | Commercial - Site Permit - six, 3-storey, combustible buildings comprising of 40 multiple dwelling units above a common one-level non- combustible underground parkade >BP: To construct six, 3-storey, combustible buildings comprising 40 multiple dwelling units above a common one-level non-combustible underground parkade. VBBL 2019 - NFPA 13R for DU / 13 for Parkade. Building 1 - BP-2022-05049 Building 2 - BP-2022-05050 Building 3 - BP-2022-05051 Building 4 - BP-2022-05052 Building 5 - BP-2022-05053 Building 6 - BP-2022-05054 Staged Construction. Stage 1 - Excavation and Shoring issued on June 9, 2023. Rev #1 - (Sept. 22, 2023) - Changes to Stage 1 for Excavation and Shoring. Stage 2 - Foundation to Grade issued on Nov. 28, 2023. | McLaren Mechanical
SP-2023-02140 | NULL | 580 W 24TH AVENUE, Vancouver, BC V5Z 2B4 | Sprinkler Permit | Commercial | New | Applicant Revisions | Commercial - ***Site permit - underground Installation of Automatic Sprinkler System >BP: To construct six, 3-storey, combustible buildings comprising 40 multiple dwelling units above a common one-level non-combustible underground parkade. VBBL 2019 - NFPA 13R for DU / 13 for Parkade. Building 1 - BP-2022-05049 Building 2 - BP-2022-05050 Building 3 - BP-2022-05051 Building 4 - BP-2022-05052 Building 5 - BP-2022-05053 Building 6 - BP-2022-05054 Staged Construction. Stage 1 - Excavation and Shoring issued on June 9, 2023. Rev #1 - (Sept. 22, 2023) - Changes to Stage 1 for Excavation and Shoring. Stage 2 - Foundation to Grade issued on _________________. | NULL
PP-2022-02364 | 2022-07-08 | 4596 MANOR STREET #3, Vancouver, BC V5R 3X5 | Plumbing Permit | Residential | New | Issued | Residential - SUMP >BP: To construct a 2 storey laneway house building ($224,750) with an open parking pad, providing 1 parking space, having vehicular access from the lane. | H R DEMOLITION LTD
PP-2022-03105 | 2022-09-07 | 4596 MANOR STREET #3, Vancouver, BC V5R 3X5 | Plumbing Permit | Residential | New | Completed | Residential - This is a new laneway house with 9 fixtures. >BP: To construct a 2 storey laneway house building ($224,750) with an open parking pad, providing 1 parking space, having vehicular access from the lane. | AKAL Plumbing & Heating Ltd
SP-2022-01705 | 2022-10-17 | 4596 MANOR STREET #3, Vancouver, BC V5R 3X5 | Sprinkler Permit | Residential | New | Completed | Residential - Install sprinklers in LWH >To construct a 2 storey laneway house building ($224,750) with an open parking pad, providing 1 parking space, having vehicular access from the lane. Note: This is a 1 ½ storey building pursuant to the Zoning & Development By-law Note: Bldg 1 (principal bldg) addressed 4596 Mainor Street # 1 retained on site. 1. No A/C unit proposed 2. Schedule B: SHAHIDUL ALAM P Eng (604-653-7475.) Structural & Geotechnical 3. HPO: Residential Builder- Metro City Projects Inc # 42899 4. Entire Building to have NFPA 13-D Note: As a result of the addition of a laneway house, the main house / principal dwelling will be assigned a suite number and the site will be as follows: #1-4596 Manor St - Principal Dwelling Address has been assigned per the approved plans as the fire/emergency access to the laneway house is from the North side. This access must be provided & maintained at all times in accordance with the Building By-law ****ALL PROJECT COORDINATOR NOTES HAS BEEN ACCEPTED BY THE APPLICANT**** ******THIS PERMIT HAS BEEN ISSUED UNDER THE REQUIREMENTS OF VBBL #12511 (2019)****** | Gold Key Fire Protection Ltd
EP-2022-08666 | 2022-10-13 | 4596 MANOR STREET #3, Vancouver, BC V5R 3X5 | Electrical Permit | Residential | New | Completed | Installation / Repair - Residential - New construction laneway Upgrade existing service to 200A duplex meter base 125A - Laneway main switch 100A - Main house switch Electrical rough-wire and finishing Electric space heating Underground tek Electrical low voltage rough-wire only EVC To construct a 2 storey laneway house building ($224,750) with an open parking pad, providing 1 parking space, having vehicular access from the lane. Note: This is a 1 ½ storey building pursuant to the Zoning & Development By-law Note: Bldg 1 (principal bldg) addressed 4596 Mainor Street # 1 retained on site. 1. No A/C unit proposed 2. Schedule B: SHAHIDUL ALAM P Eng (604-653-7475.) Structural & Geotechnical 3. HPO: Residential Builder- Metro City Projects Inc # 42899 4. Entire Building to have NFPA 13-D | AMTEK Electric Ltd
PP-2022-03661 | 2022-10-14 | 6594 BROOKS STREET #3, Vancouver, BC V5S 3J5 | Plumbing Permit | Residential | New | Completed | Residential - SUMP | Canstar Excavating & Landscaping Ltd
PP-2022-03291 | 2022-09-20 | 6594 BROOKS STREET #3, Vancouver, BC V5S 3J5 | Plumbing Permit | Residential | New | Completed | Residential - Plumbing for: >BP: To construct a 2 storey laneway house building ($225,000) with an open parking pad, providing 1 parking space, having vehicular access from the lane. Note: This is a 1 ½ storey building pursuant to the Zoning & Development By-law Note: Bldg 1 (principal bldg) addressed #1 - 6594 Brooks Street retained on site. 1. No A/C unit proposed 2. Schedule B: SHAHIDUL ALAM P. Eng (604-653-7475) Structural & Geotechnical 3. HPO: Residential Builder- Metro-City Projects Inc. #42988 4. Entire Building to have NFPA 13-D | AKAL Plumbing & Heating Ltd
SP-2023-00442 | 2023-03-15 | 6594 BROOKS STREET #3, Vancouver, BC V5S 3J5 | Sprinkler Permit | Residential | New | Completed | Residential - Install sprinklers in lwh >BP: To construct a 2 storey laneway house building with an open parking pad, providing 1 parking space, having vehicular access from the lane. Note: This is a 1 ½ storey building pursuant to the Zoning & Development By-law Note: Bldg 1 (principal bldg) addressed #1 - 6594 Brooks Street retained on site. 1. No A/C unit proposed 2. Schedule B: SHAHIDUL ALAM P. Eng (604-653-7475) Structural & Geotechnical 3. HPO: Residential Builder- Metro-City Projects Inc. #42988 4. Entire Building to have NFPA 13-D | Gold Key Fire Protection Ltd
EP-2023-01430 | 2023-03-01 | 6594 BROOKS STREET #3, Vancouver, BC V5S 3J5 | Electrical Permit | Residential | New | Completed | Installation / Repair - Residential - New construction laneway Upgrade existing service to 200A duplex meter base (Main consumer'sservice) 100A - Laneway main switch 100A - Main house switch Electrical rough-wire and finishing Underground teck Electrical low voltage rough-wire only EVSE >BP: To construct a 2 storey laneway house building ($225,000) with an open parking pad, providing 1 parking space, having vehicular access from the lane. Note: This is a 1 ½ storey building pursuant to the Zoning & Development By-law Note: Bldg 1 (principal bldg) addressed #1 - 6594 Brooks Street retained on site. 1. No A/C unit proposed 2. Schedule B: SHAHIDUL ALAM P. Eng (604-653-7475) Structural & Geotechnical 3. HPO: Residential Builder- Metro-City Projects Inc. #42988 4. Entire Building to have NFPA 13-D Note: As a result of the addition of a laneway house, the main house / principal dwelling will be assigned a suite number and the site will be as follows: #1-6594 Brooks St - Principal Dwelling ****ALL PROJECT COORDINATOR NOTES HAS BEEN ACCEPTED BY THE APPLICANT**** ******THIS PERMIT HAS BEEN ISSUED UNDER THE REQUIREMENTS OF VBBL #12511 (2019)****** | AMTEK Electric Ltd
GP-2023-00833 | 2023-03-09 | 6594 BROOKS STREET #3, Vancouver, BC V5S 3J5 | Gas Permit | Residential | New | Completed | Residential - 1 Boiler, 1 Range & 1 BBQ This is a new laneway house with 3 fixtures >BP: To construct a 2 storey laneway house building ($225,000) with an open parking pad, providing 1 parking space, having vehicular access from the lane. | AKAL Plumbing & Heating Ltd
MP-2023-00166 | 2023-02-07 | 6594 BROOKS STREET #3, Vancouver, BC V5S 3J5 | Mechanical Permit | NULL | NULL | Completed | NULL | AKAL Plumbing & Heating Ltd
EP-2023-00900 | 2023-02-02 | 1055 VERNON DRIVE, Vancouver, BC V6A 3P4 | Electrical Permit | Commercial | Tenant Improvement | Expired | Temporary Power - Commercial - To provide temporary power. | Bridge Electric Corp
PP-2023-00349 | 2023-02-02 | 1055 VERNON DRIVE, Vancouver, BC V6A 3P4 | Plumbing Permit | Commercial | Addition | Issued | Commercial - Backflow | BC COMFORT AIR CONDITIONING LTD
PP-2023-01088 | 2023-04-14 | 1055 VERNON DRIVE, Vancouver, BC V6A 3P4 | Plumbing Permit | Commercial | Tenant Improvement | Issued | Commercial - Tenant Improvement >BP: #200 (2nd floor), #300 (3rd floor) and parkade Interior alterations to provide a first tenant fitout in #200 and #300 for a new Laboratory tenant in this existing Industrial and Office use building. Tenant: Precision Nanosystems Inc. | True Constructible Solutions Ltd
EP-2023-03406 | 2023-04-19 | 1055 VERNON DRIVE, Vancouver, BC V6A 3P4 | Electrical Permit | Commercial | Tenant Improvement | Issued | Installation / Repair - Commercial - Addition of Fire Alarm devices for the tenant improvements. Scope of work includes installation of: Conduit and wiring for all levels to add many devices. Graphic update and verification. Due to the clean rooms the electrical engineer has requested many pull stations for the clean room "man traps" and speakers, over 250 speakers and 60 pull stations are being added. I have attached only drawings that pertain to fire alarm. Highlighting the devices to help. >BP: #200 (2nd floor), #300 (3rd floor) and parkade Interior alterations to provide a first tenant fitout in #200 and #300 for a new Laboratory tenant in this existing Industrial and Office use building. Tenant: Precision Nanosystems Inc. CRP Schedule A - Russell Chernoff 604-669-9460 Arch Schedule B - Russell Chernoff 604-669-9460 Struc Schedule B - Jeff Corbett 604-738-0048 Mech/Plumbing Sch B - Kevin Shea 604-687-1800 Elec Schedule B - Andrew Tashiro 604-631-9609 AL-2022-00233 - Extended TD AL-2022-00234 - Ventilation | INT Electrical Ltd
EP-2023-03434 | 2023-05-11 | 1055 VERNON DRIVE, Vancouver, BC V6A 3P4 | Electrical Permit | Commercial | Tenant Improvement | Issued | Installation / Repair - Commercial - Tenant improvement for bio-manufacturing and support offices including lighting, lighting control, emergency lighting, transformers and distribution. >BP: #200 (2nd floor), #300 (3rd floor) and parkade Interior alterations to provide a first tenant fitout in #200 and #300 for a new Laboratory tenant in this existing Industrial and Office use building. Tenant: Precision Nanosystems Inc. CRP Schedule A - Russell Chernoff 604-669-9460 Arch Schedule B - Russell Chernoff 604-669-9460 Struc Schedule B - Jeff Corbett 604-738-0048 Mech/Plumbing Sch B - Kevin Shea 604-687-1800 Elec Schedule B - Andrew Tashiro 604-631-9609 AL-2022-00233 - Extended TD AL-2022-00234 - Ventilation | Bridge Electric Corp
SP-2023-01187 | 2023-11-16 | 1055 VERNON DRIVE, Vancouver, BC V6A 3P4 | Sprinkler Permit | Commercial | Tenant Improvement | Issued | Commercial - #200 (2nd floor), #300 (3rd floor) and parkade Sprinkler alterations to provide a first tenant fit out in #200 and #300 for a new Laboratory tenant in this existing Industrial and Office use building. | Viking Fire Protection Inc
EP-2022-10490 | 2022-12-13 | 1055 VERNON DRIVE, Vancouver, BC V6A 3P4 | Electrical Permit | Commercial | NULL | Expired | Annual / Operating - Operation permit for job being completed soon Renewal of EP-2021-08891 Valid: Dec 1, 2022 to Nov 30, 2023 | INT Electrical Ltd
EP-2023-11021 | 2023-12-08 | 1055 VERNON DRIVE, Vancouver, BC V6A 3P4 | Electrical Permit | Commercial | NULL | Issued | Annual / Operating - ANNUAL OPERATING PERMIT Renewal of EP-2022-10490 Valid: Dec 1, 2023 UNTIL Nov 30, 2024 | INT Electrical Ltd
EP-2023-07953 | 2023-09-05 | 1055 VERNON DRIVE, Vancouver, BC V6A 3P4 | Electrical Permit | Commercial | Renovation | Issued | Installation / Repair - Commercial - Installation of low voltage DDC Controls. contact Rob Weatherby - cell# - 604-719-2704 >BP: #200 (2nd floor), #300 (3rd floor) and parkade Interior alterations to provide a first tenant fitout in #200 and #300 for a new Laboratory tenant in this existing Industrial and Office use building. Tenant: Precision Nanosystems Inc. CRP Schedule A - Russell Chernoff 604-669-9460 Arch Schedule B - Russell Chernoff 604-669-9460 Struc Schedule B - Jeff Corbett 604-738-0048 Mech/Plumbing Sch B - Kevin Shea 604-687-1800 Elec Schedule B - Andrew Tashiro 604-631-9609 Schedule D - Russell Chernoff 604-669-9460 AL-2022-00233 - Extended TD AL-2022-00234 - Ventilation | Mountain Pacific Electrical Ltd
EP-2022-02708 | 2022-04-06 | 1055 VERNON DRIVE, Vancouver, BC V6A 3P4 | Electrical Permit | Residential | New | Completed | Installation / Repair - Residential - Install electric cabinet for 5G radios - Cabinet includes: 200A,240V 3 pole S/N Heavy-duty fused switch (CH324N) surge suppressor, (6) 15xA, 1p, sub breakers 1x 60a, 3p sub breaker >>BP: To construct a 4-storey industrial and office building over two levels of underground parkade with repair garage/subsidiary office on the main/mezzanine floor; manufacturing on the 2nd floor; manufacturing/offices on the 3rd floor; and offices on the 4th floor. VBBL 2014 - Reviewed during the 2020 pandemic crisis. STAGE 1 - Excavation and Shoring issued on Mar. 12, 2020. STAGE 2 - Structure Only issued on June 11, 2020. STAGE 2 - REVISION #1 - Structural Changes (loading bay area) issued on Sept. 23, 2020. STAGE 3 - Full Construction issued on November 25th, 2020. STAGE 3 - REVISION #2 - To incorporate the missing Code compliance plans released at Stage 3 issued on Dec. 2, 2020. STAGE 3 - REVISION #3 - Interior and exterior changes on the following: Parking alterations (Level P1: 1 Small Car removed / Level P2: 1 Standard changed to 2 Small Car Stalls); - Level P1: End-Of-Trip facilities layout changes, and Loading Bay Grill- Shutter split configuration changed with the Exit door in the middle, along with the relocation aligning the stairs on exit route; - 4th Floor: added elevator stop; - Roof: Elevator penthouse raised and upper access ladder added; - Elevations: exterior alteration changes. Issued on Feb. 17, 2022. | Mott Electric General Partnership
EP-2022-02293 | 2022-03-23 | 4575 ASH STREET, Vancouver, BC V5Z 0K4 | Electrical Permit | Commercial | New | Expired | Temporary Power - Commercial - To provide temporary power. -will be installing an outdoor monitor equipment mounted on poles on the SE, SW, and NNW of the site >BP: Proposed construction of eight 3-storey wood frame buildings totaling 43 townhomes over top of a common 1 level underground parkade. VBBL-2019 >NOTE: Work authorized by this permit is for placement of a temporary power pole only and does not authorize any site construction and/or excavation. A separate Building Permit will be required prior to commencement of any other work on this site. | 0777792 BC Ltd
EP-2022-02160 | 2022-03-17 | 4575 ASH STREET, Vancouver, BC V5Z 0K4 | Electrical Permit | Residential | Renovation | Expired | Temporary Power - Residential - To provide temporary power. NOTE: Work authorized by this permit is for placement of a temporary power pole only and does not authorize any site construction and/or excavation. A separate Building Permit will be required prior to commencement of any other work on this site. Amend: Apr 5, 2022 100 Amp Service, not 200 Amp - Please revise the permit to reflect this change | TDR Electric Inc
EP-2023-07372 | 2023-08-14 | 651 W 30TH AVENUE, Vancouver, BC | Electrical Permit | Commercial | New | Issued | Installation / Repair - Commercial - Security, Telephone, Data, Access Control, Camera. Pre wires and Finishes and Plating. >BP: Building 7 - To construct a 4-storey townhome containing six dwelling units. Refer BP-2021-04696 for site work, below grade facilities and common underground parking. VBBL-2019 - NFPA 13 | Point One Integrators Inc
SP-2022-01445 | 2023-05-26 | 651 W 30TH AVENUE, Vancouver, BC | Sprinkler Permit | Commercial | New | Issued | Commercial - Building 7 - For all sprinkler work to the 2019 VBBL; NFPA 13R, 2013; and alternative solutions prepared by Camphora Engineering for this newly constructed 4-storey residential building (3-storey per AL-2022-00099). This is a Certified Professional Project and the CP is Susana Chui, P.Eng. CP of Camphora Engineering. Notes: 1. Fire Protection engineer of Record Mr Ryan Pavey, P.Eng. of Cardinal engineering. T: 604 605 06060, E: pavey@cardinalfire.ca. 2. One set of approved drawings and permit to be available for viewing at the jobsite 3. Refer SP-2022-01438 for site description, site work, below grade facilities and common underground parking, accepted documents, terms and conditions. | Cove Mechanical Ltd
PP-2023-01333 | 2023-04-24 | 651 W 30TH AVENUE, Vancouver, BC | Plumbing Permit | Commercial | New | Issued | Commercial - install plumbing system in woodframe townhouse building over parkade. >BP: Building 7 - To construct a 4-storey townhome containing six dwelling units. Refer BP-2021-04696 for site work, below grade facilities and common underground parking. VBBL-2019 - NFPA 13 | Rai Plumbing Ltd
EP-2022-06924 | 2023-01-12 | 651 W 30TH AVENUE, Vancouver, BC | Electrical Permit | Commercial | New | Issued | Installation / Repair - Commercial - Building 7 - New service to be installed. FULL NEW WIRING of the building. Extra Low Voltage: Access control, HVAC control, lighting control, security cameras, telephone. Fire alarm. Low Voltage: EM lighting, distribution equipment, EV charge, electric heat, equipment connections, HVAC equipment, lighting, receptacles, sump pump. >Permit Amendment Aug 29, 2023 -"Please add low voltage. There is no increase to the value of the permit" >BP: Building 7 - To construct a 4-storey townhome containing six dwelling units. Refer BP-2021-04696 for site work, below grade facilities and common underground parking. VBBL-2019 - NFPA 13 | Villa Electric (1980) Ltd
NULL | NULL | 651 W 30TH AVENUE, Vancouver, BC | Mechanical Permit | NULL | NULL | Draft | NULL | KCS HEATING LTD.
NULL | NULL | 689 W 30TH AVENUE, Vancouver, BC | Mechanical Permit | NULL | NULL | Draft | NULL | KCS HEATING LTD.
NULL | NULL | 689 W 30TH AVENUE, Vancouver, BC | Mechanical Permit | NULL | NULL | Withdrawn | NULL | KCS HEATING LTD.
EP-2023-03099 | 2023-04-11 | 689 W 30TH AVENUE, Vancouver, BC | Electrical Permit | Residential | New | Issued | Temporary Power - Residential - To provide temporary power. Renewal of EP-2022-02293 Valid: Mar 23, 2023 to Mar 22, 2024 | 0777792 BC Ltd
EP-2023-02803 | 2023-03-31 | 689 W 30TH AVENUE, Vancouver, BC | Electrical Permit | Commercial | Renovation | Issued | Temporary Power - Commercial - To provide temporary power. Renewal of EP-2022-02160 Valid: Mar 17, 2023 to Mar 16, 2024 | TDR Electric Inc
EP-2023-05966 | 2023-07-04 | 689 W 30TH AVENUE, Vancouver, BC | Electrical Permit | Commercial | New | Issued | Installation / Repair - Commercial - Install Security, Telephone, Access Control, Camera. Prewires and Finishes and Plating. >BP: Building 8 - To construct a 3-storey townhome containing five dwelling units. Refer BP-2021-04696 for site work, below grade facilities and common underground parking. VBBL-2019 - NFPA 13R | Point One Integrators Inc
EP-2022-06926 | 2023-01-12 | 689 W 30TH AVENUE, Vancouver, BC | Electrical Permit | Commercial | New | Issued | Installation / Repair - Commercial - Building 8 - New service to be installed. FULL NEW WIRING of the building. Extra Low Voltage: Access control, HVAC control, lighting control, security cameras, telephone. Fire alarm. Low Voltage: EM lighting, distribution equipment, EV charge, electric heat, equipment connections, HVAC equipment, lighting, receptacles, sump pump. >Permit Amendment Aug 29, 2023 -"Please add low voltage. There is no increase to the value of the permit" >BP: Building 8 - To construct a 3-storey townhome containing five dwelling units. Refer BP-2021-04696 for site work, below grade facilities and common underground parking. VBBL-2019 - NFPA 13R | Villa Electric (1980) Ltd
EP-2022-06900 | 2023-01-12 | 689 W 30TH AVENUE, Vancouver, BC | Electrical Permit | Commercial | New | Issued | Installation / Repair - Commercial - For service, site work, below grade facilities, common underground parkade. >BP: To construction three, 4-storey (for 5, 6, & 7 bldg.) and five, 3-storey wood frame buildings totaling 43 townhomes over top of a common 1 level underground parkade. VBBL-2019 - NFPA 13/13R Building 1 - BP-2022-03158 Building 2 - BP-2022-03166 Building 3 - BP-2022-03171 Building 4 - BP-2022-03175 Building 5 - BP-2022-03179 Building 6 - BP-2022-03180 Building 7 - BP-2022-03181 Building 8 - BP-2022-03182 Stage 1 - Excavation and Shoring issued on July 21, 2022. Stage 2 - Foundation to Grade issued on Oct. 3, 2022. Stage 3 - Full Construction issue on Nov. 16, 2022. | Villa Electric (1980) Ltd
PP-2023-00159 | 2023-03-01 | 689 W 30TH AVENUE, Vancouver, BC | Plumbing Permit | Commercial | New | Issued | Commercial - install plumbing system in woodframe townhouse building over parkade. >BP: Building 8 - To construct a 3-storey townhome containing five dwelling units. Refer BP-2021-04696 for site work, below grade facilities and common underground parking. VBBL-2019 - NFPA 13R | Rai Plumbing Ltd
NULL | NULL | 689 W 30TH AVENUE, Vancouver, BC | Gas Permit | Commercial | New | Withdrawn | Commercial - install black iron piping at 2 psi, with individual appliance regulators. | Rai Plumbing Ltd
NULL | NULL | 689 W 30TH AVENUE, Vancouver, BC | Gas Permit | Commercial | New | Withdrawn | Commercial - install black iron piping at 2 psi, with individual appliance regulators. | Rai Plumbing Ltd
NULL | NULL | 689 W 30TH AVENUE, Vancouver, BC | Gas Permit | Commercial | New | Withdrawn | Commercial - install black iron piping at 2 psi, with individual appliance regulators. | Rai Plumbing Ltd
PP-2022-03098 | 2022-11-08 | 689 W 30TH AVENUE, Vancouver, BC | Plumbing Permit | Commercial | New | Issued | Commercial - Permit includes underground and above ground common area drains only. Separate permit required for civil work. Install complete plumbing system for a townhome project on a single storey parkade. >BP: To construction three, 4-storey (for 5, 6, & 7 bldg.) and five, 3-storey wood frame buildings totaling 43 townhomes over top of a common 1 level underground parkade. VBBL-2019 - NFPA 13/13R Building 1 - BP-2022-03158 Building 2 - BP-2022-03166 Building 3 - BP-2022-03171 Building 4 - BP-2022-03175 Building 5 - BP-2022-03179 Building 6 - BP-2022-03180 Building 7 - BP-2022-03181 Building 8 - BP-2022-03182 Stage 1 - Excavation and Shoring issued on July 21, 2022. Stage 2 - Full Construction issued on ______________. | Rai Plumbing Ltd
SP-2022-01446 | 2023-05-26 | 689 W 30TH AVENUE, Vancouver, BC | Sprinkler Permit | Commercial | New | Issued | Commercial - Building 8 - For all sprinkler work to the 2019 VBBL; NFPA 13R, 2013; and alternative solutions prepared by Camphora Engineering for this newly constructed 4-storey residential building (3-storey per AL-2022-00099). This is a Certified Professional Project and the CP is Susana Chui, P.Eng. CP of Camphora Engineering. Notes: 1. Fire Protection engineer of Record Mr Ryan Pavey, P.Eng. of Cardinal engineering. T: 604 605 06060, E: pavey@cardinalfire.ca. 2. One set of approved drawings and permit to be available for viewing at the jobsite 3. Refer SP-2022-01438 for site description, site work, below grade facilities and common underground parking, accepted documents, terms and conditions. | Cove Mechanical Ltd
SP-2022-01439 | 2023-05-26 | 689 W 30TH AVENUE, Vancouver, BC | Sprinkler Permit | Commercial | New | Issued | Commercial - Building 1 - For all sprinkler work to the 2019 VBBL; NFPA 13R, 2013; and alternative solutions prepared by Camphora Engineering for this newly constructed 3-storey residential building. This is a Certified Professional Project and the CP is Susana Chui, P.Eng. CP of Camphora Engineering. Notes: 1. Fire Protection engineer of Record Mr Ryan Pavey, P.Eng. of Cardinal engineering. T: 604 605 06060, E: pavey@cardinalfire.ca. 2. One set of approved drawings and permit to be available for viewing at the jobsite 3. Refer SP-2022-01438 for site description, site work, below grade facilities and common underground parking, accepted documents, terms and conditions. | Cove Mechanical Ltd
SP-2022-01438 | 2023-05-26 | 689 W 30TH AVENUE, Vancouver, BC | Sprinkler Permit | Commercial | New | Issued | Commercial - Underground Parking Only - For all sprinkler work to the 2019 VBBL; NFPA 13, 2013; and alternative solutions prepared by Camphora Engineering for this newly constructed underground parking. Site Description: To construction three, 4-storey (for 5, 6, & 7 bldg.) and five, 3-storey wood frame buildings totaling 43 townhomes over top of a common 1 level underground parkade. This is a Certified Professional Project and the CP is Susana Chui, P.Eng. CP of Camphora Engineering. Related Permits: Bldg 1 - SP-2022-01439 - 689 W 30th AV Bldg 2 - SP-2022-01440 - 671 W 30th AV Bldg 3 - SP-2022-01441 - 641 W 30th AV Bldg 4 - SP-2022-01442 - 621 W 30th AV Bldg 5 - SP-2022-01443 - 4551 ASH St Bldg 6 - SP-2022-01444 - 631 W 30th AV Bldg 7 - SP-2022-01445 - 651 W 30th AV Bldg 8 - SP-2022-01446 - 689 W 30th AV AL-2022-00099 - To permit parkade to be considered as a separate building AL-2022-00100 - Separation of residential blocks and egress design to be enhanced through passive design features and dedicated sprinkler protection. Notes: 1. Fire Protection engineer of Record Mr Ryan Pavey, P.Eng. of Cardinal engineering. T: 604 605 06060, E: pavey@cardinalfire.ca. 2. One set of approved drawings and permit to be available for viewing at the jobsite. | Cove Mechanical Ltd
SP-2022-01458 | NULL | 689 W 30TH AVENUE, Vancouver, BC | Sprinkler Permit | Residential | New | Withdrawn | Residential - NFPA 13R Townhomes with a single level below grade parkade | NULL
EP-2022-08699 | 2022-10-13 | 689 W 30TH AVENUE, Vancouver, BC | Electrical Permit | Residential | New | Expired | Temporary Power - Residential - To provide temporary power. | Villa Electric (1980) Ltd
EP-2022-08870 | 2022-11-17 | 689 W 30TH AVENUE, Vancouver, BC | Electrical Permit | Residential | New | Completed | Interim - Residential - Scope of work: slab, underground, raceways, grounding, branch circuits. Service connection to BC Hydro is not permitted under this permit. >BP: To construction three, 4-storey (for 5, 6, & 7 bldg.) and five, 3-storey wood frame buildings totaling 43 townhomes over top of a common 1 level underground parkade. VBBL-2019 - NFPA 13/13R Building 1 - BP-2022-03158 Building 2 - BP-2022-03166 Building 3 - BP-2022-03171 Building 4 - BP-2022-03175 Building 5 - BP-2022-03179 Building 6 - BP-2022-03180 Building 7 - BP-2022-03181 Building 8 - BP-2022-03182 Stage 1 - Excavation and Shoring issued on July 21, 2022. Stage 2 - Foundation to Grade issued on Oct. 3, 2022. Stage 3 - Full Construction issue on ___________. | Villa Electric (1980) Ltd
PP-2023-04061 | 2023-11-21 | 689 W 30TH AVENUE, Vancouver, BC | Plumbing Permit | Commercial | New | Issued | Commercial - Storm and Sanitary tie-in at property line. >BP: To construction three, 4-storey (for 5, 6, & 7 bldg.) and five, 3-storey wood frame buildings totaling 43 townhomes over top of a common 1 level underground parkade. VBBL-2019 - NFPA 13/13R Building 1 - BP-2022-03158 Building 2 - BP-2022-03166 Building 3 - BP-2022-03171 Building 4 - BP-2022-03175 Building 5 - BP-2022-03179 Building 6 - BP-2022-03180 Building 7 - BP-2022-03181 Building 8 - BP-2022-03182 Stage 1 - Excavation and Shoring issued on July 21, 2022. Stage 2 - Foundation to Grade issued on Oct. 3, 2022. Stage 3 - Full Construction issue on Nov. 16, 2022. | ACE EXCAVATING
EP-2023-09621 | 2023-10-26 | 689 W 30TH AVENUE, Vancouver, BC | Electrical Permit | Residential | New | Issued | Temporary Power - Residential - To provide temporary power. -renewal of: EP-2022-08699 -Valid Oct. 14, 2023 - Oct. 13, 2024 | Villa Electric (1980) Ltd
SP-2022-01801 | 2022-10-31 | 5814 CHESTER STREET #3, Vancouver, BC V5W 3B5 | Sprinkler Permit | Residential | New | Completed | Residential - To Install 10 sprinkler heads >To construct a 2 storey laneway house building ($192,765.00) with an attached garage and 1 open parking pad, providing a total of 2 parking spaces, having vehicular access from the lane. Note: This is a 1 ½ storey building pursuant to the Zoning & Development By-law 1. Covenant registered at the Land Title Office under CA9554743 2. No Strata Titling permitted 3. No A/C unit proposed 4. Schedule B: YATENDRA KUMAR SHARMA, P.Eng. (778-863-7076) Structural & Geotechnical 5. HPO: Residential Builder - Luxuriant Homes Ltd. 6. The entire building to be sprinklered to NFPA 13R. ******THIS PERMIT HAS BEEN ISSUED UNDER THE REQUIREMENTS OF VBBL #12511 (2019)****** | General Sprinkler Systems Ltd
PP-2022-04248 | 2022-11-25 | 5814 CHESTER STREET #3, Vancouver, BC V5W 3B5 | Plumbing Permit | Residential | New | Completed | Residential - Plumbing of a laneway house >BP: To construct a 2 storey laneway house building ($192,765.00) with an attached garage and 1 open parking pad, providing a total of 2 parking spaces, having vehicular access from the lane. Note: This is a 1 ½ storey building pursuant to the Zoning & Development By-law 1. Covenant registered at the Land Title Office under CA9554743 2. No Strata Titling permitted 3. No A/C unit proposed 4. Schedule B: YATENDRA KUMAR SHARMA, P.Eng. (778-863-7076) Structural & Geotechnical 5. HPO: Residential Builder - Luxuriant Homes Ltd. 6. The entire building to be sprinklered to NFPA 13R. ******THIS PERMIT HAS BEEN ISSUED UNDER THE REQUIREMENTS OF VBBL #12511 (2019)****** | Karan Plumbing & Heating Ltd
EP-2023-00331 | 2023-01-17 | 5814 CHESTER STREET #3, Vancouver, BC V5W 3B5 | Electrical Permit | Residential | New | Completed | Installation / Repair - Residential - LWH - #3 - Low voltage & security alarm completion >DB: To construct a 2 storey laneway house building with an attached garage and 1 open parking pad, providing a total of 2 parking spaces, having vehicular access from the lane. Note: This is a 1 ½ storey building pursuant to the Zoning & Development By-law 1. Covenant registered at the Land Title Office under CA9554743 2. No Strata Titling permitted 3. No A/C unit proposed 4. Schedule B: YATENDRA KUMAR SHARMA, P.Eng. (778-863-7076) Structural & Geotechnical 5. HPO: Residential Builder - Luxuriant Homes Ltd. 6. The entire building to be sprinklered to NFPA 13R. | Xon Automation Ltd
EP-2022-05016 | 2022-06-14 | 5814 CHESTER STREET #3, Vancouver, BC V5W 3B5 | Electrical Permit | Residential | New | Completed | Installation / Repair - Residential - LWH - #3 - All electrical work. Main Consumer's Service: 200A. 3 Electric Meters. Main House Service: 100A. Secondary Suite Service: 60A. LWH Service: 100A. BP: To construct a 2 storey laneway house building with an attached garage and 1 open parking pad, providing a total of 2 parking spaces, having vehicular access from the lane. Note: This is a 1 ½ storey building pursuant to the Zoning & Development By-law 1. Covenant registered at the Land Title Office under CA9592663 2. No Strata Titling permitted 3. No A/C unit proposed | N & M Electric Ltd
SP-2023-01647 | NULL | 1611 W 2ND AVENUE, Vancouver, BC V6J 1H3 | Sprinkler Permit | Commercial | New | In Review | Commercial - New car service center; 3 levels of parkade; 3 level above ground installing complete fire protection sprinkler system >BP: This project is a 3-storey, non-combustible, automobile service centre over 3 levels of a below-grade storage garage. The building consists of automobile-related services such as workshop areas, automatic car wash station, tire balancer alignment bays, and other ancillary spaces having vehicular access from the lane. VBBL2019 - NFPA 13 | NULL
EP-2023-06740 | 2024-01-29 | 1611 W 2ND AVENUE, Vancouver, BC V6J 1H3 | Electrical Permit | Commercial | New | Issued | Installation / Repair - Commercial - Electrical installations for a 3-storey Motor Vehicle Repair Shop and General Office building with 3 levels of underground parking. >BP: This project is a 3-storey, non-combustible, automobile service centre over 3 levels of a below-grade storage garage. The building consists of automobile-related services such as workshop areas, automatic car wash station, tire balancer alignment bays, and other ancillary spaces having vehicular access from the lane. VBBL2019 - NFPA 13 STAGE 1: Excavation and Shoring issued on July 18, 2022. STAGE 2: Full Construction issued on _____________. | Excel Electric (1993) Ltd
EP-2023-06773 | 2023-08-11 | 1611 W 2ND AVENUE, Vancouver, BC V6J 1H3 | Electrical Permit | Commercial | New | Completed | Interim - Commercial - Scope of work: slab, underground, raceways, grounding, branch circuits. Service connection to BC Hydro is not permitted under this permit. Interim permit for EP-2023-06740 >Permit Amendment Dec 04, 2023 -"Adding pictures and engineer report" *Document(s) uploaded to "Application Documents" tab for Electrical Inspector review. Documents are at pending status at time of permit amendment approval >BP: This project is a 3-storey, non-combustible, automobile service centre over 3 levels of a below-grade storage garage. The building consists of automobile-related services such as workshop areas, automatic car wash station, tire balancer alignment bays, and other ancillary spaces having vehicular access from the lane. VBBL2019 - NFPA 13 STAGE 1: Excavation and Shoring issued on July 18, 2022. STAGE 2: Full Construction issued on _____________. | Excel Electric (1993) Ltd
NULL | NULL | 1611 W 2ND AVENUE, Vancouver, BC V6J 1H3 | Electrical Permit | Commercial | NULL | Draft | Temporary Power - Commercial - To provide temporary power. | Excel Electric (1993) Ltd
EP-2023-04543 | 2023-05-24 | 1611 W 2ND AVENUE, Vancouver, BC V6J 1H3 | Electrical Permit | Commercial | New | Issued | Temporary Power - Commercial - To provide temporary power. | Excel Electric (1993) Ltd
PP-2023-04428 | 2024-01-11 | 1611 W 2ND AVENUE, Vancouver, BC V6J 1H3 | Plumbing Permit | Commercial | New | Issued | Commercial - Jaguar - Landrover service building >BP: This project is a 3-storey, non-combustible, automobile service centre over 3 levels of a below-grade storage garage. The building consists of automobile-related services such as workshop areas, automatic car wash station, tire balancer alignment bays, and other ancillary spaces having vehicular access from the lane. VBBL2019 - NFPA 13 STAGE 1: Excavation and Shoring issued on July 18, 2022. STAGE 2: Foundation to Grade issued on Sept. 15, 2023. STAGE 3: Full Construction issued on Nov. 30, 2023. | GML Mechanical Ltd
PP-2023-03144 | 2023-09-21 | 1611 W 2ND AVENUE, Vancouver, BC V6J 1H3 | Plumbing Permit | Commercial | New | Issued | Commercial - Foundation Plumbing >BP: This project is a 3-storey, non-combustible, automobile service centre over 3 levels of a below-grade storage garage. The building consists of automobile-related services such as workshop areas, automatic car wash station, tire balancer alignment bays, and other ancillary spaces having vehicular access from the lane. VBBL2019 - NFPA 13 STAGE 1: Excavation and Shoring issued on July 18, 2022. STAGE 2: Full Construction issued on _____________. | GML Mechanical Ltd
EP-2023-00329 | 2023-01-17 | 5806 CHESTER STREET, Vancouver, BC V5W 3B5 | Electrical Permit | Residential | New | Completed | Installation / Repair - Residential - Low voltage & security alarm completion >BP: To construct a 2 story + basement one-family dwelling with a secondary suite located in the basement with 2 parking spaces, having vehicular access from the lane. Note: This is a 2 storey building pursuant to the Zoning and Development By-Law 1- Covenant registered at the Land Title Office under CA9592663 2- No strata titling permitted 3- No bar sink proposed 4- A/C unit proposed in the rear yard 5- Schedule B: YATENDRA KUMAR SHARMA, P.Eng. (778-863-7076) Structural & Geotechnical 6- HPO: Residential Builder – Luxuriant Homes Ltd. 7- The entire building to be sprinklered to NFPA 13D. | Xon Automation Ltd
GP-2022-03891 | 2022-12-07 | 5806 CHESTER STREET, Vancouver, BC V5W 3B5 | Gas Permit | Residential | New | Completed | Residential - Gas piping of a house >BP: To construct a 2 storey + basement one-family dwelling with a secondary suite ($716,460.00) located in the basement with 2 parking spaces, having vehicular access from the lane. Note: This is a 2 storey building pursuant to the Zoning and Development By-Law 1- Covenant registered at the Land Title Office under CA9592663 2- No strata titling permitted 3- No bar sink proposed 4- A/C unit proposed in the rear yard 5- Schedule B: YATENDRA KUMAR SHARMA, P.Eng. (778-863-7076) Structural & Geotechnical 6- HPO: Residential Builder – Luxuriant Homes Ltd. 7- The entire building to be sprinklered to NFPA 13D. | Karan Plumbing & Heating Ltd
SP-2022-01932 | 2022-11-18 | 5806 CHESTER STREET, Vancouver, BC V5W 3B5 | Sprinkler Permit | Residential | New | Completed | Residential - To Install 36 sprinkler heads To construct a 2 storey + basement one-family dwelling with a secondary suite ($716,460.00) located in the basement with 2 parking spaces, having vehicular access from the lane. Note: This Building Permit will remain in a suspended status until the associated (green) Demolition Permit BP-2021-06124 is completed. Note: This is a 2 storey building pursuant to the Zoning and Development By-Law 1- Covenant registered at the Land Title Office under CA9592663 2- No strata titling permitted 3- No bar sink proposed 4- A/C unit proposed in the rear yard 5- Schedule B: YATENDRA KUMAR SHARMA, P.Eng. (778-863-7076) Structural & Geotechnical 6- HPO: Residential Builder – Luxuriant Homes Ltd. 7- The entire building to be sprinklered to NFPA 13D. | General Sprinkler Systems Ltd
MP-2022-00366 | 2022-10-10 | 5806 CHESTER STREET, Vancouver, BC V5W 3B5 | Mechanical Permit | NULL | NULL | Completed | NULL | Karan Plumbing & Heating Ltd
PP-2022-03399 | 2022-09-27 | 5806 CHESTER STREET, Vancouver, BC V5W 3B5 | Plumbing Permit | Residential | New | Completed | Residential - Plumbing for: >BP: To construct a 2 storey + basement one-family dwelling with a secondary suite ($716,460.00) located in the basement with 2 parking spaces, having vehicular access from the lane. Note: This Building Permit will remain in a suspended status until the associated (green) Demolition Permit BP-2021-06124 is completed. Note: This is a 2 storey building pursuant to the Zoning and Development By-Law 1- Covenant registered at the Land Title Office under CA9592663 2- No strata titling permitted 3- No bar sink proposed 4- A/C unit proposed in the rear yard 5- Schedule B: YATENDRA KUMAR SHARMA, P.Eng. (778-863-7076) Structural & Geotechnical 6- HPO: Residential Builder – Luxuriant Homes Ltd. 7- The entire building to be sprinklered to NFPA 13D. | Karan Plumbing & Heating Ltd
PP-2022-02588 | 2022-07-25 | 5806 CHESTER STREET, Vancouver, BC V5W 3B5 | Plumbing Permit | Residential | New | Completed | Residential - SUMP | GNA Contracting Ltd
EP-2022-05015 | 2022-06-14 | 5806 CHESTER STREET, Vancouver, BC V5W 3B5 | Electrical Permit | Residential | New | Completed | Installation / Repair - Residential - 1FD+SS - #1 &#2 - All electrical work. Main Consumer's Service: 200A. 3 Electric Meters. Main House Service: 100A. Secondary Suite Service: 60A. LWH Service: 100A. BP: To construct a 2 storey + basement one-family dwelling with a secondary suite located in the basement with 2 parking spaces, having vehicular access from the lane. Note: This is a 2 storey building pursuant to the Zoning and Development By-Law 1- Covenant registered at the Land Title Office under CA9592663 2- No strata titling permitted 3- No bar sink proposed 4- A/C unit proposed in the rear yard | N & M Electric Ltd
EP-2022-05013 | 2022-06-15 | 5806 CHESTER STREET #3, Vancouver, BC V5W 3B5 | Electrical Permit | Residential | New | Completed | Installation / Repair - Residential - Electrical work for a new LWH. Main Consumer's Service: 200A. 3 Electric Meters. Main House Service: 100A. Secondary Suite Service: 60A. LWH Service: 100A. >BP: To construct a 2 storey laneway house building ($192,765.00) with an attached garage and 1 open parking pad, providing a total of 2 parking spaces, having vehicular access from the lane. Note: This is a 1 ½ storey building pursuant to the Zoning & Development By-law 1. Covenant registered at the Land Title Office under CA9592663 2. No Strata Titling permitted 3. No A/C unit proposed 4. Schedule B: YATENDRA KUMAR SHARMA, P.Eng. (778-863-7076) Structural & Geotechnical 5. HPO: Residential Builder - Luxuriant Homes Ltd. 6. The entire building, INCLUDING THE ATTACHED GARAGE (if applicable), to be sprinklered to NFPA 13R. Addressing Note: Building 2 #3-5806 Chester St - Laneway House (1.5 storey) Address and suite number assigned as per approved plans for Fire and Emergency response. The address number is to be posted to the building to be visible from the street and the suite number is to be posted at the suite entry in accordance with the Building By-law prior to final inspection. ******THIS PERMIT HAS BEEN ISSUED UNDER THE REQUIREMENTS OF VBBL #12511 (2019)****** | N & M Electric Ltd
SP-2022-01898 | 2022-11-15 | 5806 CHESTER STREET #3, Vancouver, BC V5W 3B5 | Sprinkler Permit | Residential | New | Completed | Residential - To Install 10 sprinkler heads >>BP: To construct a 2 storey laneway house building ($192,765.00) with an attached garage and 1 open parking pad, providing a total of 2 parking spaces, having vehicular access from the lane. Note: This is a 1 ½ storey building pursuant to the Zoning & Development By-law 1. Covenant registered at the Land Title Office under CA9592663 2. No Strata Titling permitted 3. No A/C unit proposed 4. Schedule B: YATENDRA KUMAR SHARMA, P.Eng. (778-863-7076) Structural & Geotechnical 5. HPO: Residential Builder - Luxuriant Homes Ltd. 6. The entire building, INCLUDING THE ATTACHED GARAGE (if applicable), to be sprinklered to NFPA 13R. ******THIS PERMIT HAS BEEN ISSUED UNDER THE REQUIREMENTS OF VBBL #12511 (2019)****** | General Sprinkler Systems Ltd
PP-2022-04247 | 2022-11-25 | 5806 CHESTER STREET #3, Vancouver, BC V5W 3B5 | Plumbing Permit | Residential | New | Completed | Residential - Plumbing of a Laneway House >BP: To construct a 2 storey laneway house building ($192,765.00) with an attached garage and 1 open parking pad, providing a total of 2 parking spaces, having vehicular access from the lane. Note: This is a 1 ½ storey building pursuant to the Zoning & Development By-law 1. Covenant registered at the Land Title Office under CA9592663 2. No Strata Titling permitted 3. No A/C unit proposed 4. Schedule B: YATENDRA KUMAR SHARMA, P.Eng. (778-863-7076) Structural & Geotechnical 5. HPO: Residential Builder - Luxuriant Homes Ltd. 6. The entire building, INCLUDING THE ATTACHED GARAGE (if applicable), to be sprinklered to NFPA 13R. ******THIS PERMIT HAS BEEN ISSUED UNDER THE REQUIREMENTS OF VBBL #12511 (2019)****** | Karan Plumbing & Heating Ltd
EP-2023-00330 | 2023-01-17 | 5806 CHESTER STREET #3, Vancouver, BC V5W 3B5 | Electrical Permit | Residential | New | Completed | Installation / Repair - Residential - Low voltage & security alarm completion >BP: To construct a 2 story laneway house building with an attached garage and 1 open parking pad, providing a total of 2 parking spaces, having vehicular access from the lane. Note: This is a 1 ½ storey building pursuant to the Zoning & Development By-law 1. Covenant registered at the Land Title Office under CA9592663 2. No Strata Titling permitted 3. No A/C unit proposed 4. Schedule B: YATENDRA KUMAR SHARMA, P.Eng. (778-863-7076) Structural & Geotechnical 5. HPO: Residential Builder - Luxuriant Homes Ltd. 6. The entire building, INCLUDING THE ATTACHED GARAGE (if applicable), to be sprinklered to NFPA 13R. | Xon Automation Ltd
EP-2023-00248 | 2023-01-12 | 1983 CREELMAN AVENUE, Vancouver, BC V6J 1B8 | Electrical Permit | Residential | New | Issued | Installation / Repair - Residential - NEW SINGLE FAMILY DWELLING >Permit Amendment Nov 10, 2023 -the service size for this single family dwelling is 200A ¦ 120V 240V >BP: To construct a two and a half storey one-family dwelling with a detached accessory building (garage) at the rear providing two parking spaces and one surface parking space, having vehicular access from the lane. The entire building, INCLUDING THE ATTACHED GARAGE (if applicable), to be sprinklered to NFPA 13D. Note: This is a 2 and a half storey building pursuant to the Zoning and Development By-Law 1- A/C unit proposed on roof top, int. upper floor, bathroom #2 2- No bar sink proposed 3- Schedule B: Eric Man, P.Eng (604-874-3237) Structural 4- Schedule B: Paullus K.F. Young, P.Eng (604-841-7748) Geotechnical 5- HPO: Residential Builder- Powers Construction Inc. | Torr Electric
MP-2022-00457 | 2022-10-23 | 1983 CREELMAN AVENUE, Vancouver, BC V6J 1B8 | Mechanical Permit | NULL | NULL | Issued | NULL | BD Plumbing
PP-2022-02298 | 2022-06-30 | 1983 CREELMAN AVENUE, Vancouver, BC V6J 1B8 | Plumbing Permit | Residential | New | Issued | Residential - Sump | Octiscapes Site Services Ltd
PP-2022-03460 | 2022-09-29 | 1983 CREELMAN AVENUE, Vancouver, BC V6J 1B8 | Plumbing Permit | Residential | New | Issued | Residential - Plumbing for: >BP: To construct a two and a half storey one-family dwelling with a detached accessory building (garage) at the rear providing two parking spaces and one surface parking space, having vehicular access from the lane. The entire building, INCLUDING THE ATTACHED GARAGE (if applicable), to be sprinklered to NFPA 13D. Note: This is a 2 and a half storey building pursuant to the Zoning and Development By-Law 1- A/C unit proposed on roof top, int. upper floor, bathroom #2 2- No bar sink proposed 3- Schedule B: Eric Man, P.Eng (604-874-3237) Structural 4- Schedule B: Paullus K.F. Young, P.Eng (604-841-7748) Geotechnical 5- HPO: Residential Builder- Powers Construction Inc. | BD Plumbing
GP-2022-02959 | 2022-10-03 | 1983 CREELMAN AVENUE, Vancouver, BC V6J 1B8 | Gas Permit | Residential | New | Issued | Residential - gas for new house Note: fireplace (piping only) Amend: Feb 23, 2023 add the following fixtures to the gas permit: 2 BBQs - total of 3 60,000 BTUs each | BD Plumbing
GP-2023-01778 | 2023-06-08 | 1983 CREELMAN AVENUE, Vancouver, BC V6J 1B8 | Gas Permit | Residential | Addition | Issued | Residential - 1 Gas fireplace installation >BP: To construct a two and a half storey one-family dwelling | 496302 BC Ltd
EP-2023-05718 | 2023-06-26 | 1983 CREELMAN AVENUE, Vancouver, BC V6J 1B8 | Electrical Permit | Residential | New | Issued | Temporary Power - Residential - To provide temporary power. >Permit Amendment Oct 27, 2023 -"Service size: 200A 120V/240V single phase" | Torr Electric
EP-2023-02238 | 2023-03-16 | 1983 CREELMAN AVENUE, Vancouver, BC V6J 1B8 | Electrical Permit | Residential | New | Issued | Installation / Repair - Residential - WIRING for SECURITY ALARM SYSTEM, DOORBELL, AUDIO >BP: To construct a two and a half storey one-family dwelling with a detached accessory building (garage) at the rear providing two parking spaces and one surface parking space, having vehicular access from the lane. The entire building, INCLUDING THE ATTACHED GARAGE (if applicable), to be sprinklered to NFPA 13D. Note: This is a 2 and a half storey building pursuant to the Zoning and Development By-Law 1- A/C unit proposed on roof top, int. upper floor, bathroom #2 2- No bar sink proposed 3- Schedule B: Eric Man, P.Eng (604-874-3237) Structural 4- Schedule B: Paullus K.F. Young, P.Eng (604-841-7748) Geotechnical 5- HPO: Residential Builder- Powers Construction Inc. "Combustible projections or roof soffits on an exposing building face shall not project to less than .45m from the property line and shall be in compliance with VBBL 2014 9.10.15.5.(9)" ******THIS PERMIT HAS BEEN ISSUED UNDER THE REQUIREMENTS OF VBBL 2019 | Vancouver Audiospace Home Control Ltd
SP-2023-00616 | 2023-04-11 | 1983 CREELMAN AVENUE, Vancouver, BC V6J 1B8 | Sprinkler Permit | Residential | New | Issued | Residential - 1FD - SINGLE FAMILY SPRINKLER SYSTEM 13D >BP: To construct a two and a half storey one-family dwelling with a detached accessory building (garage) at the rear providing two parking spaces and one surface parking space, having vehicular access from the lane. The entire building, INCLUDING THE ATTACHED GARAGE (if applicable), to be sprinklered to NFPA 13D. Note: This is a 2 and a half storey building pursuant to the Zoning and Development By-Law 1- A/C unit proposed on roof top, int. upper floor, bathroom #2 2- No bar sink proposed | Alco Fire Protection Ltd
EP-2022-04378 | 2022-05-25 | 1983 CREELMAN AVENUE, Vancouver, BC V6J 1B8 | Electrical Permit | Residential | New | Expired | Temporary Power - Residential - To provide temporary power. | Torr Electric
EP-2022-01218 | 2022-02-23 | 1888 TRUTCH STREET, Vancouver, BC V6K 4G3 | Electrical Permit | Residential | Renovation | Completed | Installation / Repair - Residential - re wire the house and move electrical service to customer pole and run underground to main house -the service is already 200amps but if we cant locate the ground then we will do it also if we have to bond the gas or water then we will as well. the service is a relocate as well. we will be rewiring the main and top floor the suite ios staying the same. we are doing plugs,lights,switches >BP: To construct interior/exterior alterations to convert from Multiple Dwelling with three (3) units to a Multiple Conversion Dwelling with two (2) units. Schedule B, Sharat Chande, P.Eng (604-723-7534) Structural and Geotechnical *** THIS PERMIT HAS BEEN ISSUED UNDER THE REQUIREMENTS OF VBBL #12511 (2019)*** Rev. #1 - in progress - C. Fong - Feb 08, 2022. PENDING DPMA APPLICATION AND APPROVAL. - change of use from MCD Two-family Dwelling to MCD One-Family Dwelling with secondary suite. Dwelling unit at basement will be secondary suite ancillary to upper floor dwelling unit. - no interior or exterior alterations being proposed. Change of use only. - Entire building to be sprinklered to NFPA 13D (in lieu of 13R). - Existing building has been upgraded to 11.2.1.4. 1hr FRR fire separation between suites remain. No additional upgrades apply to this revision. Building Review Branch Notes: 1. Reviewed during the 2020 pandemic crisis 2. Entire building to be sprinklered to NFPA 13D | David Stein
SP-2022-00206 | 2022-02-15 | 1888 TRUTCH STREET, Vancouver, BC V6K 4G3 | Sprinkler Permit | Residential | New | Completed | Residential - Installation of new fire sprinkler system >BP: Building Permit for DP-2020-00300 To construct interior/exterior alterations to convert from Multiple Dwelling with three (3) units to a Multiple Conversion Dwelling with two (2) units. Schedule B, Sharat Chande, P.Eng (604-723-7534) Structural and Geotechnical *** THIS PERMIT HAS BEEN ISSUED UNDER THE REQUIREMENTS OF VBBL #12511 (2019)*** Rev. #1 - in progress - C. Fong - Feb 08, 2022. PENDING DPMA APPLICATION AND APPROVAL. - change of use from MCD Two-family Dwelling to MCD One-Family Dwelling with secondary suite. Dwelling unit at basement will be secondary suite ancillary to upper floor dwelling unit. - no interior or exterior alterations being proposed. Change of use only. - Entire building to be sprinklered to NFPA 13D (in lieu of 13R). - Existing building has been upgraded to 11.2.1.4. 1hr FRR fire separation between suites remain. No additional upgrades apply to this revision. Building Review Branch Notes: 1. Reviewed during the 2020 pandemic crisis 2. Entire building to be sprinklered to NFPA 13D | Fire Busters Inc
GP-2022-03901 | 2022-12-07 | 1888 TRUTCH STREET, Vancouver, BC V6K 4G3 | Gas Permit | Residential | Renovation | Completed | Residential - INSTALL AND CONNECT RANGE TO PROVIDED SERVICES >BP: To construct interior/exterior alterations to convert from Multiple Dwelling with three (3) units to a Multiple Conversion Dwelling with two (2) units. | Alpine Appliance Installation Ltd
SP-2022-01598 | 2022-10-03 | 2770 E 52ND AVENUE, Vancouver, BC V5S 1T1 | Sprinkler Permit | Residential | New | Completed | Residential - To Install 14 sprinkler heads To construct a 2 storey laneway house building with an attached garage and 1 open parking pad, providing a total of 2 parking spaces, having vehicular access from the lane Note: This is a 1 ½ storey building pursuant to the Zoning & Development By-law Note: Bldg 1 (principal bldg) addressed 2772 E 52nd Ave retained on site. 1. No A/C unit proposed 2. Schedule B: XUE LI CHEN - 778-235-5447. Structural, Geotechnical &Architectural 3. HPO: Residential Builder- Dryden Development Ltd #49196 4. Entire Building to have NFPA 13-R | General Sprinkler Systems Ltd
EP-2022-07761 | 2022-09-15 | 2770 E 52ND AVENUE, Vancouver, BC V5S 1T1 | Electrical Permit | Residential | New | Completed | Installation / Repair - Residential - Security Alarm, Tv. Tel, Net | Covert Security Solutions Inc
EP-2022-07613 | 2022-10-05 | 2770 E 52ND AVENUE, Vancouver, BC V5S 1T1 | Electrical Permit | Residential | New | Completed | Installation / Repair - Residential - Install new service and all new wiring and finishing for: >BP: To construct a 2 storey laneway house building ($224,762.50) with an attached garage and 1 open parking pad, providing a total of 2 parking spaces, having vehicular access from the lane Note: This is a 1 ½ storey building pursuant to the Zoning & Development By-law Note: Bldg 1 (principal bldg) addressed 2772 E 52nd Ave retained on site. 1. No A/C unit proposed 2. Schedule B: XUE LI CHEN - 778-235-5447. Structural, Geotechnical &Architectural 3. HPO: Residential Builder- Dryden Development Ltd #49196 4. Entire Building to have NFPA 13-R BUILDING 2 2770 E 52nd Av - Laneway House (1.5 storey) Address number assigned as per approved plans for Fire and Emergency response. The address number is to be posted and to the building and to be visible from the street in accordance with the Building By-law prior to final inspection. ****ALL PROJECT COORINATOR NOTES HAS BEEN ACCEPTED BY THE APPLICANT**** ******THIS PERMIT HAS BEEN ISSUED UNDER THE REQUIREMENTS OF VBBL #12511 (2019)****** | Ultimate Electrical Ltd
PP-2022-02363 | 2022-07-19 | 2770 E 52ND AVENUE, Vancouver, BC V5S 1T1 | Plumbing Permit | Residential | New | Completed | Residential - - Sump instill one outside sump >BP: To construct a 2 storey laneway house building ($224,762.50) with an attached garage and 1 open parking pad, providing a total of 2 parking spaces, having vehicular access from the lane BUILDING 2 2770 E 52nd Av - Laneway House (1.5 storey) | H R DEMOLITION LTD
NULL | NULL | 2770 E 52ND AVENUE, Vancouver, BC V5S 1T1 | Plumbing Permit | Residential | New | Draft | Residential - instill one outside sump | H R DEMOLITION LTD
PP-2022-02524 | 2022-10-21 | 2770 E 52ND AVENUE, Vancouver, BC V5S 1T1 | Plumbing Permit | Residential | New | Completed | Residential - SUMP | H R DEMOLITION LTD
PP-2022-02734 | 2022-08-08 | 2770 E 52ND AVENUE, Vancouver, BC V5S 1T1 | Plumbing Permit | Residential | New | Completed | Residential - LWH - new plumbing in laneway To construct a 2 storey laneway house building with an attached garage and 1 open parking pad, providing a total of 2 parking spaces, having vehicular access from the lane Note: This is a 1 ½ storey building pursuant to the Zoning & Development By-law Note: Bldg 1 (principal bldg) addressed 2772 E 52nd Ave retained on site. 1. No A/C unit proposed | Avion Mechanical Ltd
PP-2022-02821 | 2022-08-17 | 1395 E 33RD AVENUE, Vancouver, BC V5V 3B9 | Plumbing Permit | Commercial | New | Completed | Commercial - Plumbing installations >BP: Interior alterations to demise this existing retail store (1391) into two retail stores. 1391 to remain as shell space in this application and 1395 to a retail bakery store. New equipment and type 2 hood system is to be installed to 1395 address and one class 2 cooking operation. Separate tenant improvement permit is required for 1391 space. Note: This application is reviewed under VBBL 2019. | SHING FUNG PLUMBING AND HEATING LTD
NULL | NULL | 1395 E 33RD AVENUE, Vancouver, BC V5V 3B9 | Electrical Permit | Commercial | Tenant Improvement | Draft | Annual / Operating - wiring plugs for equipment and emergency lighting,.... | NULL
EP-2022-08997 | 2022-10-25 | 1395 E 33RD AVENUE, Vancouver, BC V5V 3B9 | Electrical Permit | Commercial | Renovation | Completed | Installation / Repair - Commercial - Relocate 1 building existing breaker panel. A new bakery retail store tenant improvement. A new 300 Amp 120/240 V panel and new metering requirement, Power connection to roof top mechanical equipment, kitchen appliances and equipment, new lighting and exit emergency lighting. Data and phone wiring. | Makle Electric Ltd
NULL | NULL | 1395 E 33RD AVENUE, Vancouver, BC V5V 3B9 | Electrical Permit | Commercial | Renovation | Draft | Installation / Repair - Commercial - Replace 1 building existing breaker panel. A bakery retail store tenant improvement, A new 300Amp 120/240 panel and new metering requirement. Power connection to roof top mechanical units, kitchen appliances and equipment, New LED lighting, exit and emergency lighting. | Makle Electric Ltd
EP-2022-08587 | NULL | 1395 E 33RD AVENUE, Vancouver, BC V5V 3B9 | Electrical Permit | Commercial | Tenant Improvement | Withdrawn | Installation / Repair - Commercial - wiring of lights, receptacles and equipment for a bakery Interior alterations to demise this existing retail store (1391) into two retail stores. 1391 to remain as shell space in this application and 1395 to a retail bakery store. New equipment and type 2 hood system is to be installed to 1395 address and one class 2 cooking operation. Separate tenant improvement permit is required for 1391 space. | Nikata Enterprises Ltd
EP-2022-09608 | 2022-11-15 | 1395 E 33RD AVENUE, Vancouver, BC V5V 3B9 | Electrical Permit | Commercial | Renovation | Completed | Installation / Repair - Commercial - Alarm,CCTV,Tel/Data/TV >>BP: Interior alterations to demise this existing retail store (1391) into two retail stores. 1391 to remain as shell space in this application and 1395 to a retail bakery store. New equipment and type 2 hood system is to be installed to 1395 address and one class 2 cooking operation. Work includes new roof top units and condensers. Separate tenant improvement permit is required for 1391 space. Note: This application is reviewed under VBBL 2019. | AIGO TECHNOLOGY INC
MP-2022-00143 | 2022-08-25 | 2026 E 32ND AVENUE #3, Vancouver, BC V5N 3B8 | Mechanical Permit | NULL | NULL | Completed | NULL | Alpine Mechanicals Ltd
EP-2022-07862 | 2022-09-26 | 2026 E 32ND AVENUE #3, Vancouver, BC V5N 3B8 | Electrical Permit | Residential | New | Completed | Installation / Repair - Residential - laneway house service, rough wiring and finishing. DB: To construct a 1 storey laneway house building ($145,132.50) with an open parking pad, providing 1 parking space, having vehicular access from the lane. Note: This is a 1 ½ storey building pursuant to the Zoning & Development By-law 1. Covenant registered at the Land Title Office under CA9682118 (N/A for standalone LWH) 2. No Strata Titling permitted 3. No A/C unit proposed 4. Schedule B: Jason Hui, P.Eng (778-319-3403) Structural & Geotechnical 5. HPO: Residential Builder - Singh Development Ltd 6. The entire building, INCLUDING THE ATTACHED GARAGE (if applicable), to be sprinklered to NFPA 13D. Addressing Note: Building 2 #3-2026 E 32nd Av - Laneway House (1 storey) Address and suite number assigned as per approved plans for Fire and Emergency response. The address number is to be posted to the building to be visible from the street and the suite number is to be posted at the suite entry in accordance with the Building By-law prior to final inspection. ******THIS PERMIT HAS BEEN ISSUED UNDER THE REQUIREMENTS OF VBBL #12511 (2019)****** | Bindi Electrical Services Ltd
SP-2022-01518 | 2022-09-16 | 2026 E 32ND AVENUE #3, Vancouver, BC V5N 3B8 | Sprinkler Permit | Residential | New | Completed | Residential - LWH - #3 - NEW HOME >DB: To construct a 1 storey laneway house building with an open parking pad, providing 1 parking space, having vehicular access from the lane. Note: This is a 1 ½ storey building pursuant to the Zoning & Development By-law 1. Covenant registered at the Land Title Office under CA9682118 (N/A for standalone LWH) 2. No Strata Titling permitted 3. No A/C unit proposed | SBMS Construction Ltd
PP-2022-03253 | 2022-09-16 | 2026 E 32ND AVENUE #3, Vancouver, BC V5N 3B8 | Plumbing Permit | Residential | New | Completed | Residential - Dwv, waterline finishing >BP: To construct a 1 storey laneway house building ($145,132.50) with an open parking pad, providing 1 parking space, having vehicular access from the lane. Note: This is a 1 ½ storey building pursuant to the Zoning & Development By-law 1. Covenant registered at the Land Title Office under CA9682118 (N/A for standalone LWH) 2. No Strata Titling permitted 3. No A/C unit proposed 4. Schedule B: Jason Hui, P.Eng (778-319-3403) Structural & Geotechnical 5. HPO: Residential Builder - Singh Development Ltd 6. The entire building, INCLUDING THE ATTACHED GARAGE (if applicable), to be sprinklered to NFPA 13D. | Alpine Mechanicals Ltd
EP-2022-01133 | 2022-02-14 | 2573 TURNER STREET #3, Vancouver, BC V5K 2E9 | Electrical Permit | Residential | New | Completed | Installation / Repair - Residential - Laneway House Wiring >BP: To construct a 2 storey laneway house building ($227,500) with an open parking pad providing 1 parking space having vehicular access from the lane ***The entire building, INCLUDING THE ATTACHED GARAGE (if applicable), to be sprinklered to NFPA 13D*** Amend: Nov 25, 2022 Laneway Service is 400Amps | Torro Electric Ltd
SP-2022-00433 | 2022-03-25 | 2573 TURNER STREET #3, Vancouver, BC V5K 2E9 | Sprinkler Permit | Residential | New | Completed | Residential - To Install 13 sprinkler heads >BP: To construct a 2 storey laneway house building ($227,500) with an open parking pad providing 1 parking space having vehicular access from the lane ***The entire building, INCLUDING THE ATTACHED GARAGE (if applicable), to be sprinklered to NFPA 13D*** Note: Parking for the site has been provided under DB (construction of LWH) Note: This is a 1 1/2 storey building pursuant to the Zoning & Development By-law 1. Covenant registered at the Land Title Office under CA8205351 2. No Strata Titling permitted 3. A/C unit proposed 4. No bar sink proposed 5. Structural schedule B: Alan Prahalad P.Eng of Summit Engineering Corp. (604.831.1431) 6. Geotechnical schedule B: Mohammad Deriszadeh of GeoPacific Consultants Ltd. (604.439.0922) 7. HPO: Vittori Developments Ltd. "Combustible projections or roof soffits on an exposing building face shall not project to less than .45m from the property line and shall be in compliance with VBBL 2019 9.10.15.5.(11)" Any alterations or conversions to the attached garage (if applicable) to habitable living space shall not be permitted without first obtaining the approval of the Director of Planning and the Chief Building Official. Thermal protection measures and Laneway house design guidelines shall be required to be met prior to the approval of the conversion. ******THIS PERMIT HAS BEEN ISSUED UNDER THE REQUIREMENTS OF VBBL 2019****** Addressing: #3 - 2573 Turner St - Laneway House See DB-2020-00845 for Bldg 1 on site (principal bldg) addressed #1-2573 Turner st | General Sprinkler Systems Ltd
EP-2023-05559 | 2023-07-04 | 2020 W 63RD AVENUE, Vancouver, BC | Electrical Permit | Residential | New | Issued | Installation / Repair - Residential - LWH This is a new single dwelling with legal suite: single-phase service, all outlets, roughing and connection, lighting system, and all electrical equipment connection. In rough in procedure also pre-wire the data and TV communication cables. 3 Electrical Meter system with 400 A service Second suite:60A. Main House Service:200A LWH: 150A >BP: To construct a 1 storey + basement laneway house building ($221,500) with an open parking pad, providing 1 parking space, having vehicular access from the lane. The entire building, INCLUDING THE ATTACHED GARAGE (if applicable), to be sprinklered to NFPA 13D. Note: This is a 1 storey building pursuant to the Zoning & Development By-law 1. Covenant registered at the Land Title Office under CA9698524 2. No Strata Titling permitted 3. No A/C unit proposed 4. Schedule B: ZHANCHAO ZHAO P.Eng (604-526-1305) Structural & Geotechnical 5. HPO: Residential Builder - JBM Pacific Construction Ltd. | AIGO TECHNOLOGY INC
PP-2023-03398 | 2023-09-25 | 2020 W 63RD AVENUE, Vancouver, BC | Plumbing Permit | Residential | New | Issued | Residential - LWH - Plumbing for new laneway house >DB: To construct a 1 storey + basement laneway house building with an open parking pad, providing 1 parking space, having vehicular access from the lane. The entire building, INCLUDING THE ATTACHED GARAGE (if applicable), to be sprinklered to NFPA 13D. Note: This is a 1 storey building pursuant to the Zoning & Development By-law 1. Covenant registered at the Land Title Office under CA9698524 2. No Strata Titling permitted 3. No A/C unit proposed ******THIS PERMIT HAS BEEN ISSUED UNDER THE REQUIREMENTS OF VBBL #12511 (2019)****** | Rain Coast Plumbing & Heating Ltd
SP-2023-02309 | 2023-12-22 | 2020 W 63RD AVENUE, Vancouver, BC | Sprinkler Permit | Residential | New | Issued | Residential - New piping and head installation >BP: To construct a 1 storey + basement laneway house building with an open parking pad, providing 1 parking space, having vehicular access from the lane. The entire building, INCLUDING THE ATTACHED GARAGE (if applicable), to be sprinklered to NFPA 13D. Note: This is a 1 storey building pursuant to the Zoning & Development By-law 1. Covenant registered at the Land Title Office under CA9698524 2. No Strata Titling permitted 3. No A/C unit proposed 4. Schedule B: ZHANCHAO ZHAO P.Eng (604-526-1305) Structural & Geotechnical 5. HPO: Residential Builder - JBM Pacific Construction Ltd. | MP FIRE PROTECTION LTD
PP-2023-00331 | 2023-02-01 | 6596 DUMFRIES STREET #3, Vancouver, BC V5P 3B7 | Plumbing Permit | Residential | New | Completed | Residential - Plumbing for new LWH >BP: To construct a 2 storey laneway house building with an open parking pad, providing 1 parking space, having vehicular access from the lane. This is a 1 ½ storey building pursuant to the Zoning & Development By-law 1- No strata titling permitted. 2- Bar sink proposed in main floor. 3- No A/C unit proposed. 4- Schedule B: Billy Xu, P.Eng (604.534.2118) Structural & Geotechnical 5- HPO: 7 Oak West Homes Ltd Combustible projections or roof soffits on an exposing building face shall not project to less than .45m from the property line and shall be in compliance with VBBL 2019 9.10.15.5.(9) The entire building,to be sprinklered to NFPA 13D. ******THIS PERMIT HAS BEEN ISSUED UNDER THE REQUIREMENTS OF VBBL #12511 (2019)****** | COPPER MECHANICAL CONTRACTING LIMITED
EP-2023-00724 | 2023-01-30 | 6596 DUMFRIES STREET #3, Vancouver, BC V5P 3B7 | Electrical Permit | Residential | New | Completed | Installation / Repair - Residential - LWH - #3 - Alarm, cable,data. COMPLETE SECURITY ALARM SYSTEM >DB: To construct a 2 storey laneway house building with an open parking pad, providing 1 parking space, having vehicular access from the lane. This is a 1 ½ storey building pursuant to the Zoning & Development By-law 1- No strata titling permitted. 2- Bar sink proposed in main floor. 3- No A/C unit proposed. The entire building,to be sprinklered to NFPA 13D. | Supertech Systems Ltd
EP-2022-10545 | 2022-12-20 | 6596 DUMFRIES STREET #3, Vancouver, BC V5P 3B7 | Electrical Permit | Residential | New | Completed | Installation / Repair - Residential - lwh wiring >BP: To construct a 2 storey laneway house building with an open parking pad, providing 1 parking space, having vehicular access from the lane. This is a 1 ½ storey building pursuant to the Zoning & Development By-law 1- No strata titling permitted. 2- Bar sink proposed in main floor. 3- No A/C unit proposed. 4- Schedule B: Billy Xu, P.Eng (604.534.2118) Structural & Geotechnical 5- HPO: 7 Oak West Homes Ltd Combustible projections or roof soffits on an exposing building face shall not project to less than .45m from the property line and shall be in compliance with VBBL 2019 9.10.15.5.(9) The entire building,to be sprinklered to NFPA 13D. ******THIS PERMIT HAS BEEN ISSUED UNDER THE REQUIREMENTS OF VBBL #12511 (2019)****** | L.H. ELECTRIC LTD
SP-2023-00099 | 2023-01-18 | 6596 DUMFRIES STREET #3, Vancouver, BC V5P 3B7 | Sprinkler Permit | Residential | New | Completed | Residential - installation of a new fire sprinkler system >BP: To construct a 2 storey laneway house building with an open parking pad, providing 1 parking space, having vehicular access from the lane. This is a 1 ½ storey building pursuant to the Zoning & Development By-law 1- No strata titling permitted. 2- Bar sink proposed in main floor. 3- No A/C unit proposed. 4- Schedule B: Billy Xu, P.Eng (604.534.2118) Structural & Geotechnical 5- HPO: 7 Oak West Homes Ltd | CENTRE LINE FIRE SPRINKLERS LTD
EP-2022-10190 | 2022-12-05 | 4075 W 38TH AVENUE #3, Vancouver, BC V6N 2Y8 | Electrical Permit | Residential | New | Issued | Installation / Repair - Residential - LWH - #3 - Electrical wirings and installations throughout the LWH (not including extra low voltage) >DB: To construct a 2 storey laneway house building ($202,000) with an attached 2-car garage and 1 open parking pad, providing a total of 3 parking spaces, having vehicular access from the Lane. Note: This is a 1 ½ storey building pursuant to the Zoning & Development By-law. 1. Covenant registered at the Land Title Office under CA6972389 2. No Strata Titling permitted 3. No A/C Unit proposed | Vanflow Electrical Ltd
EP-2023-06144 | 2023-07-10 | 4075 W 38TH AVENUE #3, Vancouver, BC V6N 2Y8 | Electrical Permit | Residential | New | Issued | Installation / Repair - Residential - Installation of alarm, cable, tel, data, doorbell. >BP: To construct a 2 storey laneway house building ($202,000) with an attached 2-car garage and 1 open parking pad, providing a total of 3 parking spaces, having vehicular access from the Lane. Note: This is a 1 ½ storey building pursuant to the Zoning & Development By-law. 1. Covenant registered at the Land Title Office under CA6972389 2. No Strata Titling permitted 3. No A/C Unit proposed 4. Schedule B: KE JIAN MA P.Eng- (604-599-8890) Structural & Geotechnical 5. HPO: Residential Builder- TX CONTRACTING LTD NOTE: To achieve the required FSR. A floor space exclusion of 3% has been applied to this application as per section 11.17.24 (d) of the district schedule, to accommodate improved building performance. NOTE: Information regarding the principal building on the survey and site plan is for reference only. Any discrepancy between information regarding the principal building on the survey and/or site plan and approved permit drawings for the principal building are neither approved nor authorized under this laneway house permit. *NEW HOUSE* Note: See DP-2021-00383 for Bldg 1 on site (principal bldg) **THIS PERMIT HAS BEEN ISSUED UNDER THE REQUIREMENTS OF VBBL #12511 (2019) ** | One Stop Alarm Systems Ltd
SP-2023-00869 | 2023-06-01 | 3622 W 2ND AVENUE, Vancouver, BC | Sprinkler Permit | Residential | New | Issued | Residential - 2FD - FRONT - 3620 W 2ND AV BACK - 3622 W 2ND AV installing 22 new sprinkler heads for new construction >BP: To construct a 2-storey two-family dwelling with a detached accessory building (garage) at the rear providing 2 parking spaces, having vehicular access from the lane. The entire building is to be sprinklered to NFPA 2x13D. 1. (2) Heat Pumps proposed rear yard South elevation adjacent to garage. | Preet Plumbing Heating And Sprinkle Ltd
MP-2023-00677 | 2023-04-21 | 3622 W 2ND AVENUE, Vancouver, BC | Mechanical Permit | NULL | NULL | Issued | NULL | VINCI PLUMBING HEATING AND DRAINAGE LTD
PP-2023-00860 | 2023-03-15 | 3622 W 2ND AVENUE, Vancouver, BC | Plumbing Permit | Residential | New | Issued | Residential - 2FD - FRONT - 3620 W 2ND AV BACK - 3622 W 2ND AV Plumbing >BP: To construct a 2-storey two-family dwelling (742,420.00) with a detached accessory building (garage) at the rear providing 2 parking spaces, having vehicular access from the lane. The entire building is to be sprinklered to NFPA 2x13D. Note: This Building Permit will remain in a suspended status until the associated (green) Demolition Permit BP-2022-00406 is completed. 1. (2) Heat Pumps proposed rear yard South elevation adjacent to garage. | VINCI PLUMBING HEATING AND DRAINAGE LTD
PP-2022-01802 | 2022-05-30 | 975 LILLOOET STREET #3, Vancouver, BC V5K 4H1 | Plumbing Permit | Residential | New | Completed | Residential - plumbing >BP: To construct a 2 storey laneway house building ($137,250) with 1 open parking pad, providing a total of 1 parking spaces, having vehicular access from the 20' Lane. Note: This is a 1 ½ storey building pursuant to the Zoning & Development By-law. 1. Covenant not required with existing house 2. No Strata Titling permitted 3. No A/C Unit proposed 4. Entire building to be sprinklered 13D 5. Schedule B: (Beerinder Sidhu) P.Eng (604.339.0034) Structural 6. Schedule B: (Beerinder Sidhu) P.Eng (604.339.0034) Geotechnical 7. HPO: Residential Builder- 88 Homes Ltd NOTE: To achieve the required FSR. A floor space exclusion of 3% has been applied to this application as per section 11.24.18 of the district schedule, to accommodate improved building performance. Address Information: Principle Dwelling: #1-975 Lillooet St Laneway home: #3-975 Lillooet St Address and suite numbers assigned as per approved plans for Fire and Emergency response. The address number is to be posted to the building to be visible from the street and the suite numbers are to be posted at the suite entries in accordance with the Building By-law prior to final inspection. NOTE: Information regarding the principal building on the survey and site plan is for reference only. Any discrepancy between information regarding the principal building on the survey and/or site plan and approved permit drawings for the principal building are neither approved nor authorized under this laneway house permit. *EXISTING HOUSE* Note: Bldg 1 (principal bldg) addressed #3-975 Lillooet St retained on site. **THIS PERMIT HAS BEEN ISSUED UNDER THE REQUIREMENTS OF VBBL #12511 (2019) ** | Easyway Plumbing & Heating Ltd
SP-2022-00900 | 2022-06-06 | 975 LILLOOET STREET #3, Vancouver, BC V5K 4H1 | Sprinkler Permit | Residential | New | Completed | Residential - LWH WTH NEW SPRINKLERS To construct a 2 storey laneway house building with 1 open parking pad, providing a total of 1 parking spaces, having vehicular access from the 20' Lane. Note: This is a 1 ½ storey building pursuant to the Zoning & Development By-law. 1. Covenant not required with existing house 2. No Strata Titling permitted 3. No A/C Unit proposed 4. Entire building to be sprinklered 13D 5. Schedule B: (Beerinder Sidhu) P.Eng (604.339.0034) Structural 6. Schedule B: (Beerinder Sidhu) P.Eng (604.339.0034) Geotechnical 7. HPO: Residential Builder- 88 Homes Ltd | BC Fire Sprinklers Ltd
PP-2022-01623 | 2022-05-11 | 975 LILLOOET STREET #3, Vancouver, BC V5K 4H1 | Plumbing Permit | Residential | New | Completed | Residential - sump >BP: To construct a 2 storey laneway house building ($137,250) with 1 open parking pad, providing a total of 1 parking spaces, having vehicular access from the 20' Lane. Note: This is a 1 ½ storey building pursuant to the Zoning & Development By-law. 1. Covenant not required with existing house 2. No Strata Titling permitted 3. No A/C Unit proposed 4. Entire building to be sprinklered 13D 5. Schedule B: (Beerinder Sidhu) P.Eng (604.339.0034) Structural 6. Schedule B: (Beerinder Sidhu) P.Eng (604.339.0034) Geotechnical 7. HPO: Residential Builder- 88 Homes Ltd NOTE: To achieve the required FSR. A floor space exclusion of 3% has been applied to this application as per section 11.24.18 of the district schedule, to accommodate improved building performance. Address Information: Principle Dwelling: #1-975 Lillooet St Laneway home: #3-975 Lillooet St Address and suite numbers assigned as per approved plans for Fire and Emergency response. The address number is to be posted to the building to be visible from the street and the suite numbers are to be posted at the suite entries in accordance with the Building By-law prior to final inspection. NOTE: Information regarding the principal building on the survey and site plan is for reference only. Any discrepancy between information regarding the principal building on the survey and/or site plan and approved permit drawings for the principal building are neither approved nor authorized under this laneway house permit. *EXISTING HOUSE* Note: Bldg 1 (principal bldg) addressed #3-975 Lillooet St retained on site. **THIS PERMIT HAS BEEN ISSUED UNDER THE REQUIREMENTS OF VBBL #12511 (2019) ** | Jewel Mini Excavating Ltd
EP-2022-03971 | 2022-05-15 | 975 LILLOOET STREET #3, Vancouver, BC V5K 4H1 | Electrical Permit | Residential | New | Completed | Installation / Repair - Residential - LWH - #3 - 200 amp main service 125 amp for house and 100 amp for Lwh To construct a 2 storey laneway house building with 1 open parking pad, providing a total of 1 parking spaces, having vehicular access from the 20' Lane. Note: This is a 1 ½ storey building pursuant to the Zoning & Development By-law. 1. Covenant not required with existing house 2. No Strata Titling permitted 3. No A/C Unit proposed | H.L. ELECTRICAL LTD
EP-2022-03683 | 2022-05-06 | 975 LILLOOET STREET #3, Vancouver, BC V5K 4H1 | Electrical Permit | Residential | New | Completed | Installation / Repair - Residential - Security alarm, tv cables, telephone and door chime >BP: To construct a 2 storey laneway house building ($137,250) with 1 open parking pad, providing a total of 1 parking spaces, having vehicular access from the 20' Lane. Note: This is a 1 ½ storey building pursuant to the Zoning & Development By-law. 1. Covenant not required with existing house 2. No Strata Titling permitted 3. No A/C Unit proposed 4. Entire building to be sprinklered 13D 5. Schedule B: (Beerinder Sidhu) P.Eng (604.339.0034) Structural 6. Schedule B: (Beerinder Sidhu) P.Eng (604.339.0034) Geotechnical 7. HPO: Residential Builder- 88 Homes Ltd NOTE: To achieve the required FSR. A floor space exclusion of 3% has been applied to this application as per section 11.24.18 of the district schedule, to accommodate improved building performance. *EXISTING HOUSE* Note: Bldg 1 (principal bldg) addressed #3-975 Lillooet St retained on site. **THIS PERMIT HAS BEEN ISSUED UNDER THE REQUIREMENTS OF VBBL #12511 (2019) ** >>>> Amend: Please amend permit to complete security system. >>>NOTE above amendment date re: complete security system is dated for Sept. 20th >>Another amendment: Sept. 20th to increase it to $1500 (customer, Avtar had put $1000---but he verbally advised increase to $1500) | A B L SECURITY SYSTEMS LTD.
GP-2022-03881 | 2022-12-06 | 2381 UPLAND DRIVE, Vancouver, BC | Gas Permit | Residential | New | Completed | Residential - New Duplex: SOUTH UNIT: (2381 upland dr) to install: 1 boiler 1 range 1 bbq NORTH UNIT: (7285 berkeley st) to install: 1 boiler 1 range 1 bbq >BP: To construct a two-storey two-family dwelling with two secondary suites ($930,922.50) located in the basement, with a detached accessory building (garage) with open parking at the rear providing 3 parking spaces, having vehicular access from the lane. | Symbolistic Heating Ltd
SP-2022-01927 | 2022-11-18 | 2381 UPLAND DRIVE, Vancouver, BC | Sprinkler Permit | Residential | New | Completed | Residential - Install sprinklers in duplex >BP: To construct a two-storey two-family dwelling with two secondary suites ($930,922.50) located in the basement, with a detached accessory building (garage) with open parking at the rear providing 3 parking spaces, having vehicular access from the lane. Note: This is a 2 storey building pursuant to the Zoning and Development By-Law 1. Covenant registered at the Land Title Office under CA9770962 2. A/C units proposed in the rear yard 3. No bar sinks proposed 4. Schedule B: MD. Shahidul Alam, P.Eng (604-653-7475) Structural & Geotechnical 5. HPO: Residential Builder - Khera Homes Ltd. 6. The entire building, INCLUDING THE ATTACHED GARAGE (if applicable), to be sprinklered to 2XNFPA 13D. ******THIS PERMIT HAS BEEN ISSUED UNDER THE REQUIREMENTS OF VBBL #12511 (2019)****** | Gold Key Fire Protection Ltd
MP-2022-00463 | 2022-10-24 | 2381 UPLAND DRIVE, Vancouver, BC | Mechanical Permit | NULL | NULL | Completed | NULL | SUNSHINE PLUMBING LTD
PP-2022-03421 | 2022-09-28 | 2381 UPLAND DRIVE, Vancouver, BC | Plumbing Permit | Residential | New | Completed | Residential - New Plumbing for: >BP: To construct a two-storey two-family dwelling with two secondary suites ($930,922.50) located in the basement, with a detached accessory building (garage) with open parking at the rear providing 3 parking spaces, having vehicular access from the lane. Note: This is a 2 storey building pursuant to the Zoning and Development By-Law 1. Covenant registered at the Land Title Office under CA9770962 2. A/C units proposed in the rear yard 3. No bar sinks proposed 4. Schedule B: MD. Shahidul Alam, P.Eng (604-653-7475) Structural & Geotechnical 5. HPO: Residential Builder - Khera Homes Ltd. 6. The entire building, INCLUDING THE ATTACHED GARAGE (if applicable), to be sprinklered to 2XNFPA 13D. | SUNSHINE PLUMBING LTD
EP-2022-07805 | 2022-09-14 | 3339 SEAFORTH DRIVE, Vancouver, BC V5M 4C6 | Electrical Permit | Residential | New | Expired | Temporary Power - Residential - To provide temporary power. | SCS Electrical Services Ltd
PP-2022-04558 | 2023-01-04 | 3339 SEAFORTH DRIVE, Vancouver, BC V5M 4C6 | Plumbing Permit | Residential | New | Issued | Residential - fixture >BP: To construct a 2 story + basement one-family dwelling with a secondary suite located in the basement with an open parking pad, at the rear providing 1 parking spaces, having vehicular access from the lane. Note: This is a 2 storey building pursuant to the Zoning and Development By-Law 1- Covenant registered at the Land Title Office under CA9942391. 2- No strata titling permitted. 3- Bar sink proposed in main floor. 4- A/C unit proposed in rear yard. 5- Schedule B: Jason Hui, P.Eng (778.319.3403) Structural & Geotechnical 6- HPO: Royalsun Enterprises Ltd. | East West Plumbing (2007) Ltd
SP-2023-00754 | 2023-05-02 | 3339 SEAFORTH DRIVE, Vancouver, BC V5M 4C6 | Sprinkler Permit | Residential | New | Issued | Residential - 1FD+SS - #1 &#2 - fixtures >DB: To construct a 2 storey + basement one-family dwelling with a secondary suite located in the basement with an open parking pad, at the rear providing 1 parking spaces, having vehicular access from the lane. Note: This is a 2 storey building pursuant to the Zoning and Development By-Law 1- Covenant registered at the Land Title Office under CA9942391. 2- No strata titling permitted. 3- Bar sink proposed in main floor. 4- A/C unit proposed in rear yard. The entire building, to be sprinklered to NFPA 13D. | East West Plumbing (2007) Ltd
EP-2023-03381 | 2023-05-26 | 3339 SEAFORTH DRIVE, Vancouver, BC V5M 4C6 | Electrical Permit | Residential | New | Issued | Installation / Repair - Residential - Electrical work including service, underground cable, rough wire and final finishing work >BP: To construct a 2 storey + basement one-family dwelling with a secondary suite located in the basement with an open parking pad, at the rear providing 1 parking spaces, having vehicular access from the lane. Note: This is a 2 storey building pursuant to the Zoning and Development By-Law 1- Covenant registered at the Land Title Office under CA9942391. 2- No strata titling permitted. 3- Bar sink proposed in main floor. 4- A/C unit proposed in rear yard. 5- Schedule B: Jason Hui, P.Eng (778.319.3403) Structural & Geotechnical 6- HPO: Royalsun Enterprises Ltd. | SCS Electrical Services Ltd
PP-2023-01928 | 2023-05-30 | 3339 SEAFORTH DRIVE, Vancouver, BC V5M 4C6 | Plumbing Permit | Residential | New | Issued | Residential - 1FD+SS - #1 & #2 - Sump no pump | Power Excavating Ltd
GP-2023-01441 | 2023-05-04 | 3339 SEAFORTH DRIVE, Vancouver, BC V5M 4C6 | Gas Permit | Residential | New | Issued | Residential - 1FD+SS - ##1 & #2 - fixtures >DB: To construct a 2 storey + basement one-family dwelling with a secondary suite located in the basement with an open parking pad, at the rear providing 1 parking spaces, having vehicular access from the lane. Note: This is a 2 storey building pursuant to the Zoning and Development By-Law 1- Covenant registered at the Land Title Office under CA9942391. 2- No strata titling permitted. 3- Bar sink proposed in main floor. 4- A/C unit proposed in rear yard. The entire building, to be sprinklered to NFPA 13D. | East West Plumbing (2007) Ltd
EP-2023-06051 | 2023-07-06 | 3339 SEAFORTH DRIVE, Vancouver, BC V5M 4C6 | Electrical Permit | Residential | New | Issued | Installation / Repair - Residential - Low voltage wiring and completion installation. >BP: To construct a 2 storey + basement one-family dwelling with a secondary suite located in the basement with an open parking pad, at the rear providing 1 parking spaces, having vehicular access from the lane. Note: This is a 2 storey building pursuant to the Zoning and Development By-Law 1- Covenant registered at the Land Title Office under CA9942391. 2- No strata titling permitted. 3- Bar sink proposed in main floor. 4- A/C unit proposed in rear yard. 5- Schedule B: Jason Hui, P.Eng (778.319.3403) Structural & Geotechnical 6- HPO: Royalsun Enterprises Ltd. Combustible projections or roof soffits on an exposing building face shall not project to less than .45m from the property line and shall be in compliance with VBBL 2019 9.10.15.5.(9) The entire building, to be sprinklered to NFPA 13D. ******THIS PERMIT HAS BEEN ISSUED UNDER THE REQUIREMENTS OF VBBL #12511 (2019)****** | Opticnet Communications Inc
PP-2023-02750 | 2023-08-02 | 3339 SEAFORTH DRIVE #3, Vancouver, BC V5M 4C6 | Plumbing Permit | Residential | New | Issued | Residential - LWH - #3 - fixture >DB: To construct a 2 storey laneway house building with an open parking pad, providing 1 parking space, having vehicular access from the lane. This is a 1 ½ storey building pursuant to the Zoning & Development By-law 1. No A/C unit proposed. The entire building, to be sprinklered to NFPA 13D. ******THIS PERMIT HAS BEEN ISSUED UNDER THE REQUIREMENTS OF VBBL #12511 (2019)****** | East West Plumbing (2007) Ltd
EP-2023-03383 | 2023-06-06 | 3339 SEAFORTH DRIVE #3, Vancouver, BC V5M 4C6 | Electrical Permit | Residential | New | Issued | Installation / Repair - Residential - Electrical work including service, underground cable, rough wire and final finishing work for new LWH. >BP: To construct a 2 storey laneway house building with an open parking pad, providing 1 parking space, having vehicular access from the lane. This is a 1 ½ storey building pursuant to the Zoning & Development By-law 1. No A/C unit proposed. 2. Schedule B: Jason Hui, P.Eng (778.319.3403) Structural & Geotechnical 3. HPO: Royalsun Enterprises Ltd. | SCS Electrical Services Ltd
EP-2023-08064 | 2023-09-06 | 3339 SEAFORTH DRIVE #3, Vancouver, BC V5M 4C6 | Electrical Permit | Residential | New | Issued | Installation / Repair - Residential - Low voltage installation for laneway house. >BP: To construct a 2 storey laneway house building with an open parking pad, providing 1 parking space, having vehicular access from the lane. This is a 1 ½ storey building pursuant to the Zoning & Development By-law 1. No A/C unit proposed. 2. Schedule B: Jason Hui, P.Eng (778.319.3403) Structural & Geotechnical 3. HPO: Royalsun Enterprises Ltd. Combustible projections or roof soffits on an exposing building face shall not project to less than .45m from the property line and shall be in compliance with VBBL 2019 9.10.15.5.(9) The entire building, to be sprinklered to NFPA 13D. ******THIS PERMIT HAS BEEN ISSUED UNDER THE REQUIREMENTS OF VBBL #12511 (2019)****** | Opticnet Communications Inc
SP-2023-01646 | 2023-09-08 | 3339 SEAFORTH DRIVE #3, Vancouver, BC V5M 4C6 | Sprinkler Permit | Residential | New | Issued | Residential - fixtures >BP: To construct a 2 storey laneway house building with an open parking pad, providing 1 parking space, having vehicular access from the lane. This is a 1 ½ storey building pursuant to the Zoning & Development By-law 1. No A/C unit proposed. 2. Schedule B: Jason Hui, P.Eng (778.319.3403) Structural & Geotechnical 3. HPO: Royalsun Enterprises Ltd. | East West Plumbing (2007) Ltd
EP-2023-10732 | 2023-12-07 | 810 EVANS AVENUE, Vancouver, BC V6A 2L2 | Electrical Permit | Commercial | New | Issued | Installation / Repair - Commercial - Install heat trace to domestic cold, domestic hot, heating water supply/return, chilled water; supply/return irrigation. All electrical connections by Canem Electric. >BP: To construct a 3-storey building consisting of: 1st Storey - 1 level of parking accessed from street 2nd Storey - Chemical Manufacturing, Laboratory and Office (Shell only) 3rd Storey - Chemical Manufacturing, Laboratory and Office (Shell only) *This permit has been reviewed under the provisions of VBBL 2019.* STAGED CONSTRUCTION Stage 1: Excavation & Shoring (including pile related work only) [S.Yoo, Oct. 4, 2022] Stage 2: Foundation up to Level 1 (Note: Details not applicable to this stage of construction have been crossed out by red 'X' marks on the permit drawings.) [S.Yoo, Mar. 3, 2023] Stage 3: Full Structure (Structural only) [S.Yoo, Apr. 18, 2023] Stage 4: Full Construction [S.Yoo, Jul. 4, 2023] | Artech Electric Ltd
PP-2023-01018 | 2023-03-28 | 810 EVANS AVENUE, Vancouver, BC V6A 2L2 | Plumbing Permit | Commercial | New | Issued | Commercial - Onsite services including storm pipes and manholes, sanitary pipes, water pipes, water chamber and storm detention tank >BP: To construct a 3-storey building consisting of: 1st storey - 1 level of parking accessed from street 2nd storey - chemical manufacturing, laboratory and office (shell only) 3rd storey - chemical manufacturing, laboratory and office (shell only) *This permit has been reviewed under the provisions of VBBL 2019.* **This is a CP project. The CP is Mark Vance, Architect AIBC.** STAGED CONSTRUCTION Stage 1: Excavation & Shoring (including pile related work only) [S.Yoo, Oct. 4, 2022] Stage 2: Foundation up to Level 1 (Note: Details not applicable to this stage of construction have been crossed out by red 'X' marks on the permit drawings.) [S.Yoo, Mar. 3, 2023] Stage 3: Full Construction - In review | RDM Enterprises Ltd
SP-2023-00523 | 2023-12-21 | 810 EVANS AVENUE, Vancouver, BC V6A 2L2 | Sprinkler Permit | Commercial | New | Issued | Commercial - ***ABOVE GRADE SPRINKLER PERMIT. THIS PERMIT IS LIMITED TO: - MECHINACAL PENTHOUSE, - LEVEL 3, - LEVEL 2 HIGH CEILING AREA (EXCLUDING THE AREA PROTECTED BY THE ESFR SPRINKLER SYSTEM), - LOADING BAY AND - GARBAGE ROOM *** For sprinkler work to the 2019 VBBL; NFPA 13, 2013; standpipe work to NFPA 14, 2013 for this newly constructed 3-storey building consisting of: 1st Storey - partially underground parking (102 parking spaces) accessed from street 2nd Storey - chemical manufacturing, laboratory and office (shell only) 3rd Storey - chemical manufacturing, laboratory and office (shell only) THIS IS A CERTIFIED PROFESSIONAL PROJECT and the CP is Mark Vance, Architect AIBC. This application does not include any of the following: • Warehouse storage arrangements, or mobile compact storage arrangements. • Flexible sprinkler pipe. Related permits: 1. SP-2022-01845 (Below Grade Sprinklers and Construction Standpipe) 2. SP-2023-02092 (Full Building Tenant Improvement) - In Review Notes: 1. Sprinkler Engineer of Record Scott Rattray, P.L.Eng. of Introbal Group E: scott.rattray@introba.com T: 604 687 1800 2. One set of approved drawings and permit to be available for viewing at the jobsite. 3. Construction Standpipe to Bulletin 2017-003-BU/FI, VBBL, NFPA 14, and VFBL. 4. Separate documents and application are required for the tenant improvement. 5. Permit Amendment required for Level 2 Low Area and Corrections to Level 2 high Area. 6. Review of ESFR System to be competed under the Tenant Improvement Permit (SP-2023-02092). | Troy Life & Fire Safety Limited Protection Incendia Troyu Ltee
EP-2023-02084 | 2023-03-10 | 810 EVANS AVENUE, Vancouver, BC V6A 2L2 | Electrical Permit | Commercial | New | Completed | Interim - Commercial - Slab work, grounding, cast inplace concrete walls roughin underground service entrance - Interim for EP-2022-10769 >BP: To construct a 3-storey building consisting of: 1st storey - 1 level of parking accessed from street 2nd storey - chemical manufacturing, laboratory and office (shell only) 3rd storey - chemical manufacturing, laboratory and office (shell only) *This permit has been reviewed under the provisions of VBBL 2019.* **This is a CP project. The CP is Mark Vance, Architect AIBC.** STAGED CONSTRUCTION Stage 1: Excavation & Shoring (including pile related work only) [S.Yoo, Oct. 4, 2022] Stage 2: Foundation up to Level 1 (Note: Details not applicable to this stage of construction have been crossed out by red 'X' marks on the permit drawings.) [S.Yoo, Mar. 3, 2023] | Canem Systems Ltd
EP-2023-06830 | 2023-07-26 | 810 EVANS AVENUE, Vancouver, BC V6A 2L2 | Electrical Permit | Commercial | New | Issued | Temporary Power - Commercial - To provide temporary power. | Canem Systems Ltd
EP-2023-06831 | 2023-07-26 | 810 EVANS AVENUE, Vancouver, BC V6A 2L2 | Electrical Permit | Commercial | New | Issued | Temporary Power - Commercial - To provide temporary power. | Canem Systems Ltd
PP-2023-02778 | 2023-11-17 | 810 EVANS AVENUE, Vancouver, BC V6A 2L2 | Plumbing Permit | Commercial | New | Issued | Commercial - **Above ground plumbing services - such as Storm, Sanitary, Domestic Water and non potable water services. Washrooms and associated sanitary/domestic water services. Work in underground sump (sumps by others) to install sump pumps and associated access and lift out mechanisms.. (Below Grade - Tie-ins & Work inside sumps only. (Refer to plumbing permit # PP-2022-02954 for other below grade scope). >BP: To construct a 3-storey building consisting of: 1st Storey - 1 level of parking accessed from street 2nd Storey - Chemical Manufacturing, Laboratory and Office (Shell only) 3rd Storey - Chemical Manufacturing, Laboratory and Office (Shell only) *This permit has been reviewed under the provisions of VBBL 2019.* STAGED CONSTRUCTION Stage 1: Excavation & Shoring (including pile related work only) [S.Yoo, Oct. 4, 2022] Stage 2: Foundation up to Level 1 (Note: Details not applicable to this stage of construction have been crossed out by red 'X' marks on the permit drawings.) [S.Yoo, Mar. 3, 2023] Stage 3: Full Structure (Structural only) [S.Yoo, Apr. 18, 2023] Stage 4: Full Construction [S.Yoo, Jul. 4, 2023] | Division 15 Mechanical Ltd
EP-2022-10769 | 2023-04-25 | 810 EVANS AVENUE, Vancouver, BC V6A 2L2 | Electrical Permit | Commercial | New | Issued | Installation / Repair - Commercial - Base building electrical, distribution, lighting, fire alarm. BP: To construct a 3-storey building consisting of: 1st storey - 1 level of parking accessed from street 2nd storey - chemical manufacturing, laboratory and office (shell only) 3rd storey - chemical manufacturing, laboratory and office (shell only) *This permit has been reviewed under the provisions of VBBL 2019.* **This is a CP project. The CP is Mark Vance, Architect AIBC.** STAGED CONSTRUCTION Stage 1: Excavation & Shoring (including pile related work only) [S.Yoo, Oct. 4, 2022] Stage 2: Foundation up to Level 1 (Note: Details not applicable to this stage of construction have been crossed out by red 'X' marks on the permit drawings.) [S.Yoo, Mar. 3, 2023] Stage 3: Full Construction - In review >Permit Amendment Jan 04, 2023 -Work Description: Amendment Approved ¦ -"Install lighting, power, fire alarm, R/I of communication conduit and security system" | Canem Systems Ltd
SP-2022-01845 | 2023-08-18 | 810 EVANS AVENUE, Vancouver, BC V6A 2L2 | Sprinkler Permit | Commercial | New | Issued | Commercial - ***BELOW GRADE SPRINKLERS and CONSTRUCTION STANDPIPE ONLY*** For sprinkler work to the 2019 VBBL; NFPA 13, 2013; standpipe work to NFPA 14, 2013 for this newly constructed 3-storey building consisting of: 1st Storey - partially underground parking (102 parking spaces) accessed from street 2nd Storey - chemical manufacturing, laboratory and office (shell only) 3rd Storey - chemical manufacturing, laboratory and office (shell only) THIS IS A CERTIFIED PROFESSIONAL PROJECT and the CP is Mark Vance, Architect AIBC. This application does not include any of the following: • Warehouse storage arrangements, or mobile compact storage arrangements. • Flexible sprinkler pipe. Related permits: 1. SP-2023-00523 (Above Grade Sprinklers) - In Review Notes: 1. Sprinkler Engineer of Record Scott Rattray, P.L.Eng. of Introbal Group E: scott.rattray@introba.com T: 604 687 1800 2. One set of approved drawings and permit to be available for viewing at the jobsite. 3. Construction Standpipe to Bulletin 2017-003-BU/FI, VBBL, NFPA 14, and VFBL. 4. Separate documents and application are required for the tenant improvement. 5. Separate documents and application are required for above grade sprinklers. | Troy Life & Fire Safety Limited Protection Incendia Troyu Ltee
PP-2022-02954 | 2022-11-25 | 810 EVANS AVENUE, Vancouver, BC V6A 2L2 | Plumbing Permit | Commercial | New | Completed | Commercial - Below Grade Plumbing >BP: To construct a 3-storey building consisting of: 1st storey - partially underground parking (102 parking spaces) accessed from street 2nd storey - chemical manufacturing, laboratory and office (shell only) 3rd storey - chemical manufacturing, laboratory and office (shell only) AMEND: APR 5/2023 Mechanical Site Instruction 05 added. 4no 100 SAN to drops from WC to below grade to be revised to 1no 100 san drop. MECHANICAL SITE INSTRUCTION UPLOADED | Broadway Refrigeration & Air Conditioning Co
EP-2022-06061 | 2022-07-19 | 810 EVANS AVENUE, Vancouver, BC V6A 2L2 | Electrical Permit | Commercial | New | Expired | Temporary Power - Commercial - To provide temporary power. | Nightingale Electric Ltd
EP-2022-05857 | 2022-07-12 | 810 EVANS AVENUE, Vancouver, BC V6A 2L2 | Electrical Permit | Commercial | New | Expired | Temporary Power - Commercial - To provide temporary power. | Nightingale Electric Ltd
MP-2023-00500 | 2023-03-27 | 2857 ROSEMONT DRIVE, Vancouver, BC | Mechanical Permit | NULL | NULL | Issued | NULL | Forbes Mechanical Ltd
PP-2023-00952 | 2023-03-20 | 2857 ROSEMONT DRIVE, Vancouver, BC | Plumbing Permit | Residential | New | Issued | Residential - 2FD+2SS - WEST - 2855 ROSEMONT DR -#1 & #2 EAST - 2857 ROSEMONT DR -#1 & #2 Plumbing >DB: To construct a 2 storey two-family dwelling with 2 secondary suites located in the Basement with a detached accessory building (garage) and 2 open parking at the rear providing a total of 4 parking spaces, having vehicular access from the lane. 1. Covenant registered at the Land Title Office under CA9943708 2. A/C proposed – Exterior component located in rear yard (sunken patio), Interior component located on Upper Floor Plan. 3. Bar sink not proposed. | Forbes Mechanical Ltd
PP-2022-02475 | 2022-07-15 | 5828 LANCASTER STREET #3, Vancouver, BC V5R 4B1 | Plumbing Permit | Residential | New | Completed | Residential - Plumbing To construct a 2 storey laneway house building with an open parking pad, providing 1 parking space, having vehicular access from the lane. 1. No A/C unit proposed 2. Schedule B: Md Shahidul Alam P.Eng (604.653.7475) Structural 3. Schedule B: Thanh Van Le P.Eng (604.421.3288) Geotechnical 4. HPO: Residential Builder- BRIGHT STAR HOLDING INC. 37929. 5. Entire Building to have NFPA 13-D | Ghuman Mechanical Ltd
EP-2022-06487 | 2022-08-03 | 5828 LANCASTER STREET #3, Vancouver, BC V5R 4B1 | Electrical Permit | Residential | New | Completed | Installation / Repair - Residential - rough wiring, finishing and service of new Lwh main service: 200 amp main house: 125 app LWH: 100 amp To construct a 2 storey laneway house building with an open parking pad, providing 1 parking space, having vehicular access from the lane. Note: This is a 1 ½ storey building pursuant to the Zoning & Development By-law Note: Bldg 1 (principal bldg) addressed #1 - 5828 Lancaster St retained on site. 1. No A/C unit proposed | OPTIMUM ELECTRICAL LTD
SP-2022-01371 | 2022-08-25 | 5828 LANCASTER STREET #3, Vancouver, BC V5R 4B1 | Sprinkler Permit | Residential | New | Completed | Residential - LWH - #3 - Sprinkler >DB: To construct a 2 storey laneway house building with an open parking pad, providing 1 parking space, having vehicular access from the lane. Note: This is a 1 ½ storey building pursuant to the Zoning & Development By-law Note: Bldg 1 (principal bldg) addressed #1 - 5828 Lancaster St retained on site. 1. No A/C unit proposed | Ghuman Mechanical Ltd
EP-2022-07449 | NULL | 5828 LANCASTER STREET #3, Vancouver, BC V5R 4B1 | Electrical Permit | Residential | New | Withdrawn | Installation / Repair - Residential - Tv,tel alarm prewire and complete | Tvisha Technologies Ltd
EP-2022-07409 | 2022-09-02 | 5828 LANCASTER STREET #3, Vancouver, BC V5R 4B1 | Electrical Permit | Residential | New | Completed | Installation / Repair - Residential - tv,telephone,alarm prewire and complete >BP: To construct a 2 storey laneway house building ($169,190) with an open parking pad, providing 1 parking space, having vehicular access from the lane. Note: This is a 1 ½ storey building pursuant to the Zoning & Development By-law Note: Bldg 1 (principal bldg) addressed #1 - 5828 Lancaster St retained on site. 1. No A/C unit proposed 2. Schedule B: Md Shahidul Alam P.Eng (604.653.7475) Structural 3. Schedule B: Thanh Van Le P.Eng (604.421.3288) Geotechnical 4. HPO: Residential Builder- BRIGHT STAR HOLDING INC. 37929. 5. Entire Building to have NFPA 13-D Note: As a result of the addition of a laneway house, the main house / principal dwelling will be assigned a suite number and the site will be as follows: #1-5828 Lancaster St - Principal Dwelling ****ALL PROJECT COORINATOR NOTES HAS BEEN ACCEPTED BY THE APPLICANT**** ******THIS PERMIT HAS BEEN ISSUED UNDER THE REQUIREMENTS OF VBBL #12511 (2019)****** | Tvisha Technologies Ltd
PP-2022-01584 | 2022-05-09 | 5828 LANCASTER STREET #3, Vancouver, BC V5R 4B1 | Plumbing Permit | Residential | New | Completed | Residential - One sump out of the laneway house >BP: To construct a 2 storey laneway house building ($169,190) with an open parking pad, providing 1 parking space, having vehicular access from the lane. Note: This is a 1 ½ storey building pursuant to the Zoning & Development By-law Note: Bldg 1 (principal bldg) addressed #1 - 5828 Lancaster St retained on site. 1. No A/C unit proposed 2. Schedule B: Md Shahidul Alam P.Eng (604.653.7475) Structural 3. Schedule B: Thanh Van Le P.Eng (604.421.3288) Geotechnical 4. HPO: Residential Builder- BRIGHT STAR HOLDING INC. 37929. 5. Entire Building to have NFPA 13-D BUILDING 2 #3-5828 Lancaster St - Laneway House (1.5 storey) Address and suite number assigned as per approved plans for Fire and Emergency response. The address number is to be posted to the building to be visible from the street and the suite number is to be posted at the suite entry in accordance with the Building By-law prior to final inspection. Note: As a result of the addition of a laneway house, the main house / principal dwelling will be assigned a suite number and the site will be as follows: #1-5828 Lancaster St - Principal Dwelling ****ALL PROJECT COORINATOR NOTES HAS BEEN ACCEPTED BY THE APPLICANT**** ******THIS PERMIT HAS BEEN ISSUED UNDER THE REQUIREMENTS OF VBBL #12511 (2019)****** | Jewel Mini Excavating Ltd
PP-2022-01585 | NULL | 5828 LANCASTER STREET #3, Vancouver, BC V5R 4B1 | Plumbing Permit | Residential | New | Cancelled | Residential - One sump out of the Lanway house | Jewel Mini Excavating Ltd
EP-2022-07770 | 2022-09-16 | 1496 NANAIMO STREET, Vancouver, BC V5L 4T7 | Electrical Permit | Commercial | New | Expired | Temporary Power - Commercial - To provide temporary power. NOTE: Work authorized by this permit is for placement of a temporary power pole only and does not authorize any site construction and/or excavation. A separate Building Permit will be required prior to commencement of any other work on this site. >>Amend: Nov 16th I would like to add a secondary temp service to this permit The Grant permit revise: Pole# 2717023 400A 347/600V This is a recommendation of BC Hydro due to the 3 phase service being delayed on their end ** Amend 11/30/2022** Take off POLE# 2476330 200A 120/240V Only one Temporary service can be associated to a permit another separate permit for the 120/240 200A will have to be taken out Amend: Apr 14, 2023 change primary address on this permit to 1496 nanaimo as requested by BC hydro for connection request process | RoyTech Electric Ltd
EP-2022-10145 | 2022-12-01 | 2419 GRANT STREET, Vancouver, BC | Electrical Permit | Residential | New | Expired | Temporary Power - Residential - To provide temporary power. ** Amend 12/19/2022** Uploaded hoarding documents | RoyTech Electric Ltd
EP-2023-02854 | 2023-04-03 | 2419 GRANT STREET, Vancouver, BC | Electrical Permit | Commercial | New | Issued | Interim - Commercial - This permit does not cover installation of the high voltage installation including the station ground electrode regulated by CE Code Rule 36-302. The proposed installation of the high-voltage equipment specified by the submitted drawings requires an installation permit obtained by a licensed contractor registered with an unrestricted ‘A’ FSR on the TSBC licence and a designated 'A' FSR must be named on the permit application for the HV installation. Amend: Apr 20th, 2023 change FSR to "A" INTERM PERMT ONLY Scope of work: slab, underground, raceways, branch circuits. - Interim permit for EP-2023-02521. >BP: To construct a 5-storey wood frame building with noncombustible construction from the parkade to the main level, consisting of 33 market units and CRU space, all over a two-level parkade having vehicular access from the lane. VBBL 2019 - NFPA 13 STAGE 1 - Excavation and Shoring issued on Sept. 21, 2022. STAGE 1 - Rev. 1 - Excavation, Shoring, and ESC changes issued on Feb. 8, 2023. STAGE 1 - Rev 2 - Excavation & Shoring Changes and Geotechnical Engineer change from Paul Davies (outgoing - Dec 6th, 2022) to Zakhar Okunev (Incoming - Dec 6th, 2022) issued on Feb. 13, 2023. STAGE 2 - Foundation to Grade issued on Mar 03, 2023 by A.Min. STAGE 3 - Full Construction issued on ________________. Amend: Apr 19th, 2023 add my fsr "A" to this permit his name is josh tetford and his fsar number is 237700 Amend: Apr 20th, 2023 change FSR to "A" | RoyTech Electric Ltd
PP-2023-00794 | 2023-03-16 | 2419 GRANT STREET, Vancouver, BC | Plumbing Permit | Commercial | New | Issued | Commercial - All underground plumbing work. >BP: To construct a 5-storey wood frame building with noncombustible construction from the parkade to the main level, consisting of 33 market units and CRU space, all over a two-level parkade having vehicular access from the lane. VBBL 2019 - NFPA 13 STAGE 1 - Excavation and Shoring issued on Sept. 21, 2022. STAGE 1 - Rev. 1 - Excavation, Shoring, and ESC changes issued on Feb. 8, 2023. STAGE 1 - Rev 2 - Excavation & Shoring Changes and Geotechnical Engineer change from Paul Davies (outgoing - Dec 6th, 2022) to Zakhar Okunev (Incoming - Dec 6th, 2022) issued on Feb. 13, 2023. STAGE 2 - Foundation to Grade issued on Mar 03, 2023 by A.Min. STAGE 3 - Full Construction issued on ________________. | Enersolv Design & Build Ltd
EP-2023-02521 | 2023-07-24 | 2419 GRANT STREET, Vancouver, BC | Electrical Permit | Commercial | New | Issued | Installation / Repair - Commercial - Complete installation of a multi family building consisting of 33 units and one CRU; this will be a complete electrical installation. Distribution, fire alarm, suites, common areas only excluded extra low voltage and security. >BP: To construct a 5-storey wood frame building with noncombustible construction from the parkade to the main level, consisting of 33 market units and CRU space, all over a two-level parkade having vehicular access from the lane. VBBL 2019 - NFPA 13 STAGE 1 - Excavation and Shoring issued on Sept. 21, 2022. STAGE 1 - Rev. 1 - Excavation, Shoring, and ESC changes issued on Feb. 8, 2023. STAGE 1 - Rev 2 - Excavation & Shoring Changes and Geotechnical Engineer change from Paul Davies (outgoing - Dec 6th, 2022) to Zakhar Okunev (Incoming - Dec 6th, 2022) issued on Feb. 13, 2023. STAGE 2 - Foundation to Grade issued on Mar 03, 2023 by A.Min. STAGE 3 - Full Construction issued on June 1, 2023. Note: - Vertical kitchen exhaust duct and shaft with 2 h fire-resistance rating is proposed to be installed from the ground floor CRU to the roof. | RoyTech Electric Ltd
SP-2023-00350 | NULL | 2419 GRANT STREET, Vancouver, BC | Sprinkler Permit | Commercial | New | Applicant Revisions | Commercial - 4 storey mixed-use building over two below grade levels of parkade. Building complies with NFPA 13 and NFPA 14. >BP: To construct a 5-storey wood frame building with noncombustible construction from the parkade to the main level, consisting of 33 market units and CRU space, all over a two-level parkade having vehicular access from the lane. VBBL 2019 - NFPA 13 | NULL
PP-2023-02693 | 2023-10-17 | 2419 GRANT STREET, Vancouver, BC | Plumbing Permit | Commercial | New | Issued | Commercial - Above grade plumbing work - SHELL FOR CRU SPACE >BP: To construct a 5-storey wood frame building with noncombustible construction from the parkade to the main level, consisting of 33 market units and CRU space, all over a two-level parkade having vehicular access from the lane. VBBL 2019 - NFPA 13 | Enersolv Design & Build Ltd
EP-2023-08786 | 2023-09-28 | 2419 GRANT STREET, Vancouver, BC | Electrical Permit | Commercial | New | Issued | Temporary Power - Commercial - To provide temporary power. NOTE: Work authorized by this permit is for placement of a temporary power pole only and does not authorize any site construction and/or excavation. A separate Building Permit will be required prior to commencement of any other work on this site. >>Amend: Nov 16th I would like to add a secondary temp service to this permit The Grant permit revise: Pole# 2717023 400A 347/600V This is a recommendation of BC Hydro due to the 3 phase service being delayed on their end ** Amend 11/30/2022** Take off POLE# 2476330 200A 120/240V Only one Temporary service can be associated to a permit another separate permit for the 120/240 200A will have to be taken out Amend: Apr 14, 2023 change primary address on this permit to 1496 nanaimo as requested by BC hydro for connection request process | RoyTech Electric Ltd
EP-2023-10433 | 2023-11-20 | 2419 GRANT STREET, Vancouver, BC | Electrical Permit | Commercial | New | Issued | Installation / Repair - Commercial - LOW VOLTAGE WIRING FOR HVAC CONTROLS >BP: To construct a 5-storey wood frame building with noncombustible construction from the parkade to the main level, consisting of 33 market units and CRU space, all over a two-level parkade having vehicular access from the lane. VBBL 2019 - NFPA 13 | Modern Systems Management Ltd
EP-2022-03313 | 2022-04-26 | 6280 VINE STREET, Vancouver, BC V6M 2M8 | Electrical Permit | Residential | New | Completed | Installation / Repair - Residential - Roughin and finishing tv, data, phone, alarm and cctv >BP: To construct a 2 storey laneway house building ($176,550) with an open parking pad, providing 1 parking space, having vehicular access from the lane. Note: This is a 1 ½ storey building pursuant to the Zoning & Development By-law Note: Bldg 1 (principal bldg) addressed 2291 W 47th Ave. retained on site. 1. No A/C unit proposed 2. Schedule B: JASON HUI 778-319-3403 Structural & Geotechnical 3. HPO: Residential Builder - Kennon Construction Ltd. Address number assigned as per approved plans for Fire and Emergency response. The address number is to be posted and to the building and to be visible from the street in accordance with the Building By-law prior to final inspection. ******THIS PERMIT HAS BEEN ISSUED UNDER THE REQUIREMENTS OF VBBL #12511 (2019)****** | Simplypro Enterprise Ltd
EP-2022-02391 | 2022-04-12 | 6280 VINE STREET, Vancouver, BC V6M 2M8 | Electrical Permit | Residential | New | Completed | Installation / Repair - Residential - Wiring new laneway house. >BP: To construct a 2 storey laneway house building ($176,550) with an open parking pad, providing 1 parking space, having vehicular access from the lane. Note: This is a 1 ½ storey building pursuant to the Zoning & Development By-law Note: Bldg 1 (principal bldg) addressed 2291 W 47th Ave. retained on site. 1. No A/C unit proposed 2. Schedule B: JASON HUI 778-319-3403 Structural & Geotechnical 3. HPO: Residential Builder - Kennon Construction Ltd. Address number assigned as per approved plans for Fire and Emergency response. The address number is to be posted and to the building and to be visible from the street in accordance with the Building By-law prior to final inspection. ******THIS PERMIT HAS BEEN ISSUED UNDER THE REQUIREMENTS OF VBBL #12511 (2019)****** | Powerful Electric Ltd
PP-2022-00695 | 2022-03-02 | 6280 VINE STREET, Vancouver, BC V6M 2M8 | Plumbing Permit | Residential | New | Completed | Residential - LWH - To install a sump for the lane way house. To construct a 2 storey laneway house building with an open parking pad, providing 1 parking space, having vehicular access from the lane. Note: This is a 1 ½ storey building pursuant to the Zoning & Development By-law Note: Bldg 1 (principal bldg) addressed 2291 W 47th Ave. retained on site. 1. No A/C unit proposed | Kennon Construction Ltd
SP-2022-00493 | 2022-04-14 | 6280 VINE STREET, Vancouver, BC V6M 2M8 | Sprinkler Permit | Residential | New | Completed | Residential - To install 14 heads fire sprinkler system for the LWH >BP: To construct a 2 storey laneway house building ($176,550) with an open parking pad, providing 1 parking space, having vehicular access from the lane. Note: This is a 1 ½ storey building pursuant to the Zoning & Development By-law Note: Bldg 1 (principal bldg) addressed 2291 W 47th Ave. retained on site. 1. No A/C unit proposed 2. Schedule B: JASON HUI 778-319-3403 Structural & Geotechnical 3. HPO: Residential Builder - Kennon Construction Ltd. Address number assigned as per approved plans for Fire and Emergency response. The address number is to be posted and to the building and to be visible from the street in accordance with the Building By-law prior to final inspection. ******THIS PERMIT HAS BEEN ISSUED UNDER THE REQUIREMENTS OF VBBL #12511 (2019)****** | Bright Star Plumbing & Heating Supply Ltd
PP-2022-01053 | 2022-03-29 | 6280 VINE STREET, Vancouver, BC V6M 2M8 | Plumbing Permit | Residential | New | Completed | Residential - LWH - Install waterline and dwv for plumbing fixture in the LWH and install all plumbing fixtures. To construct a 2 storey laneway house building with an open parking pad, providing 1 parking space, having vehicular access from the lane. Note: This is a 1 ½ storey building pursuant to the Zoning & Development By-law Note: Bldg 1 (principal bldg) addressed 2291 W 47th Ave. retained on site. 1. No A/C unit proposed | Bright Star Plumbing & Heating Supply Ltd
MP-2023-02231 | 2023-12-19 | 561 W 26TH AVENUE, Vancouver, BC V5Z 2E4 | Mechanical Permit | NULL | NULL | Issued | NULL | Tidal Mechanical Ltd
EP-2024-00136 | 2024-01-05 | 561 W 26TH AVENUE, Vancouver, BC V5Z 2E4 | Electrical Permit | Commercial | New | Issued | Installation / Repair - Commercial - LOW VOLTAGE WIRING FOR HVAC CONTROLS >BP: To construct a 3-storey residential building (SE building) containing 5 dwelling units & private rooftop patios. Refer to BP-2022-00672 for the site work and basement storage garage. STAGED CONSTRUCTION Stage 1: Excavation & Shoring (S.Yoo, August 15, 2022) Stage 2: Foundation up to Grade (S.Yoo, January 31, 2023) Stage 3: Full Construction (S.Yoo, June 28, 2023) | Modern Systems Management Ltd
PP-2023-02472 | 2023-08-31 | 561 W 26TH AVENUE, Vancouver, BC V5Z 2E4 | Plumbing Permit | Commercial | New | Issued | Commercial - (SE building) New plumbing for new: entire building. >BP: To construct a 3-storey residential building (SE building) containing 5 dwelling units & private rooftop patios. Refer to BP-2022-00672 for the site work and basement storage garage. STAGED CONSTRUCTION Stage 1: Excavation & Shoring (S.Yoo, August 15, 2022) Stage 2: Foundation up to Grade (S.Yoo, January 31, 2023) Stage 3: Full Construction (S.Yoo, June 28, 2023) | Kreklevich & Sons Plumbing Ltd
EP-2023-05442 | 2023-09-12 | 561 W 26TH AVENUE, Vancouver, BC V5Z 2E4 | Electrical Permit | Commercial | New | Issued | Installation / Repair - Commercial - Building 1 (South-East) - Electrical installation for 5 unit townhouse building over a parkade structure. This permit is associated with permit EP-2023-04927. >BP: To construct a 3-storey residential building (SE building) containing 5 dwelling units & private rooftop patios. Refer to BP-2022-00672 for the site work and basement storage garage. STAGED CONSTRUCTION Stage 1: Excavation & Shoring (S.Yoo, August 15, 2022) Stage 2: Foundation up to Grade (S.Yoo, January 31, 2023) Stage 3: Full Construction (S.Yoo, June 28, 2023) | Quantus Electric Ltd
EP-2022-05856 | 2022-07-12 | 561 W 26TH AVENUE, Vancouver, BC V5Z 2E4 | Electrical Permit | Commercial | New | Expired | Temporary Power - Commercial - To provide temporary power. | Alpine Electric Ltd
SP-2022-01693 | 2023-10-20 | 581 W 26TH AVENUE, Vancouver, BC V5Z 2E4 | Sprinkler Permit | Residential | New | Issued | Residential - For all sprinkler work to the 2019 VBBL; NFPA 13, 2013; NFPA 13R, 2013; and alternative solutions prepared by Jensen Hughes for work above grade to construct a 3-storey residential building (Building 4, SW) containing 5 dwelling units & private rooftop patios. Engineer of Record: Ryan Pavey 604-605-0606 ryan@cardinalfire.ca Refer to SP-2023-01596 for site/underground work and accepted plans. | Pacific Rim Fire Protection (2008) Ltd
EP-2023-05439 | 2023-09-12 | 581 W 26TH AVENUE, Vancouver, BC V5Z 2E4 | Electrical Permit | Commercial | New | Issued | Installation / Repair - Commercial - Building 4 (South-West) - Electrical installation for 5 unit townhouse building over a parkade structure. This permit is associated with permit EP-2023-04927. >BP: To construct a 3-storey residential building (SW building) containing 5 dwelling units & private rooftop patios. Refer to BP-2022-00672 for the site work and basement storage garage. STAGED CONSTRUCTION Stage 1: Excavation & Shoring (S.Yoo, August 15, 2022) Stage 2: Foundation up to Grade (S.Yoo, January 31, 2023) Stage 3: Full Construction (S.Yoo, June 28, 2023) | Quantus Electric Ltd
EP-2023-05438 | 2023-07-04 | 581 W 26TH AVENUE, Vancouver, BC V5Z 2E4 | Electrical Permit | Commercial | New | Completed | Interim - Commercial - Scope of work: slab, underground, raceways, grounding, branch circuits. Service connection to BC Hydro is not permitted under this permit. BP: This permit is for the site work and construction of a basement storage garage for the following residential development: To construct four 3-storey residential buildings consisting of: Building 1 - 5 dwelling units; private rooftop patios (South-East) Building 2 - 4 dwelling units (North-East) Building 3 - 5 dwelling units (North-West) Building 4 - 5 dwelling units; private rooftop patios (South-West) all over 1 level of underground parking accessed from lane. *This permit has been reviewed under the provisions of VBBL 2019, with updated energy requirements as per By-law #12997, effective Jan. 1, 2022.* Refer to BP-2022-03934 for Building 1 Refer to BP-2022-03936 for Building 2 Refer to BP-2022-03937 for Building 3 Refer to BP-2022-03938 for Building 4 STAGED CONSTRUCTION Stage 1: Excavation & Shoring (S.Yoo, August 15, 2022) Stage 2: Foundation up to Grade (S.Yoo, January 31, 2023) Stage 3: Full Construction (S.Yoo, June 28, 2023) | Quantus Electric Ltd
EP-2023-04927 | 2023-09-12 | 581 W 26TH AVENUE, Vancouver, BC V5Z 2E4 | Electrical Permit | Commercial | New | Issued | Installation / Repair - Commercial - Electrical installation for the site work and a basement storage garage. >BP: This permit is for the site work and construction of a basement storage garage for the following residential development: To construct four 3-storey residential buildings consisting of: Building 1 - 5 dwelling units; private rooftop patios (South-East) Building 2 - 4 dwelling units (North-East) Building 3 - 5 dwelling units (North-West) Building 4 - 5 dwelling units; private rooftop patios (South-West) all over 1 level of underground parking accessed from lane. *This permit has been reviewed under the provisions of VBBL 2019, with updated energy requirements as per By-law #12997, effective Jan. 1, 2022.* Refer to BP-2022-03934 for Building 1 Refer to BP-2022-03936 for Building 2 Refer to BP-2022-03937 for Building 3 Refer to BP-2022-03938 for Building 4 STAGED CONSTRUCTION Stage 1: Excavation & Shoring (S.Yoo, August 15, 2022) Stage 2: Foundation up to Grade (S.Yoo, January 31, 2023) Stage 3: Full Construction (S.Yoo, June 28, 2023) | Quantus Electric Ltd
PP-2023-02469 | 2023-08-31 | 581 W 26TH AVENUE, Vancouver, BC V5Z 2E4 | Plumbing Permit | Commercial | New | Issued | Commercial - (SW building) New plumbing for new: entire building. >BP: To construct a 3-storey residential building (SW building) containing 5 dwelling units & private rooftop patios. Refer to BP-2022-00672 for the site work and basement storage garage. STAGED CONSTRUCTION Stage 1: Excavation & Shoring (S.Yoo, August 15, 2022) Stage 2: Foundation up to Grade (S.Yoo, January 31, 2023) Stage 3: Full Construction (S.Yoo, June 28, 2023) | Kreklevich & Sons Plumbing Ltd
PP-2023-00529 | 2023-03-16 | 581 W 26TH AVENUE, Vancouver, BC V5Z 2E4 | Plumbing Permit | Commercial | New | Issued | Commercial - **UNDERGROUND Plumbing**** >BP: This permit is for the site work and construction of a basement storage garage for the following residential development: To construct four 3-storey residential buildings consisting of: Building 1 - 5 dwelling units; private rooftop patios (South-East) Building 2 - 4 dwelling units (North-East) Building 3 - 5 dwelling units (North-West) Building 4 - 5 dwelling units; private rooftop patios (South-West) all over 1 level of underground parking accessed from lane. *This permit has been reviewed under the provisions of VBBL 2019.* Refer to BP-2022-03934 for Building 1 Refer to BP-2022-03936 for Building 2 Refer to BP-2022-03937 for Building 3 Refer to BP-2022-03938 for Building 4 STAGED CONSTRUCTION Stage 1: Excavation & Shoring (S.Yoo, August 15, 2022) Stage 2: Foundation up to Grade (S.Yoo, January 31, 2022) | Kreklevich & Sons Plumbing Ltd
MP-2023-02234 | 2023-12-19 | 581 W 26TH AVENUE, Vancouver, BC V5Z 2E4 | Mechanical Permit | NULL | NULL | Issued | NULL | Tidal Mechanical Ltd
NULL | NULL | 581 W 26TH AVENUE, Vancouver, BC V5Z 2E4 | Mechanical Permit | NULL | NULL | Draft | NULL | NULL
NULL | NULL | 581 W 26TH AVENUE, Vancouver, BC V5Z 2E4 | Mechanical Permit | NULL | NULL | Draft | NULL | NULL
EP-2023-10685 | 2023-11-28 | 581 W 26TH AVENUE, Vancouver, BC V5Z 2E4 | Electrical Permit | Residential | New | Issued | Installation / Repair - Residential - LOW VOLTAGE WIRING FOR HVAC CONTROLS >BP: To construct a 3-storey residential building (SW building) containing 5 dwelling units & private rooftop patios. Refer to BP-2022-00672 for the site work and basement storage garage. STAGED CONSTRUCTION Stage 1: Excavation & Shoring (S.Yoo, August 15, 2022) Stage 2: Foundation up to Grade (S.Yoo, January 31, 2023) Stage 3: Full Construction (S.Yoo, June 28, 2023) | Modern Systems Management Ltd
EP-2023-09901 | 2023-11-02 | 581 W 26TH AVENUE, Vancouver, BC V5Z 2E4 | Electrical Permit | Commercial | New | Issued | Installation / Repair - Commercial - Telephone, tv, net, sound, entry wiring >BP: To construct a 3-storey residential building (SW building) containing 5 dwelling units & private rooftop patios. Refer to BP-2022-00672 for the site work and basement storage garage. STAGED CONSTRUCTION Stage 1: Excavation & Shoring (S.Yoo, August 15, 2022) Stage 2: Foundation up to Grade (S.Yoo, January 31, 2023) Stage 3: Full Construction (S.Yoo, June 28, 2023) | Best Built-In Centre Ltd
SP-2023-01596 | 2023-10-20 | 581 W 26TH AVENUE, Vancouver, BC V5Z 2E4 | Sprinkler Permit | Residential | New | Issued | Residential - For all sprinkler work to the 2019 VBBL; NFPA 13, 2013; NFPA 13R, 2013; and alternative solutions prepared by Jensen Hughes for work below grade including the underground parking for this newly constructed residential development containing four 3-storey buildings over 1 level of underground parking. Engineer of Record: Ryan Pavey 604-605-0606 ryan@cardinalfire.ca Related Permits: Building 1 - SP-2022-01656 Building 2 - SP-2022-01690 Building 3 - SP-2022-01692 Building 4 - SP-2022-01693 | Pacific Rim Fire Protection (2008) Ltd
GP-2023-00567 | 2023-06-01 | 439 E 21ST AVENUE #3, Vancouver, BC V5V 1R3 | Gas Permit | Residential | New | Issued | Residential - gas line for 1 tankless boiler & 1 Range >BP: To construct a 1 storey laneway house building ($161,732.5) with 1 open parking pad, providing a total of 1 parking spaces, having vehicular access from the 20' Lane. *Amendment: May 31, 2023- Add 1 Gas Range | JPRO PLUMBING & HEATING LTD.
PP-2023-00557 | 2023-02-16 | 439 E 21ST AVENUE #3, Vancouver, BC V5V 1R3 | Plumbing Permit | Residential | New | Issued | Residential - LWH - #3 - plumbing for a laneway house >DB: To construct a 1 storey laneway house building with 1 open parking pad, providing a total of 1 parking spaces, having vehicular access from the 20' Lane. 1. Covenant not required with existing house 2. No Strata Titling permitted 3. No A/C Unit proposed 4. Entire building to be sprinklered 13D | JPRO PLUMBING & HEATING LTD.
MP-2023-00476 | 2023-03-23 | 439 E 21ST AVENUE #3, Vancouver, BC V5V 1R3 | Mechanical Permit | NULL | NULL | Issued | NULL | JPRO PLUMBING & HEATING LTD.
SP-2023-01244 | 2023-07-13 | 439 E 21ST AVENUE #3, Vancouver, BC V5V 1R3 | Sprinkler Permit | Residential | New | Issued | Residential - LWH - #3 - New fire sprinkler installation >DB: To construct a 1 storey laneway house building with 1 open parking pad, providing a total of 1 parking spaces, having vehicular access from the 20' Lane. 1. Covenant not required with existing house 2. No Strata Titling permitted 3. No A/C Unit proposed 4. Entire building to be sprinklered 13D **THIS PERMIT HAS BEEN ISSUED UNDER THE REQUIREMENTS OF VBBL #12511 (2019) ** | Spectrum Fire Protection Ltd
PP-2022-03781 | 2022-10-25 | 439 E 21ST AVENUE #3, Vancouver, BC V5V 1R3 | Plumbing Permit | Residential | New | Issued | Residential - LWH - #3 - Sump, sanitary and storm connection | GNA Contracting Ltd
EP-2022-09156 | 2022-10-31 | 439 E 21ST AVENUE #3, Vancouver, BC V5V 1R3 | Electrical Permit | Residential | New | Issued | Installation / Repair - Residential - Laneway House rough wiring and service. >BP: To construct a 1 storey laneway house building ($161,732.5) with 1 open parking pad, providing a total of 1 parking spaces, having vehicular access from the 20' Lane. 1. Covenant not required with existing house 2. No Strata Titling permitted 3. No A/C Unit proposed 4. Entire building to be sprinklered 13D 5. Schedule B: (I. Parlindungan) P.Eng (604.579.0110) Structural 6. Schedule B: (P.K.L. Fong) P.Eng (604.837.3205) Geotechnical 7. HPO: Residential Builder- BML Management Inc. 604-618-7918 NOTE: To achieve the required FSR. A floor space exclusion of 3% has been applied to this application as per section 11.24.18 of the district schedule, to accommodate improved building performance. Address Information: Principle Dwelling: #1-439 E 21st Av Laneway home: #3-439 E 21st Av Address and suite number assigned as per approved plans for Fire and Emergency response. The address number is to be posted to the building to be visible from the street and the suite number is to be posted at the suite entry in accordance with the Building By-law prior to final inspection. NOTE: Information regarding the principal building on the survey and site plan is for reference only. Any discrepancy between information regarding the principal building on the survey and/or site plan and approved permit drawings for the principal building are neither approved nor authorized under this laneway house permit. *EXISTING HOUSE* Note: Bldg 1 (principal bldg) addressed #1-439 E 21st Av retained on site. **THIS PERMIT HAS BEEN ISSUED UNDER THE REQUIREMENTS OF VBBL #12511 (2019) ** | Fortune Link Electrical Ltd
EP-2023-05904 | 2023-07-12 | 508 E 52ND AVENUE, Vancouver, BC | Electrical Permit | Residential | New | Issued | Installation / Repair - Residential - ¦ 1FD + 1SS/ 125A ¦ NEW ELECTRICAL FOR SINGLE FAMILY WITH BASEMENT SUITE *An approved mechanical permit is required for the installation of air conditioning or heat pump unit at the time of installation before an electrical inspection will be performed >BP: To construct a 2 storey + basement one-family dwelling with a secondary suite located in the basement with an open space parking, at the rear providing 1 parking spaces, having vehicular access from the lane. Note: This is a 2 storey building pursuant to the Zoning and Development By-Law 1- Covenant registered at the Land Title Office under CB331328 2- A/C unit proposed in rear yard 3- Schedule B: Md. Shahidul Alam P.Eng (604.653.7475) Structural & Geotechnical 4- HPO: Killarney Development Ltd. ***This permit is issued under the VBBL 2019, with updated energy requirements as per bylaw # 12997 effective Jan 01, 2022.*** Combustible projections or roof soffits on an exposing building face shall not project to less than .45m from the property line and shall be in compliance with VBBL 2019 9.10.15.5.(9) The entire building, to be sprinklered to NFPA 13D. Exit protection is required to be provided in accordance with Articles 9.9.4.4., 9.9.4.6., and/or 9.37.2.8. of the 2019 VBBL. ******THIS PERMIT HAS BEEN ISSUED UNDER THE REQUIREMENTS OF VBBL #12511 (2019)****** | Indy Electrical Ltd
PP-2023-01761 | 2023-05-18 | 508 E 52ND AVENUE, Vancouver, BC | Plumbing Permit | Residential | New | Issued | Residential - 1FD+SS - sump installation | Kingsman Excavating Ltd.
PP-2023-02916 | 2023-08-17 | 508 E 52ND AVENUE, Vancouver, BC | Plumbing Permit | Residential | New | Issued | Residential - 1FD+SS - To install piping and fixtures for a new single family house. >DB: To construct a 2 storey + basement one-family dwelling with a secondary suite located in the basement with an open space parking, at the rear providing 1 parking spaces, having vehicular access from the lane. Note: This is a 2 storey building pursuant to the Zoning and Development By-Law 1- Covenant registered at the Land Title Office under CB331328 2- A/C unit proposed in rear yard The entire building, to be sprinklered to NFPA 13D. ******THIS PERMIT HAS BEEN ISSUED UNDER THE REQUIREMENTS OF VBBL #12511 (2019)****** | Skyway Plumbing & gas Ltd
MP-2023-01727 | 2023-09-22 | 508 E 52ND AVENUE, Vancouver, BC | Mechanical Permit | NULL | NULL | Issued | NULL | Aeris Air Conditioning ltd
GP-2023-02757 | 2023-09-21 | 508 E 52ND AVENUE, Vancouver, BC | Gas Permit | Residential | New | Issued | Residential - 2 Ranges, 1 BBQ & 3 Dryers To install piping and appliances with complete installation >BP: To construct a 2 storey + basement one-family dwelling with a secondary suite located in the basement with an open space parking, at the rear providing 1 parking spaces, having vehicular access from the lane. | Skyway Plumbing & gas Ltd
SP-2023-01734 | 2023-09-21 | 508 E 52ND AVENUE, Vancouver, BC | Sprinkler Permit | Residential | New | Issued | Residential - To install piping and fixtures for a new single family house. >BP: To construct a 2 storey + basement one-family dwelling with a secondary suite located in the basement with an open space parking, at the rear providing 1 parking spaces, having vehicular access from the lane. Note: This is a 2 storey building pursuant to the Zoning and Development By-Law 1- Covenant registered at the Land Title Office under CB331328 2- A/C unit proposed in rear yard 3- Schedule B: Md. Shahidul Alam P.Eng (604.653.7475) Structural & Geotechnical 4- HPO: Killarney Development Ltd. | Skyway Plumbing & gas Ltd
EP-2023-08331 | 2023-09-15 | 508 E 52ND AVENUE, Vancouver, BC | Electrical Permit | Residential | New | Issued | Installation / Repair - Residential - Installation of complete alarm system, network, cable, camera wiring. >BP: To construct a 2 storey + basement one-family dwelling with a secondary suite located in the basement with an open space parking, at the rear providing 1 parking spaces, having vehicular access from the lane. Note: This is a 2 storey building pursuant to the Zoning and Development By-Law 1- Covenant registered at the Land Title Office under CB331328 2- A/C unit proposed in rear yard 3- Schedule B: Md. Shahidul Alam P.Eng (604.653.7475) Structural & Geotechnical 4- HPO: Killarney Development Ltd. ***This permit is issued under the VBBL 2019, with updated energy requirements as per bylaw # 12997 effective Jan 01, 2022.*** Combustible projections or roof soffits on an exposing building face shall not project to less than .45m from the property line and shall be in compliance with VBBL 2019 9.10.15.5.(9) The entire building, to be sprinklered to NFPA 13D. Exit protection is required to be provided in accordance with Articles 9.9.4.4., 9.9.4.6., and/or 9.37.2.8. of the 2019 VBBL. ******THIS PERMIT HAS BEEN ISSUED UNDER THE REQUIREMENTS OF VBBL #12511 (2019)****** | Tutronic Security Sytem Co Ltd
EP-2023-08333 | 2023-09-15 | 516 E 52ND AVENUE, Vancouver, BC V5X 1G9 | Electrical Permit | Residential | New | Issued | Installation / Repair - Residential - Installation of complete alarm system, network, cable, camera wiring. >BP: To construct a two-storey two-family dwelling with two secondary suites located in the basement, with an open parking space at the rear providing 2 parking spaces, having vehicular access from the lane. Note: This is a 2 storey building pursuant to the Zoning and Development By-Law 1. Covenant registered at the Land Title Office under CB370745 2. A/C units proposed (x2) at front & back inter: under stairs 3. Schedule B: Shamsul Alam Shikder (604.255.3740) Structural & Geotechnical 4. HPO: Killarney Development Ltd. Combustible projections or roof soffits on an exposing building face shall not project to less than .45m from the property line and shall be in compliance with VBBL 2019 9.10.15.5.(9) The entire building, to be sprinklered to 2 x NFPA 13D. Exit protection is required to be provided in accordance with Articles 9.9.4.4., 9.9.4.6., and/or 9.37.2.8. of the 2019 VBBL. ******THIS PERMIT HAS BEEN ISSUED UNDER THE REQUIREMENTS OF VBBL #12511 (2019)****** | Tutronic Security Sytem Co Ltd
SP-2023-01732 | 2023-09-21 | 516 E 52ND AVENUE, Vancouver, BC V5X 1G9 | Sprinkler Permit | Residential | New | Issued | Residential - To install piping and fixtures for a new duplex. >BP: To construct a two-storey two-family dwelling with two secondary suites located in the basement, with an open parking space at the rear providing 2 parking spaces, having vehicular access from the lane. Note: This is a 2 storey building pursuant to the Zoning and Development By-Law 1. Covenant registered at the Land Title Office under CB370745 2. A/C units proposed (x2) at front & back inter: under stairs 3. Schedule B: Shamsul Alam Shikder (604.255.3740) Structural & Geotechnical 4. HPO: Killarney Development Ltd. | Skyway Plumbing & gas Ltd
GP-2023-02758 | 2023-09-21 | 516 E 52ND AVENUE, Vancouver, BC V5X 1G9 | Gas Permit | Residential | New | Issued | Residential - 4 Ranges, 4 Dryers & 2 BBQ's To install piping and appliances with complete installation >BP: To construct a two-storey two-family dwelling with two secondary suites located in the basement, with an open parking space at the rear providing 2 parking spaces, having vehicular access from the lane. | Skyway Plumbing & gas Ltd
PP-2023-01762 | 2023-05-18 | 516 E 52ND AVENUE, Vancouver, BC V5X 1G9 | Plumbing Permit | Residential | New | Issued | Residential - 2FD+2SS - sump installation | Kingsman Excavating Ltd.
EP-2023-05906 | 2023-07-12 | 516 E 52ND AVENUE, Vancouver, BC V5X 1G9 | Electrical Permit | Residential | New | Issued | Installation / Repair - Residential - ¦ 2FD + 2SS/ 200A ¦ NEW ELECTRICAL FOR DUPLEX WITH BASEMENT SUITE MAIN SERVICE 200AMPS 125AMPS TO EACH UNIT *An approved mechanical permit is required for the installation of air conditioning or heat pump unit at the time of installation before an electrical inspection will be performed >BP: To construct a two-storey two-family dwelling with two secondary suites located in the basement, with an open parking space at the rear providing 2 parking spaces, having vehicular access from the lane. Note: This is a 2 storey building pursuant to the Zoning and Development By-Law 1. Covenant registered at the Land Title Office under CB370745 2. NO A/C units proposed 3. Schedule B: Shamsul Alam Shikder (604.255.3740) Structural & Geotechnical 4. HPO: Killarney Development Ltd. ***This permit is issued under the VBBL 2019, with updated energy requirements as per bylaw # 12997 effective Jan 01, 2022.*** Combustible projections or roof soffits on an exposing building face shall not project to less than .45m from the property line and shall be in compliance with VBBL 2019 9.10.15.5.(9) The entire building, to be sprinklered to 2 x NFPA 13D. Exit protection is required to be provided in accordance with Articles 9.9.4.4., 9.9.4.6., and/or 9.37.2.8. of the 2019 VBBL. ******THIS PERMIT HAS BEEN ISSUED UNDER THE REQUIREMENTS OF VBBL #12511 (2019)****** | Indy Electrical Ltd
PP-2023-02594 | 2023-07-21 | 516 E 52ND AVENUE, Vancouver, BC V5X 1G9 | Plumbing Permit | Residential | New | Issued | Residential - To install piping and fixtures for a new duplex. >BP: To construct a two-storey two-family dwelling with two secondary suites located in the basement, with an open parking space at the rear providing 2 parking spaces, having vehicular access from the lane. Note: This is a 2 storey building pursuant to the Zoning and Development By-Law 1. Covenant registered at the Land Title Office under CB370745 2. A/C units proposed (x2) at front & back inter: under stairs 3. Schedule B: Shamsul Alam Shikder (604.255.3740) Structural & Geotechnical 4. HPO: Killarney Development Ltd. | Skyway Plumbing & gas Ltd
MP-2023-01443 | 2023-08-07 | 516 E 52ND AVENUE, Vancouver, BC V5X 1G9 | Mechanical Permit | NULL | NULL | Issued | NULL | Aeris Air Conditioning ltd
MP-2023-01444 | 2023-08-07 | 516 E 52ND AVENUE, Vancouver, BC V5X 1G9 | Mechanical Permit | NULL | NULL | Issued | NULL | Aeris Air Conditioning ltd
EP-2022-06979 | 2022-08-18 | 516 E 52ND AVENUE, Vancouver, BC V5X 1G9 | Electrical Permit | Residential | New | Expired | Temporary Power - Residential - To provide temporary power. | Indy Electrical Ltd
EP-2023-06289 | 2023-07-13 | 5189 EARLES STREET, Vancouver, BC | Electrical Permit | Commercial | New | Issued | Temporary Power - Commercial - To provide temporary power. | K S Maude Electric Ltd
EP-2023-05844 | 2023-06-29 | 5189 EARLES STREET, Vancouver, BC | Electrical Permit | Commercial | New | Issued | Temporary Power - Commercial - To provide temporary power. NOTE: Work authorized by this permit is for placement of a temporary power pole only and does not authorize any site construction and/or excavation. A separate Building Permit will be required prior to commencement of any other work on this site | K S Maude Electric Ltd
EP-2023-09900 | 2023-11-21 | 5189 EARLES STREET, Vancouver, BC | Electrical Permit | Commercial | New | Issued | Installation / Repair - Commercial - Install heat trace to domestic cold water; electrical connections by others -Allwest Electric Ltd will be doing the electrical connections for the heat trace >BP: To construct a 10-storey building with 4-storey and 5-storey podiums and two 10 storey towers including 10 retail spaces ( shell) at grade and multiple dwelling containing two hundred and seventeen (217) strata units at levels one (1) through ten (10), all over four (4) levels of underground parking having vehicular access from the lane. 06-Mar-2023 - Stage 1 (excavation and shoring) issued. Change of Owner's Authorized Representative FROM Rob Elliot to John Mclintosh- 29-Mar-2023 27-Apr-2023 - Revision#1 issued Revised E & S drawings to show encroachment in adjacent property. Stage 2-Foundation to grade -In Review Note: Ecology units would be required in units 2721, 2723,2725, 2727 if Class I cooking operation is proposed. | Artech Electric Ltd
EP-2023-10792 | NULL | 5189 EARLES STREET, Vancouver, BC | Electrical Permit | Commercial | New | In Review | Installation / Repair - Commercial - Below grade slabs, partial rough wire. -12470 volts 200 amps 3 phase >BP: To construct a 10-storey building with 4-storey and 5-storey podiums and two 10 storey towers including 10 retail spaces ( shell) at grade and multiple dwelling containing two hundred and seventeen (217) strata units at levels one (1) through ten (10), all over four (4) levels of underground parking having vehicular access from the lane. 06-Mar-2023 - Stage 1 (excavation and shoring) issued. 27-Nov-2023 - Stage 2 (foundation to grade, str. only) issued. Revisions: 27-Apr-2023 - Revision#1 issued Revised E & S drawings to show encroachment in adjacent property. | Allwest Electric Ltd
EP-2023-10585 | 2023-12-13 | 5189 EARLES STREET, Vancouver, BC | Electrical Permit | Commercial | New | Issued | Interim - Commercial - Scope of work: slab, underground, raceways, grounding, branch circuits. Service connection to BC Hydro is not permitted under this permit. Interim permit for EP-2023-10792. >BP: To construct a 10-storey building with 4-storey and 5-storey podiums and two 10 storey towers including 10 retail spaces ( shell) at grade and multiple dwelling containing two hundred and seventeen (217) strata units at levels one (1) through ten (10), all over four (4) levels of underground parking having vehicular access from the lane. 06-Mar-2023 - Stage 1 (excavation and shoring) issued. Change of Owner's Authorized Representative FROM Rob Elliot to John Mclintosh- 29-Mar-2023 27-Apr-2023 - Revision#1 issued Revised E & S drawings to show encroachment in adjacent property. Stage 2-Foundation to grade -In Review Note: Ecology units would be required in units 2721, 2723,2725, 2727 if Class I cooking operation is proposed. | Allwest Electric Ltd
SP-2023-02151 | NULL | 5189 EARLES STREET, Vancouver, BC | Sprinkler Permit | Commercial | New | Applicant Revisions | Commercial - Sprinkler and Standpipe Installation >BP: o construct a 10-storey building with 4-storey and 5-storey podiums and two 10 storey towers including 10 retail spaces ( shell) at grade and multiple dwelling containing two hundred and seventeen (217) strata units at levels one (1) through ten (10), all over four (4) levels of underground parking having vehicular access from the lane. 06-Mar-2023 - Stage 1 (excavation and shoring) issued. 27-Nov-2023 - Stage 2 (foundation to grade, str. only) issued. | Active Fire & Safety Services Ltd
PP-2023-04223 | NULL | 5189 EARLES STREET, Vancouver, BC | Plumbing Permit | Commercial | New | In Review | Commercial - Provide plumbing for new multiple dwelling 10 storey building (217 units) with 10 retail spaces and 4 underground levels of parking. >BP: To construct a 10-storey building with 4-storey and 5-storey podiums and two 10 storey towers including 10 retail spaces ( shell) at grade and multiple dwelling containing two hundred and seventeen (217) strata units at levels one (1) through ten (10), all over four (4) levels of underground parking having vehicular access from the lane. 06-Mar-2023 - Stage 1 (excavation and shoring) issued. 27-Nov-2023 - Stage 2 (foundation to grade, str. only) issued. Revisions: 27-Apr-2023 - Revision#1 issued Revised E & S drawings to show encroachment in adjacent property. | Tap Roots Plumbing and Heating Ltd
PP-2023-04413 | 2023-12-21 | 5189 EARLES STREET, Vancouver, BC | Plumbing Permit | Residential | New | Issued | Residential - *** Foundation Only *** Underground associated with PP 2023-04223 >BP: To construct a 10-storey building with 4-storey and 5-storey podiums and two 10 storey towers including 10 retail spaces ( shell) at grade and multiple dwelling containing two hundred and seventeen (217) strata units at levels one (1) through ten (10), all over four (4) levels of underground parking having vehicular access from the lane. 06-Mar-2023 - Stage 1 (excavation and shoring) issued. 27-Nov-2023 - Stage 2 (foundation to grade, str. only) issued. | Tap Roots Plumbing and Heating Ltd
EP-2023-06678 | 2023-07-24 | 2776 CHEYENNE AVENUE #3, Vancouver, BC V5R 4R6 | Electrical Permit | Residential | New | Completed | Installation / Repair - Residential - Alarm pre-wire only, tel, tv, doorbell. >BP: To construct a 1 storey laneway house building ($170,142.5) with 1 open parking pad, providing a total of 1 parking spaces, having vehicular access from the 20' Lane. 1. Covenant not required with existing house 2. No Strata Titling permitted 3. No A/C Unit proposed 4. Entire building to be sprinklered 13D 5. Schedule B: (O. Wegner) P.Eng (604.579.0110) Structural 6. Schedule B: (P.K.L. Fong) P.Eng (604.837.3205) Geotechnical 7. HPO: Residential Builder- Smallworks Studios and Laneway Housing Inc. NOTE: To achieve the required FSR. A floor space exclusion of 3% has been applied to this application as per section 11.24.18 of the district schedule, to accommodate improved building performance. A *EXISTING HOUSE* Note: Bldg 1 (principal bldg) addressed #1-2776 Cheyenne Av retained on site. **THIS PERMIT HAS BEEN ISSUED UNDER THE REQUIREMENTS OF VBBL #12511 (2019) ** | Best Built-In Centre Ltd
SP-2023-01355 | 2023-07-25 | 2776 CHEYENNE AVENUE #3, Vancouver, BC V5R 4R6 | Sprinkler Permit | Residential | New | Completed | Residential - new sprinkler system laneway ***Entire building to be sprinklered 13D >BP: To construct a 1 storey laneway house building ($170,142.5) with 1 open parking pad, providing a total of 1 parking spaces, having vehicular access from the 20' Lane. 1. Covenant not required with existing house 2. No Strata Titling permitted 3. No A/C Unit proposed 4. Entire building to be sprinklered 13D 5. Schedule B: (O. Wegner) P.Eng (604.579.0110) Structural 6. Schedule B: (P.K.L. Fong) P.Eng (604.837.3205) Geotechnical 7. HPO: Residential Builder- Smallworks Studios and Laneway Housing Inc. *EXISTING HOUSE* Note: Bldg 1 (principal bldg) addressed #1-2776 Cheyenne Av retained on site. **THIS PERMIT HAS BEEN ISSUED UNDER THE REQUIREMENTS OF VBBL #12511 (2019) ** | Alco Fire Protection Ltd
PP-2023-01823 | 2023-05-24 | 2776 CHEYENNE AVENUE #3, Vancouver, BC V5R 4R6 | Plumbing Permit | Residential | New | Completed | Residential - Plumbing for : New laneway house >BP: To construct a 1 storey laneway house building ($170,142.5) with 1 open parking pad, providing a total of 1 parking spaces, having vehicular access from the 20' Lane. 1. Covenant not required with existing house 2. No Strata Titling permitted 3. No A/C Unit proposed 4. Entire building to be sprinklered 13D 5. Schedule B: (O. Wegner) P.Eng (604.579.0110) Structural 6. Schedule B: (P.K.L. Fong) P.Eng (604.837.3205) Geotechnical 7. HPO: Residential Builder- Smallworks Studios and Laneway Housing Inc. | Next Level Plumbing Ltd
MP-2023-00913 | 2023-05-23 | 2776 CHEYENNE AVENUE #3, Vancouver, BC V5R 4R6 | Mechanical Permit | NULL | NULL | Completed | NULL | Next Level Plumbing Ltd
GP-2023-01622 | 2023-05-24 | 2776 CHEYENNE AVENUE #3, Vancouver, BC V5R 4R6 | Gas Permit | Residential | New | Completed | Residential - 1 Range, 1 Boiler, 1 BBQ & 1 Fireplace >BP: To construct a 1 storey laneway house building | Next Level Plumbing Ltd
EP-2023-03792 | 2023-05-02 | 2776 CHEYENNE AVENUE #3, Vancouver, BC V5R 4R6 | Electrical Permit | Residential | New | Completed | Installation / Repair - Residential - New laneway house wiring, new service, 200 amp main service, 100 amp main house, 125 amp laneway . >BP: To construct a 1 storey laneway house building ($170,142.5) with 1 open parking pad, providing a total of 1 parking spaces, having vehicular access from the 20' Lane. 1. Covenant not required with existing house 2. No Strata Titling permitted 3. No A/C Unit proposed 4. Entire building to be sprinklered 13D 5. Schedule B: (O. Wegner) P.Eng (604.579.0110) Structural 6. Schedule B: (P.K.L. Fong) P.Eng (604.837.3205) Geotechnical 7. HPO: Residential Builder- Smallworks Studios and Laneway Housing Inc. | O J ELECTRIC LTD
PP-2023-01495 | 2023-04-27 | 2776 CHEYENNE AVENUE #3, Vancouver, BC V5R 4R6 | Plumbing Permit | Residential | New | Completed | Residential - Install one outside sump without pump >BP: To construct a 1 storey laneway house building with 1 open parking pad, providing a total of 1 parking spaces, having vehicular access from the 20' Lane. | Octiscapes Site Services Ltd
EP-2023-05767 | 2023-06-26 | 1050 GORE AVENUE, Vancouver, BC | Electrical Permit | Commercial | New | Issued | Temporary Power - Commercial - To provide temporary power. | Transpower Construction (1999) Ltd
EP-2023-05514 | 2023-06-22 | 1050 GORE AVENUE, Vancouver, BC | Electrical Permit | Commercial | New | Issued | Installation / Repair - Commercial - Permit is for this work only: Install heat trace to domestic cold water services, incoming combined DCW, chilled water services to fan coils. This work is on P4 up to and including L3 of the new building. Sprinkler by others and anything above L3 by others; electrical connections by others. >BP: Construction of the new St. Paul's Hospital, containing 4 below grade levels below: Parking, Loading Dock, Logistics Areas, Facility Management Offices, Morgue, Central Food Production and End-of-Trip facilities); and 11 above-grade levels: (Hospital Departments and series such as Emergency, Renal Health, Surgery, Mental Health, Maternity, Medical Imaging and Laboratory). Stage I: Construction Below Grade. Revision #1 to Stage I: To revise below grade stairs, corresponding vestibules, and architectural "slab layout plans" - issued July 5/22. Stage II: Levels 1-5 Structure and On Site Civil Work - issued November 7/22. Stage III: Interior fit-out for Levels P4 to Level 3 and Envelope work Levels 1 to 5 - issued February 21/23. Excluding the following: wood elements (exterior canopies and wood roof), combustible interior finishes (interior decorative wood wall finish, wood ceiling finish and wood floors), auditorium (fit out of auditorium and terracing of auditorium), sprinkler valve coordination with fire alarm system, magnetic door lock coordination with fire alarm system, and door hold open coordination with fire alarm system. Stage IV: Full construction (in review) | Artech Electric Ltd
EP-2022-05362 | 2022-06-24 | 1050 GORE AVENUE, Vancouver, BC | Electrical Permit | Commercial | New | Expired | Temporary Power - Commercial - To provide temporary power. | Transpower Construction (1999) Ltd
PP-2022-03751 | 2023-03-23 | 1050 GORE AVENUE, Vancouver, BC | Plumbing Permit | Commercial | New | Issued | Commercial - ****UNDERGROUND **** P4 drains captured in Underground Plumbing Permit PP-2021-04116 Storm, sanitary, drainage and plumbing installation for the New Saint Paul's hospital inclusive of plumbing fixtures, drains and cleanouts. >Construction of the new St. Paul's Hospital, containing 4 levels below grade (parking, loading dock, logistics areas, facility management offices, morgue, central food production and end-of-trip facilities) and 11 above grade levels (hospital departments and series such as emergency, renal health, surgery, mental health, maternity, medical imaging and laboratory). Stage I: construction below grade. Revision #1 (revision to stage I): to revise below grade stairs, corresponding vestibules, and architectural "slab layout plans" (issued July 5/22) Stage II: Levels 1-5 structure and onsite civil work (under review) | Modern Niagara Vancouver Inc
SP-2022-01748 | NULL | 1050 GORE AVENUE, Vancouver, BC | Sprinkler Permit | Commercial | New | Applicant Revisions | Commercial - Construction Fire Safety - Temporary Standpipe >Construction of the new St. Paul's Hospital, containing 4 levels below grade (parking, loading dock, logistics areas, facility management offices, morgue, central food production and end-of-trip facilities) and 11 above grade levels (hospital departments and series such as emergency, renal health, surgery, mental health, maternity, medical imaging and laboratory). Stage I: construction below grade. Revision #1 (revision to stage I): to revise below grade stairs, corresponding vestibules, and architectural "slab layout plans" (issued July 5/22) Stage II: Levels 1-5 structure and onsite civil work (under review) | SFP Streamline Fire Protection Inc
EP-2022-02816 | NULL | 1050 GORE AVENUE, Vancouver, BC | Electrical Permit | Commercial | New | In Review | Installation / Repair - Commercial - Electrical installation for the entire building - the new St. Paul's Hospital, containing 4 below grade levels. >>BP: Construction of the new St. Paul's Hospital, containing 4 below grade levels below: Parking, Loading Dock, Logistics Areas, Facility Management Offices, Morgue, Central Food Production and End-of-Trip facilities); and 11 above-grade levels: (Hospital Departments and series such as Emergency, Renal Health, Surgery, Mental Health, Maternity, Medical Imaging and Laboratory). Stage I: Construction Below Grade. Revision #1 to Stage I: To revise below grade stairs, corresponding vestibules, and architectural "slab layout plans" - issued July 5/22. Stage II: Levels 1-5 Structure and On Site Civil Work - issued November 7/22. Stage III: Interior fit-out for Levels P4 to Level 3 and Envelope work Levels 1 to 5 - issued February 21/23. Excluding the following: wood elements (exterior canopies and wood roof), combustible interior finishes (interior decorative wood wall finish, wood ceiling finish and wood floors), auditorium (fit out of auditorium and terracing of auditorium), sprinkler valve coordination with fire alarm system, magnetic door lock coordination with fire alarm system, and door hold open coordination with fire alarm system. Stage IV: Full construction (issued Aug/3/23) | Plan Group Inc
EP-2022-01648 | 2022-05-05 | 1050 GORE AVENUE, Vancouver, BC | Electrical Permit | Commercial | New | Issued | Interim - Commercial - Underground grounding work and lowest levels rough in installation while waiting for full Electrical permit for this scope of the new Hospital construction, underground and parkade levels. **Amendment September 20, 2022** "Special permission is not required. See uploaded documents. The proposed installation of the HV conductors including the supply service HV conductors (supplied and installed by BC Hydro) meets the intent of CE Code Rule 36-100 2) d). (RE: BULLETIN 2020-007-EL)" >BP: Construction of the new St. Paul's Hospital, containing 4 levels below grade (parking, loading dock, logistics areas, facility management offices, morgue, central food production and end-of-trip facilities) and 11 above grade levels (hospital departments and series such as emergency, renal health, surgery, mental health, maternity, medical imaging and laboratory). Stage I: construction below grade. | Plan Group Inc
NULL | NULL | 1002 STATION STREET, Vancouver, BC V6A 0J7 | Electrical Permit | Commercial | New | Withdrawn | Installation / Repair - Commercial - Underground and below grade work for New St Paul's Hospital | Plan Group Inc
MP-2022-00528 | 2022-11-07 | 1002 STATION STREET, Vancouver, BC V6A 0J7 | Mechanical Permit | NULL | NULL | Issued | NULL | Modern Niagara Vancouver Inc
SP-2022-02104 | 2023-05-26 | 1002 STATION STREET, Vancouver, BC V6A 0J7 | Sprinkler Permit | Commercial | New | Issued | Commercial - ***BELOW GRADE SPRINKLERS - LEVEL P1 PARKING and P1 LOADING BAY AREAS ONLY and P2 PARKING AREAS ONLY*** For all fire suppression system work to the 2019 VBBL; sprinklers to NFPA 13, 2013, standpipe to NFPA 14, 2013, fire pump to NFPA 20, 2013, and alternative solutions by GHL. Site Description: Construction of the new St. Paul's Hospital, containing 4 below grade levels below: Parking, Loading Dock, Logistics Areas, Facility Management Offices, Morgue, Central Food Production and End-of-Trip facilities); and 11 above-grade levels (Hospital Departments and series such as Emergency, Renal Health, Surgery, Mental Health, Maternity, Medical Imaging and Laboratory). THIS IS A CP Project and the CP is Jeff Mitchell of GHL This application does not include any of the following: • Above sprinkler work and below grade sprinkler work (P2, P3, P4) • Heliport fire suppression system Related Permits: • SP-2023-02104 - Below Grade Sprinklers • SP-2023-00342 - Above Grade Sprinklers (L1 to L3 only) • SP-2023-00594 - Construction Standpipe Notes: • Fire suppression system engineer of record Keith Trulson of Introba (formally Integral Group). E: keith.trulson@introba.com T: 604.687.1800 x 2067 • One set of approved drawings and permit to be available for viewing at the jobsite. • Separate permit(s) and documents required for above grade sprinklers and below grade sprinkler work (P2, P3, P4) and final standpipe design. • Construction Standpipe to Bulletin 2017-003-BU/FI, VBBL, NFPA 14, and VFBL. • Maintain Fire Department Access at all times • Provide directional signage to direct the Fire Department to the location of the temporary Fire Department Connection • Signage wording and locations to be update as the site changes • Coordinated with the Vancouver Fire and Rescue Services (VFRS) • Separate documents and application are required for the tenant improvements. • Permit amendment required for P2, P3, and P4 | SFP Streamline Fire Protection Inc
PP-2023-01913 | 2023-08-17 | 1002 STATION STREET, Vancouver, BC V6A 0J7 | Plumbing Permit | Commercial | New | Issued | Commercial - Storm, sanitary, drainage and plumbing installation for the New Saint Paul's hospital inclusive of plumbing fixtures, drains and cleanouts for Levels 4-11 and Roof. ****UNDERGROUND **** Underground Plumbing Permit PP-2021-04116 ****Parkade Areas**** Plumbing Permit PP-2022-03751. ****Levels 1, 2 and 3**** Plumbing Permit PP-2023-01477 Construction of the new St. Paul's Hospital, containing 4 below grade levels below: Parking, Loading Dock, Logistics Areas, Facility Management Offices, Morgue, Central Food Production and End-of-Trip facilities); and 11 above-grade levels: (Hospital Departments and series such as Emergency, Renal Health, Surgery, Mental Health, Maternity, Medical Imaging and Laboratory). >BP: Construction of the new St. Paul's Hospital, containing 4 below grade levels below: Parking, Loading Dock, Logistics Areas, Facility Management Offices, Morgue, Central Food Production and End-of-Trip facilities); and 11 above-grade levels: (Hospital Departments and series such as Emergency, Renal Health, Surgery, Mental Health, Maternity, Medical Imaging and Laboratory). Stage I: Construction Below Grade. Revision #1 to Stage I: To revise below grade stairs, corresponding vestibules, and architectural "slab layout plans" - issued July 5/22. Stage II: Levels 1-5 Structure and On Site Civil Work - issued November 7/22. Stage III: Interior fit-out for Levels P4 to Level 3 and Envelope work Levels 1 to 5 - issued February 21/23. Stage IV: Full construction (in review) | Modern Niagara Vancouver Inc
PP-2023-03014 | NULL | 1002 STATION STREET, Vancouver, BC V6A 0J7 | Plumbing Permit | Commercial | New | Draft | Commercial - Underground water main, storm, and sanitary service installations. | PCL CONSTRUCTORS WESTCOAST INC
PP-2023-01477 | 2023-07-25 | 1002 STATION STREET, Vancouver, BC V6A 0J7 | Plumbing Permit | Commercial | New | Issued | Commercial - Storm, sanitary, drainage and plumbing installation for the New Saint Paul's hospital inclusive of plumbing fixtures, drains and cleanouts for Levels 1, 2 and 3. ****UNDERGROUND **** P4 drains captured in Underground Plumbing Permit PP-2021-04116 ****Parkade Areas**** P1-P4 drains, cleanouts and fixtures captured in Plumbing Permit PP-2022-03751. Construction of the new St. Paul's Hospital, containing 4 below grade levels below: Parking, Loading Dock, Logistics Areas, Facility Management Offices, Morgue, Central Food Production and End-of-Trip facilities); and 11 above-grade levels: (Hospital Departments and series such as Emergency, Renal Health, Surgery, Mental Health, Maternity, Medical Imaging and Laboratory). Stage I: Construction Below Grade. Revision #1 to Stage I: To revise below grade stairs, corresponding vestibules, and architectural "slab layout plans" - issued July 5/22. Stage II: Levels 1-5 Structure and On Site Civil Work - issued November 7/22. Stage III: Interior fit-out for Levels P4 to Level 3 and Envelope work Levels 1 to 5 - issued February 21/23. >BP: Construction of the new St. Paul's Hospital, containing 4 below grade levels below: Parking, Loading Dock, Logistics Areas, Facility Management Offices, Morgue, Central Food Production and End-of-Trip facilities); and 11 above-grade levels: (Hospital Departments and series such as Emergency, Renal Health, Surgery, Mental Health, Maternity, Medical Imaging and Laboratory). Stage I: Construction Below Grade. Revision #1 to Stage I: To revise below grade stairs, corresponding vestibules, and architectural "slab layout plans" - issued July 5/22. Stage II: Levels 1-5 Structure and On Site Civil Work - issued November 7/22. Stage III: Interior fit-out for Levels P4 to Level 3 and Envelope work Levels 1 to 5 - issued February 21/23. | Modern Niagara Vancouver Inc
EP-2022-09084 | 2022-10-26 | 3291 E 27TH AVENUE, Vancouver, BC V5R 1P5 | Electrical Permit | Residential | New | Completed | Installation / Repair - Residential - New construction laneway Upgrade existing service to 200A duplex meter base 125A - Laneway main switch 100A - Main house switch Electrical rough-wire and finishing Underground tek >BP: To construct a 2 storey laneway house building ($197,895) with an open parking pad, providing 1 parking space, having vehicular access from the lane. Note: This is a 1 ½ storey building pursuant to the Zoning & Development By-law Note: Bldg 1 (principal bldg) addressed 3291 E 27th Ave retained on site. 1. No A/C unit proposed 2. Schedule B: Md. Shahidul Alam P. Eng (604) 653-7475 Structural & Geotechnical 3. HPO: Residential Builder- Metro-City Project Inc. 4. Entire Building to have NFPA 13-D ****ALL PROJECT COORDINATOR NOTES HAS BEEN ACCEPTED BY THE APPLICANT**** ******THIS PERMIT HAS BEEN ISSUED UNDER THE REQUIREMENTS OF VBBL #12511 (2019)****** Electrical low voltage rough-wire only Space heating EVC | AMTEK Electric Ltd
SP-2022-01704 | 2022-10-17 | 3291 E 27TH AVENUE, Vancouver, BC V5R 1P5 | Sprinkler Permit | Residential | New | Completed | Residential - Install sprinklers in LWH >To construct a 2 storey laneway house building ($197,895) with an open parking pad, providing 1 parking space, having vehicular access from the lane. Note: This is a 1 ½ storey building pursuant to the Zoning & Development By-law Note: Bldg 1 (principal bldg) addressed 3291 E 27th Ave retained on site. 1. No A/C unit proposed 2. Schedule B: Md. Shahidul Alam P. Eng (604) 653-7475 Structural & Geotechnical 3. HPO: Residential Builder- Metro-City Project Inc. 4. Entire Building to have NFPA 13-D ****ALL PROJECT COORDINATOR NOTES HAS BEEN ACCEPTED BY THE APPLICANT**** ******THIS PERMIT HAS BEEN ISSUED UNDER THE REQUIREMENTS OF VBBL #12511 (2019)****** | Gold Key Fire Protection Ltd
PP-2022-03008 | 2022-08-29 | 3291 E 27TH AVENUE, Vancouver, BC V5R 1P5 | Plumbing Permit | Residential | New | Completed | Residential - New plumbing for laneway >BP: To construct a 2 storey laneway house building ($197,895) with an open parking pad, providing 1 parking space, having vehicular access from the lane. Note: This is a 1 ½ storey building pursuant to the Zoning & Development By-law Note: Bldg 1 (principal bldg) addressed 3291 E 27th Ave retained on site. 1. No A/C unit proposed 2. Schedule B: Md. Shahidul Alam P. Eng (604) 653-7475 Structural & Geotechnical 3. HPO: Residential Builder- Metro-City Project Inc. 4. Entire Building to have NFPA 13-D | AKAL Plumbing & Heating Ltd
MP-2022-00116 | 2022-08-17 | 2238 W 47TH AVENUE, Vancouver, BC V6M 2Z3 | Mechanical Permit | NULL | NULL | Completed | NULL | AKAL Plumbing & Heating Ltd
GP-2022-02392 | 2022-08-16 | 2238 W 47TH AVENUE, Vancouver, BC V6M 2Z3 | Gas Permit | Residential | New | Completed | Residential - This is a new laneway house with 1 appliance >BP: To construct a 2 storey laneway house building ($192,210) having access from the 20' Lane. | AKAL Plumbing & Heating Ltd
SP-2022-01588 | 2022-09-29 | 2238 W 47TH AVENUE, Vancouver, BC V6M 2Z3 | Sprinkler Permit | Residential | New | Completed | Residential - New Sprinkler System for: >BP: To construct a 2 storey laneway house building ($192,210) having access from the 20' Lane. Note: This is a 1 ½ storey building pursuant to the Zoning & Development By-law. 1. Covenant registered at the Land Title Office under CA9276505 2. No Strata Titling permitted 3. No A/C Unit proposed 4. Entire building to be sprinklered 13D ** 5. Schedule B: (Md. Shahidul Alam) P.Eng (604.653.7475) Structural 6. Schedule B: (Md. Shahidul Alam) P.Eng (604.653.7475) Geotechnical 7. HPO: Residential Builder- Metro-City Projects Inc. 8. | Gold Key Fire Protection Ltd
PP-2022-02513 | 2022-07-19 | 2238 W 47TH AVENUE, Vancouver, BC V6M 2Z3 | Plumbing Permit | Residential | New | Completed | Residential - Storm and sanitary connections for new Laneway | Canstar Excavating & Landscaping Ltd
PP-2022-02425 | 2022-07-15 | 2238 W 47TH AVENUE, Vancouver, BC V6M 2Z3 | Plumbing Permit | Residential | New | Completed | Residential - This is a new laneway house with 9 fixtures To construct a 2 storey laneway house building ($192,210) having access from the 20' Lane. Note: This is a 1 ½ storey building pursuant to the Zoning & Development By-law. 1. Covenant registered at the Land Title Office under CA9276505 2. No Strata Titling permitted 3. No A/C Unit proposed 4. Entire building to be sprinklered 13D 5. Schedule B: (Md. Shahidul Alam) P.Eng (604.653.7475) Structural 6. Schedule B: (Md. Shahidul Alam) P.Eng (604.653.7475) Geotechnical 7. HPO: Residential Builder- Metro-City Projects Inc. | AKAL Plumbing & Heating Ltd
EP-2022-08664 | 2022-10-14 | 2238 W 47TH AVENUE, Vancouver, BC V6M 2Z3 | Electrical Permit | Residential | New | Completed | Installation / Repair - Residential - New construction laneway Upgrade existing service to 200A duplex meter base 125A - Laneway main switch 125A - Main house switch Electrical rough-wire and finishing Underground tek Electrical low voltage rough-wire only EVC | AMTEK Electric Ltd
PP-2022-03527 | 2022-10-11 | 4192 PRINCE EDWARD STREET #3, Vancouver, BC V5V 3Y6 | Plumbing Permit | Residential | New | Completed | Residential - New Plumbing for: >BP: To construct a 2 storey laneway house building with crawl space ($195,982.50) with an open parking pad, providing 1 parking space, having vehicular access from the lane. Note: This is a 1 ½ storey building pursuant to the Zoning & Development By-law Note: Bldg 1 (principal bldg) addressed 4192 Prince Edward St retained on site. 1. No A/C unit proposed 2. Schedule B: PETER YEE P Eng. (604-255-3868.) Structural & Geotechnical 3. HPO: Residential Builder - Zorawer Sandhar # 39940 4. Entire Building to have NFPA 13-D | Bison Plumbing & Heating Ltd
EP-2022-09142 | 2022-10-27 | 4192 PRINCE EDWARD STREET #3, Vancouver, BC V5V 3Y6 | Electrical Permit | Residential | New | Completed | Installation / Repair - Residential - Security alarm, tv cables, telephone and door chime >BP: To construct a 2 storey laneway house building with crawl space ($195,982.50) with an open parking pad, providing 1 parking space, having vehicular access from the lane. Note: This is a 1 ½ storey building pursuant to the Zoning & Development By-law Note: Bldg 1 (principal bldg) addressed 4192 Prince Edward St retained on site. 1. No A/C unit proposed 2. Schedule B: PETER YEE P Eng. (604-255-3868.) Structural & Geotechnical 3. HPO: Residential Builder - Zorawer Sandhar # 39940 4. Entire Building to have NFPA 13-D Note: As a result of the addition of a laneway house, the main house / principal dwelling will be assigned suite numbers and the site will be as follows: #1-4192 Prince Edward St - Principal Dwelling #2-4192 Prince Edward St - Secondary Suite ****ALL PROJECT COORINATOR NOTES HAS BEEN ACCEPTED BY THE APPLICANT**** ******THIS PERMIT HAS BEEN ISSUED UNDER THE REQUIREMENTS OF VBBL #12511 (2019)****** | A B L SECURITY SYSTEMS LTD.
EP-2022-09271 | 2022-11-04 | 4192 PRINCE EDWARD STREET #3, Vancouver, BC V5V 3Y6 | Electrical Permit | Residential | New | Completed | Installation / Repair - Residential - LWH - #3 - laneway >DB: To construct a 2 storey laneway house building with crawl space with an open parking pad, providing 1 parking space, having vehicular access from the lane. Note: This is a 1 ½ storey building pursuant to the Zoning & Development By-law Note: Bldg 1 (principal bldg) addressed 4192 Prince Edward St retained on site. 1. No A/C unit proposed 4. Entire Building to have NFPA 13-D | Kraftsman Electric Ltd
SP-2022-01805 | 2022-11-01 | 4192 PRINCE EDWARD STREET #3, Vancouver, BC V5V 3Y6 | Sprinkler Permit | Residential | New | Completed | Residential - Install sprinklers in lwh >BP: To construct a 2 storey laneway house building with crawl space ($195,982.50) with an open parking pad, providing 1 parking space, having vehicular access from the lane. Note: This is a 1 ½ storey building pursuant to the Zoning & Development By-law Note: Bldg 1 (principal bldg) addressed 4192 Prince Edward St retained on site. 1. No A/C unit proposed 2. Schedule B: PETER YEE P Eng. (604-255-3868.) Structural & Geotechnical 3. HPO: Residential Builder - Zorawer Sandhar # 39940 4. Entire Building to have NFPA 13-D ******THIS PERMIT HAS BEEN ISSUED UNDER THE REQUIREMENTS OF VBBL #12511 (2019)****** | Gold Key Fire Protection Ltd
PP-2022-02775 | 2022-08-10 | 4192 PRINCE EDWARD STREET #3, Vancouver, BC V5V 3Y6 | Plumbing Permit | Residential | New | Completed | Residential - LWH - #3 - Laneway house 1 OS & 1 OSP To construct a 2 storey laneway house building with crawl space with an open parking pad, providing 1 parking space, having vehicular access from the lane. Note: This is a 1 ½ storey building pursuant to the Zoning & Development By-law Note: Bldg 1 (principal bldg) addressed 4192 Prince Edward St retained on site. 1. No A/C unit proposed | East West Excavating Ltd
GP-2022-02687 | 2022-09-09 | 4192 PRINCE EDWARD STREET #3, Vancouver, BC V5V 3Y6 | Gas Permit | Residential | New | Completed | Residential - LWH to install 1 water heater 1 range >DB: To construct a 2 storey laneway house building with crawl space with an open parking pad, providing 1 parking space, having vehicular access from the lane. Note: This is a 1 ½ storey building pursuant to the Zoning & Development By-law Note: Bldg 1 (principal bldg) addressed 4192 Prince Edward St retained on site. 1. No A/C unit proposed | Symbolistic Heating Ltd
EP-2023-00396 | 2023-01-25 | 3116 E 8TH AVENUE #3, Vancouver, BC V5M 1X6 | Electrical Permit | Residential | New | Completed | Installation / Repair - Residential - rough wiring, finishing and service of new LWH main service ; 200 amps lwh; 125 amps main house; 125 amps <BP: To construct a 2 storey laneway house building ($165,995) and 1 open parking pad, having vehicular access from the 20' Lane. Note: The entire building, INCLUDING THE ATTACHED GARAGE (if applicable), to be sprinklered to NFPA 13D Note: This is a 1 ½ storey building pursuant to the Zoning & Development By-law. 1. Covenant registered at the Land Title Office under CA9764157 2. No Strata Titling permitted 3. No A/C Unit proposed 4. Schedule B: (S.N. Biswas) P.Eng (604.250.8666) Structural & Geotechnical 5. HPO: Residential Builder- MOM Homes Inc | OPTIMUM ELECTRICAL LTD
SP-2023-00639 | 2023-04-13 | 3116 E 8TH AVENUE #3, Vancouver, BC V5M 1X6 | Sprinkler Permit | Residential | New | Completed | Residential - LWH WITH NEW SPRINKLERS >BP: To construct a 2 storey laneway house building and 1 open parking pad, having vehicular access from the 20' Lane. Note: The entire building, INCLUDING THE ATTACHED GARAGE (if applicable), to be sprinklered to NFPA 13D Note: This is a 1 ½ storey building pursuant to the Zoning & Development By-law. 1. Covenant registered at the Land Title Office under CA9764157 2. No Strata Titling permitted 3. No A/C Unit proposed 4. Schedule B: (S.N. Biswas) P.Eng (604.250.8666) Structural & Geotechnical 5. HPO: Residential Builder- MOM Homes Inc | BC Fire Sprinklers Ltd
EP-2023-03090 | 2023-04-11 | 3116 E 8TH AVENUE #3, Vancouver, BC V5M 1X6 | Electrical Permit | Residential | New | Completed | Installation / Repair - Residential - Low Voltage Roughing and Finishing, data, cable and alarm >BP: To construct a 2 storey laneway house building ($165,995) and 1 open parking pad, having vehicular access from the 20' Lane. Note: The entire building, INCLUDING THE ATTACHED GARAGE (if applicable), to be sprinklered to NFPA 13D Note: This is a 1 ½ storey building pursuant to the Zoning & Development By-law. 1. Covenant registered at the Land Title Office under CA9764157 2. No Strata Titling permitted 3. No A/C Unit proposed 4. Schedule B: (S.N. Biswas) P.Eng (604.250.8666) Structural & Geotechnical 5. HPO: Residential Builder- MOM Homes Inc NOTE: To achieve the required FSR. A floor space exclusion of 3% has been applied to this application as per section 11.24.18 of the district schedule, to accommodate improved building performance. NOTE: Information regarding the principal building on the survey and site plan is for reference only. Any discrepancy between information regarding the principal building on the survey and/or site plan and approved permit drawings for the principal building are neither approved nor authorized under this laneway house permit. *NEW HOUSE* Note: See DB-2021-06089 for Bldg 1 on site (principal bldg) addressed #1-3116 E 8th Av **THIS PERMIT HAS BEEN ISSUED UNDER THE REQUIREMENTS OF VBBL #12511 (2019) ** | Cruz Security Inc
PP-2023-00629 | 2023-02-22 | 3116 E 8TH AVENUE #3, Vancouver, BC V5M 1X6 | Plumbing Permit | Residential | New | Completed | Residential - Laneway House Plumbing >BP: To construct a 2 storey laneway house building and 1 open parking pad, having vehicular access from the 20' Lane. Note: The entire building, INCLUDING THE ATTACHED GARAGE (if applicable), to be sprinklered to NFPA 13D Note: This is a 1 ½ storey building pursuant to the Zoning & Development By-law. 1. Covenant registered at the Land Title Office under CA9764157 2. No Strata Titling permitted 3. No A/C Unit proposed 4. Schedule B: (S.N. Biswas) P.Eng (604.250.8666) Structural & Geotechnical 5. HPO: Residential Builder- MOM Homes Inc | GOODWILL PLUMBING & HEATING LTD
SP-2023-00612 | 2023-04-11 | 660 E 52ND AVENUE #3, Vancouver, BC V5X 1G9 | Sprinkler Permit | Residential | New | Completed | Residential - LWH - #3 - NEW SPRINKLER INSTALLATION The entire building, INCLUDING THE ATTACHED GARAGE (if applicable), to be sprinklered to NFPA 13D. >DB: To construct a 2 storey laneway house building with an open parking pad, providing 1 parking space, having vehicular access from the lane. Note: This is a 1 ½ storey building pursuant to the Zoning & Development By-law 1. Covenant registered at the Land Title Office under CA9693045 2. No Strata Titling permitted 3. No A/C unit proposed | Real Tech Fire Protection Ltd
EP-2023-03175 | 2023-04-13 | 660 E 52ND AVENUE #3, Vancouver, BC V5X 1G9 | Electrical Permit | Residential | New | Completed | Installation / Repair - Residential - Rough wiring of security alarm, tv, tel and completion of security alarm. >BP: To construct a 2 storey laneway house building ($164,700) with an open parking pad, providing 1 parking space, having vehicular access from the lane. Note: This is a 1 ½ storey building pursuant to the Zoning & Development By-law 1. Covenant registered at the Land Title Office under CA9693045 2. No Strata Titling permitted 3. No A/C unit proposed 4. Schedule B: Md. Shahidul Alam P.Eng (604.653.7475) Structural & Geotechnical 5. HPO: Residential Builder- Hi-Beam Properties Ltd ******THIS PERMIT HAS BEEN ISSUED UNDER THE REQUIREMENTS OF VBBL #12511 (2019)****** | Supersonic Security System Inc.
PP-2023-01140 | 2023-04-03 | 660 E 52ND AVENUE #3, Vancouver, BC V5X 1G9 | Plumbing Permit | Residential | New | Completed | Residential - Plumbing for new lanway house >BP: To construct a 2 storey laneway house building with an open parking pad, providing 1 parking space, having vehicular access from the lane. Note: This is a 1 ½ storey building pursuant to the Zoning & Development By-law 1. Covenant registered at the Land Title Office under CA9693045 2. No Strata Titling permitted 3. No A/C unit proposed 4. Schedule B: Md. Shahidul Alam P.Eng (604.653.7475) Structural & Geotechnical 5. HPO: Residential Builder- Hi-Beam Properties Ltd | Rain Coast Plumbing & Heating Ltd
GP-2023-01468 | 2023-05-08 | 660 E 52ND AVENUE #3, Vancouver, BC V5X 1G9 | Gas Permit | Residential | New | Completed | Residential - Gas for lanway house >BP: To construct a 2 storey laneway house building with an open parking pad, providing 1 parking space, having vehicular access from the lane. Note: This is a 1 ½ storey building pursuant to the Zoning & Development By-law 1. Covenant registered at the Land Title Office under CA9693045 2. No Strata Titling permitted 3. No A/C unit proposed 4. Schedule B: Md. Shahidul Alam P.Eng (604.653.7475) Structural & Geotechnical 5. HPO: Residential Builder- Hi-Beam Properties Ltd | Rain Coast Plumbing & Heating Ltd
NULL | NULL | 660 E 52ND AVENUE #3, Vancouver, BC V5X 1G9 | Mechanical Permit | NULL | NULL | Draft | NULL | Power Frost AC & Heating Ltd
EP-2022-10712 | 2023-01-03 | 660 E 52ND AVENUE #3, Vancouver, BC V5X 1G9 | Electrical Permit | Residential | New | Completed | Installation / Repair - Residential - Complete wiring and finishing of Laneway house *Main service-400 amp Main house 1-660 meter-125 amp *Legal suite 2-660 meter-60 amp Laneway 3-660 meter-100 amp *Mar 09, 2023 Work Description + Service Details Amended: Main service-200 amp House Meter -125 amps Legal suite meter-60 amps Laneway meter-100 amps | SUNSTONE ELECTRIC LTD
PP-2022-04015 | 2022-11-07 | 660 E 52ND AVENUE #3, Vancouver, BC V5X 1G9 | Plumbing Permit | Residential | New | Completed | Residential - sumps | Swift Site Services Ltd
PP-2022-04140 | 2022-11-17 | 670 E 52ND AVENUE, Vancouver, BC | Plumbing Permit | Residential | New | Completed | Residential - Plumbing for new Duplex house >BP: To construct a two-storey two-family dwelling with two secondary suites ($704,450) located in the basement, with a detached accessory building (garage) at the rear providing 2 parking spaces, having vehicular access from the lane. 1. Covenant registered at the Land Title Office under CA9809661 2. No strata titling permitted 3. A/C units proposed in rear yard 4. No Bar sinks proposed 5. Schedule B: Md. Shahidul Alam (604.653.7475) Structural & Geotechnical 6. HPO: Residential Builder - Hi-Beam Builders Ltd ******THIS PERMIT HAS BEEN ISSUED UNDER THE REQUIREMENTS OF VBBL #12511 (2019)****** | Rain Coast Plumbing & Heating Ltd
PP-2022-03540 | 2022-10-05 | 670 E 52ND AVENUE, Vancouver, BC | Plumbing Permit | Residential | New | Completed | Residential - SUMPS NOTE: Engineering Assurance letter will be submitted to the Plumbing Inspector on the site. Letter shall conform to the requirements of Vancouver Bulletin 2000-008-EL/PL. | Swift Site Services Ltd
EP-2022-10721 | 2023-01-03 | 670 E 52ND AVENUE, Vancouver, BC | Electrical Permit | Residential | New | Completed | Installation / Repair - Residential - Complete wiring and finishing. Main service-400 amp Unit 1-670 meter-125 amp Unit 2-670 meter-100 amp Unit 1-672 meter-125 amp Unit 2-672 meter-100 amp >BP: To construct a two-storey two-family dwelling with two secondary suites ($704,450) located in the basement, with a detached accessory building (garage) at the rear providing 2 parking spaces, having vehicular access from the lane. 1. Covenant registered at the Land Title Office under CA9809661 2. No strata titling permitted 3. A/C units proposed in rear yard 4. No Bar sinks proposed 5. Schedule B: Md. Shahidul Alam (604.653.7475) Structural & Geotechnical 6. HPO: Residential Builder - Hi-Beam Builders Ltd ******THIS PERMIT HAS BEEN ISSUED UNDER THE REQUIREMENTS OF VBBL #12511 (2019)****** *Mar 21, 2023 Amendment: -DCC 12 provided for 3 parking spaces -Change service amps 400 to 200 amps Main service-200 amps 1-670 Unit meter-100 amps 2-670 Unit meter-60 amps 1-672 Unit meter-100 amps 2-672 Unit meter-60 amps | SUNSTONE ELECTRIC LTD
GP-2023-00020 | 2023-01-04 | 670 E 52ND AVENUE, Vancouver, BC | Gas Permit | Residential | New | Completed | Residential - To install 2 range 2 BBQ There is pipping for 2 BBQ This is duplex house each has 1 range 1 BBQ >BP: To construct a two-storey two-family dwelling with two secondary suites located in the basement, with a detached accessory building (garage) at the rear providing 2 parking spaces, having vehicular access from the lane. 1. Covenant registered at the Land Title Office under CA9809661 2. No strata titling permitted 3. A/C units proposed in rear yard 4. No Bar sinks proposed 5. Schedule B: Md. Shahidul Alam (604.653.7475) Structural & Geotechnical 6. HPO: Residential Builder - Hi-Beam Builders Ltd | JOT MECHANICAL LTD
EP-2023-00052 | 2023-01-04 | 670 E 52ND AVENUE, Vancouver, BC | Electrical Permit | Residential | New | Completed | Installation / Repair - Residential - rough wiring of security alarm, tv, tel, and completion of security alarm >BP: To construct a two-storey two-family dwelling with two secondary suites ($704,450) located in the basement, with a detached accessory building (garage) at the rear providing 2 parking spaces, having vehicular access from the lane. 1. Covenant registered at the Land Title Office under CA9809661 2. No strata titling permitted 3. A/C units proposed in rear yard 4. No Bar sinks proposed 5. Schedule B: Md. Shahidul Alam (604.653.7475) Structural & Geotechnical 6. HPO: Residential Builder - Hi-Beam Builders Ltd ******THIS PERMIT HAS BEEN ISSUED UNDER THE REQUIREMENTS OF VBBL #12511 (2019)****** | Supersonic Security System Inc.
MP-2022-00602 | 2022-11-23 | 670 E 52ND AVENUE, Vancouver, BC | Mechanical Permit | NULL | NULL | Completed | NULL | Rain Coast Plumbing & Heating Ltd
MP-2023-00238 | 2023-02-24 | 670 E 52ND AVENUE, Vancouver, BC | Mechanical Permit | NULL | NULL | Completed | NULL | Power Frost AC & Heating Ltd
MP-2023-00237 | 2023-02-24 | 672 E 52ND AVENUE, Vancouver, BC | Mechanical Permit | NULL | NULL | Completed | NULL | Power Frost AC & Heating Ltd
SP-2023-00077 | 2023-01-16 | 672 E 52ND AVENUE, Vancouver, BC | Sprinkler Permit | Residential | New | Completed | Residential - 2FD+2SS - FRONT - 670 E 52ND AV - #1 & #2 BACK - 672 E 52ND AV - #1 & #2 NEW SPRINKLER INSTALLATION To construct a two-storey two-family dwelling with two secondary suites located in the basement, with a detached accessory building (garage) at the rear providing 2 parking spaces, having vehicular access from the lane. 1. Covenant registered at the Land Title Office under CA9809661 2. No strata titling permitted 3. A/C units proposed in rear yard 4. No Bar sinks proposed | Real Tech Fire Protection Ltd
GP-2022-02480 | NULL | 440 E 37TH AVENUE, Vancouver, BC | Gas Permit | Residential | New | Withdrawn | Residential - New construction Note: fireplaces are piping only | BD Plumbing
GP-2022-03213 | 2022-10-20 | 4341 WINDSOR STREET, Vancouver, BC | Gas Permit | Residential | New | Completed | Residential - 2FD - FRONT - 4343 WINDSOR ST BACK - 4341 WINDSOR ST Install boiler and gas range fireplaces and bbq piping only To construct a two-storey two-family dwelling with a detached accessory building (garage) at the rear providing 2 parking spaces, having vehicular access from the lane. Note: This is a 2 storey building pursuant to the Zoning and Development By-Law 1. A/C units proposed in rear yard 2. No Bar sinks proposed | JOT MECHANICAL LTD
GP-2022-03536 | 2022-11-15 | 6220 LARCH STREET, Vancouver, BC V6M 4E7 | Gas Permit | Residential | New | Completed | Residential - To install boiler; range ; fireplace and BBQ There is pipping for fireplace and BBQ >BP: To construct a 2 storey + basement one-family dwelling with a secondary suite located in the basement with a attached garage to LWH and one open parking pad, at the rear providing 2 parking spaces, having vehicular access from the lane. This is a 2 storey building pursuant to the Zoning and Development By-Law 1- Covenant registered at the Land Title Office under CA9322009 2- No strata titling permitted. 3- Bar sink proposed in main floor. 4- NO A/C unit proposed. 5- Schedule B: Yatendra Kumar Sharma P.Eng (778.863.7076) Structural 6- Schedule B: Zhao Guan P.Eng (778.868.5635) Geotechnical 7- HPO: 0825886 BC Ltd Building 1 #1-6220 Larch St - One Family Dwelling (1st-2nd floor, west side basement) #2-6220 Larch St - Secondary Suite (east side basement) Address and suite numbers assigned as per approved plans for Fire and Emergency response. The address number is to be posted to the building to be visible from the street and the suite numbers are to be posted at the suite entries in accordance with the Building By-law prior to final inspection. ******THIS PERMIT HAS BEEN ISSUED UNDER THE REQUIREMENTS OF VBBL #12511 (2019)****** Combustible projections or roof soffits on an exposing building face shall not project to less than .45m from the property line and shall be in compliance with VBBL 2019 9.10.15.5.(9) The entire building, to be sprinklered to NFPA 13D. ******THIS PERMIT HAS BEEN ISSUED UNDER THE REQUIREMENTS OF VBBL #12511 (2019)****** | JOT MECHANICAL LTD
EP-2022-09737 | 2022-11-17 | 6220 LARCH STREET, Vancouver, BC V6M 4E7 | Electrical Permit | Residential | New | Completed | Installation / Repair - Residential - cable, internet, tel, vacuum, intercom, speakers, alarm prewire, camera wiring | PLANET SMART HOMES LTD.
SP-2022-02020 | 2022-12-05 | 6220 LARCH STREET, Vancouver, BC V6M 4E7 | Sprinkler Permit | Residential | New | Completed | Residential - new sprinkler system >BP: To construct a 2 storey + basement one-family dwelling with a secondary suite located in the basement with a attached garage to LWH and one open parking pad, at the rear providing 2 parking spaces, having vehicular access from the lane. This is a 2 storey building pursuant to the Zoning and Development By-Law 1- Covenant registered at the Land Title Office under CA9322009 2- No strata titling permitted. 3- Bar sink proposed in main floor. 4- NO A/C unit proposed. 5- Schedule B: Yatendra Kumar Sharma P.Eng (778.863.7076) Structural 6- Schedule B: Zhao Guan P.Eng (778.868.5635) Geotechnical 7- HPO: 0825886 BC Ltd ******THIS PERMIT HAS BEEN ISSUED UNDER THE REQUIREMENTS OF VBBL #12511 (2019)****** Combustible projections or roof soffits on an exposing building face shall not project to less than .45m from the property line and shall be in compliance with VBBL 2019 9.10.15.5.(9) The entire building, to be sprinklered to NFPA 13D. ******THIS PERMIT HAS BEEN ISSUED UNDER THE REQUIREMENTS OF VBBL #12511 (2019)****** | Haven Fire Protection Ltd
EP-2022-07617 | 2022-09-13 | 6220 LARCH STREET, Vancouver, BC V6M 4E7 | Electrical Permit | Residential | New | Completed | Installation / Repair - Residential - 1FD+SS - #1 & #2 - New house wiring and finishing, main consumer's service 200 amp and 125 amp for house service and 125 amp for laneway service. >DB: To construct a 2 storey + basement one-family dwelling with a secondary suite located in the basement with a attached garage to LWH and one open parking pad, at the rear providing 2 parking spaces, having vehicular access from the lane. This is a 2 storey building pursuant to the Zoning and Development By-Law 1- Covenant registered at the Land Title Office under CA9322009 2- No strata titling permitted. 3- Bar sink proposed in main floor. 4- NO A/C unit proposed. | DHESI ELECTRICAL LTD.
PP-2022-03245 | 2022-09-16 | 6220 LARCH STREET, Vancouver, BC V6M 4E7 | Plumbing Permit | Residential | New | Completed | Residential - SUMPS | Metro Contracting Ltd
PP-2023-01468 | 2023-04-26 | 6220 LARCH STREET, Vancouver, BC V6M 4E7 | Plumbing Permit | Residential | New | Completed | Residential - 1FD+SS - New Irrigation Install | Bluewater Mechanical Ltd
EP-2022-07620 | 2022-09-13 | 6220 LARCH STREET #3, Vancouver, BC V6M 4E7 | Electrical Permit | Residential | New | Completed | Installation / Repair - Residential - LWH - #3 - New laneway house wiring and finishing, main consumer's service 200 amp and 125 amp for house service and 125 amp for laneway service. >DB: To construct a 2 storey laneway house building with an attached garage and 1 open parking pad, providing a total of 2 parking spaces, having vehicular access from the lane. This is a 1 ½ storey building pursuant to the Zoning & Development By-law 1- Covenant registered at the Land Title Office under CA9322009 2- No strata titling permitted. 3- NO A/C unit proposed. | DHESI ELECTRICAL LTD.
EP-2022-09738 | 2022-11-17 | 6220 LARCH STREET #3, Vancouver, BC V6M 4E7 | Electrical Permit | Residential | New | Completed | Installation / Repair - Residential - cable, internet, tel, alarm prewire, camera wiring, doorbell | PLANET SMART HOMES LTD.
SP-2022-01892 | 2022-11-14 | 6220 LARCH STREET #3, Vancouver, BC V6M 4E7 | Sprinkler Permit | Residential | New | Completed | Residential - new sprinkler system To construct a 2 storey laneway house building with an attached garage and 1 open parking pad, providing a total of 2 parking spaces, having vehicular access from the lane. This is a 1 ½ storey building pursuant to the Zoning & Development By-law 1- Covenant registered at the Land Title Office under CA9322009 2- No strata titling permitted. 3- NO A/C unit proposed. 4- Schedule B: Yatendra Kumar Sharma P.Eng (778.863.7076) Structural 5- Schedule B: Zhao Guan P.Eng (778.868.5635) Geotechnical 6- HPO: 0825886 BC Ltd | Haven Fire Protection Ltd
PP-2022-03752 | 2022-10-19 | 6220 LARCH STREET #3, Vancouver, BC V6M 4E7 | Plumbing Permit | Residential | New | Completed | Residential - New Plumbing for : >BP: To construct a 2 storey laneway house building with an attached garage and 1 open parking pad, providing a total of 2 parking spaces, having vehicular access from the lane. | Rain Coast Plumbing & Heating Ltd
EP-2023-10795 | 2023-12-01 | 6210 LARCH STREET, Vancouver, BC V6M 4E7 | Electrical Permit | Residential | New | Issued | Installation / Repair - Residential - Alarm system, tv data tel Wiring, Camera System and Doorbells. >BP: To construct a 2 storey + basement one-family dwelling with a secondary suite located in the basement with an attached garage to LWH and open parking pad , at the rear providing 2 parking spaces, having vehicular access from the lane. Note: This is a 2 storey building pursuant to the Zoning and Development By-Law 1- Covenant registered at the Land Title Office under CB352536 2- Bar sink proposed in main floor 3- A/C unit proposed in rear yard 4- Schedule B: Yatendra Kumar Sharma P.Eng (778.863.7076) Structural 5- Schedule B: Zhao Guan P.Eng (778.868.5635) Geotechnical 6- HPO: Arjan Holdings Ltd. | Westend Sound And Security Inc.
SP-2023-02198 | 2023-12-06 | 6210 LARCH STREET, Vancouver, BC V6M 4E7 | Sprinkler Permit | Residential | New | Issued | Residential - Install sprinklers in SFD >BP: To construct a 2 storey + basement one-family dwelling with a secondary suite located in the basement with an attached garage to LWH and open parking pad , at the rear providing 2 parking spaces, having vehicular access from the lane. Note: This is a 2 storey building pursuant to the Zoning and Development By-Law 1- Covenant registered at the Land Title Office under CB352536 2- Bar sink proposed in main floor 3- A/C unit proposed in rear yard 4- Schedule B: Yatendra Kumar Sharma P.Eng (778.863.7076) Structural 5- Schedule B: Zhao Guan P.Eng (778.868.5635) Geotechnical 6- HPO: Arjan Holdings Ltd. | Gold Key Fire Protection Ltd
MP-2023-01849 | 2023-10-16 | 6210 LARCH STREET, Vancouver, BC V6M 4E7 | Mechanical Permit | NULL | NULL | Issued | NULL | Rain Coast Plumbing & Heating Ltd
PP-2023-03550 | 2023-10-10 | 6210 LARCH STREET, Vancouver, BC V6M 4E7 | Plumbing Permit | Residential | New | Issued | Residential - 1FD+SS - #1 & #2 - Plumbing permit for new house >DB: To construct a 2 storey + basement one-family dwelling with a secondary suite located in the basement with an attached garage to LWH and open parking pad , at the rear providing 2 parking spaces, having vehicular access from the lane. Note: This is a 2 storey building pursuant to the Zoning and Development By-Law 1- Covenant registered at the Land Title Office under CB352536 2- Bar sink proposed in main floor 3- A/C unit proposed in rear yard ******THIS PERMIT HAS BEEN ISSUED UNDER THE REQUIREMENTS OF VBBL #12511 (2019)****** The entire building, to be sprinklered to NFPA 13D. | Rain Coast Plumbing & Heating Ltd
PP-2023-03094 | 2023-09-05 | 6210 LARCH STREET, Vancouver, BC V6M 4E7 | Plumbing Permit | Residential | New | Issued | Residential - sumps NOTE: Engineering Assurance letter will be submitted to the Plumbing Inspector on the site. Letter shall conform to the requirements of Vancouver Bulletin 2000-008-EL/PL. | 1167245 BC LTD- Nelson Prasad
EP-2023-07754 | 2023-12-06 | 6210 LARCH STREET, Vancouver, BC V6M 4E7 | Electrical Permit | Residential | New | Issued | Installation / Repair - Residential - ¦ 1FD + 1SS- 100A ¦ brand new full wiring for the house *MP-2023-01849: Issued (Heating) >Permit Amendment Jan 03, 2023 Service Details Amended on EP-2023-08295 -Main service 400amps to 200 amp. 1FD 100A >BP: To construct a 2 storey + basement one-family dwelling with a secondary suite located in the basement with an attached garage to LWH and open parking pad , at the rear providing 2 parking spaces, having vehicular access from the lane. Note: This is a 2 storey building pursuant to the Zoning and Development By-Law 1- Covenant registered at the Land Title Office under CB352536 2- Bar sink proposed in main floor 3- A/C unit proposed in rear yard 4- Schedule B: Yatendra Kumar Sharma P.Eng (778.863.7076) Structural 5- Schedule B: Zhao Guan P.Eng (778.868.5635) Geotechnical 6- HPO: Arjan Holdings Ltd. >>Amend: Dec. 11th- -address for this project is 6210 not 6202 | AZ ELECTRICAL SERVICES LTD
EP-2023-08295 | 2023-12-20 | 6210 LARCH STREET #3, Vancouver, BC V6M 4E7 | Electrical Permit | Residential | New | Issued | Installation / Repair - Residential - Laneway house Rough in and finishing. In the laneway we will load share car charger 40 amp with Stove >BP: To construct a 2 storey laneway house building with an attached garage and 1 open parking pad, providing a total of 2 parking spaces, having vehicular access from the lane. >Permit Amendment Jan 03, 2023 -Service Details Amended: 400 Amp to 200 amp Note: This is a 1 ½ storey building pursuant to the Zoning & Development By-law 1- Covenant registered at the Land Title Office under CB352536 2- Bar sink proposed in 2nd floor 3- No A/C unit proposed 4- Schedule B: Yatendra Kumar Sharma P.Eng (778.863.7076) Structural 5- Schedule B: Zhao Guan P.Eng (778.868.5635) Geotechnical 6- HPO: Arjan Holdings Ltd. ******THIS PERMIT HAS BEEN ISSUED UNDER THE REQUIREMENTS OF VBBL #12511 (2019)****** Combustible projections or roof soffits on an exposing building face shall not project to less than .45m from the property line and shall be in compliance with VBBL 2019 9.10.15.5.(9) | AZ ELECTRICAL SERVICES LTD
PP-2023-03551 | 2023-10-10 | 6210 LARCH STREET #3, Vancouver, BC V6M 4E7 | Plumbing Permit | Residential | New | Issued | Residential - LWH - #3 - Plumbing permit for laneway house >DB: To construct a 2 storey laneway house building with an attached garage and 1 open parking pad, providing a total of 2 parking spaces, having vehicular access from the lane. Note: This is a 1 ½ storey building pursuant to the Zoning & Development By-law 1- Covenant registered at the Land Title Office under CB352536 2- Bar sink proposed in 2nd floor 3- No A/C unit proposed ******THIS PERMIT HAS BEEN ISSUED UNDER THE REQUIREMENTS OF VBBL #12511 (2019)****** The entire building, INCLUDING THE ATTACHED GARAGE, to be sprinklered to NFPA 13D. | Rain Coast Plumbing & Heating Ltd
SP-2023-02199 | 2023-12-06 | 6210 LARCH STREET #3, Vancouver, BC V6M 4E7 | Sprinkler Permit | Residential | New | Issued | Residential - Install sprinklers in LWH >BP: To construct a 2 storey laneway house building with an attached garage and 1 open parking pad, providing a total of 2 parking spaces, having vehicular access from the lane. Note: This is a 1 ½ storey building pursuant to the Zoning & Development By-law 1- Covenant registered at the Land Title Office under CB352536 2- Bar sink proposed in 2nd floor 3- No A/C unit proposed 4- Schedule B: Yatendra Kumar Sharma P.Eng (778.863.7076) Structural 5- Schedule B: Zhao Guan P.Eng (778.868.5635) Geotechnical 6- HPO: Arjan Holdings Ltd. | Gold Key Fire Protection Ltd
EP-2023-10796 | 2023-12-01 | 6210 LARCH STREET #3, Vancouver, BC V6M 4E7 | Electrical Permit | Residential | New | Issued | Installation / Repair - Residential - Alarm system and tv data wiring. >BP: To construct a 2 storey laneway house building with an attached garage and 1 open parking pad, providing a total of 2 parking spaces, having vehicular access from the lane. Note: This is a 1 ½ storey building pursuant to the Zoning & Development By-law 1- Covenant registered at the Land Title Office under CB352536 2- Bar sink proposed in 2nd floor 3- No A/C unit proposed 4- Schedule B: Yatendra Kumar Sharma P.Eng (778.863.7076) Structural 5- Schedule B: Zhao Guan P.Eng (778.868.5635) Geotechnical 6- HPO: Arjan Holdings Ltd. ******THIS PERMIT HAS BEEN ISSUED UNDER THE REQUIREMENTS OF VBBL #12511 (2019)****** | Westend Sound And Security Inc.
EP-2023-06635 | 2023-07-21 | 6210 LARCH STREET #3, Vancouver, BC V6M 4E7 | Electrical Permit | Residential | New | Issued | Temporary Power - Residential - To provide temporary power. | AZ ELECTRICAL SERVICES LTD
PP-2022-04116 | 2022-11-17 | 496 E 62ND AVENUE #3, Vancouver, BC V5X 2G1 | Plumbing Permit | Residential | New | Completed | Residential - Plumbing >BP: To construct a One storey laneway house building with an attached garage and 1 open parking pad, providing a total of 2 parking spaces, having vehicular access from the lane | UNIVERSAL PLUMBING & HEATING LTD
SP-2022-01977 | 2022-11-28 | 496 E 62ND AVENUE #3, Vancouver, BC V5X 2G1 | Sprinkler Permit | Residential | New | Completed | Residential - Install sprinklers in lwh To construct a One storey laneway house building with an attached garage and 1 open parking pad, providing a total of 2 parking spaces, having vehicular access from the lane. Note: This is a 1 ½ storey building pursuant to the Zoning & Development By-law 1- No strata titling permitted. 2- No A/C unit proposed. 3- Schedule B: K.T.C. Nguyen P.Eng (604.326.2701) Structural 4- Schedule B: Heqing Jian (778.987.7461) Geotechnical 5- HPO: Pacific Homes Ltd. | Gold Key Fire Protection Ltd
EP-2022-10495 | 2022-12-13 | 496 E 62ND AVENUE #3, Vancouver, BC V5X 2G1 | Electrical Permit | Residential | New | Completed | Installation / Repair - Residential - Cable, internet, tel, doorbell, security prewire, camera wire >BP: To construct a One storey laneway house building with an attached garage and 1 open parking pad, providing a total of 2 parking spaces, having vehicular access from the lane. Note: This is a 1 ½ storey building pursuant to the Zoning & Development By-law 1- No strata titling permitted. 2- No A/C unit proposed. 3- Schedule B: K.T.C. Nguyen P.Eng (604.326.2701) Structural 4- Schedule B: Heqing Jian (778.987.7461) Geotechnical 5- HPO: Pacific Homes Ltd. Amend May 23, 2023 -"Security Alarm Finishing" | PLANET SMART HOMES LTD.
EP-2022-08031 | 2022-09-27 | 496 E 62ND AVENUE #3, Vancouver, BC V5X 2G1 | Electrical Permit | Residential | New | Completed | Installation / Repair - Residential - new construction Laneway house To construct a One storey laneway house building with an attached garage and 1 open parking pad, providing a total of 2 parking spaces, having vehicular access from the lane. Note: This is a 1 ½ storey building pursuant to the Zoning & Development By-law 1- No strata titling permitted. 2- No A/C unit proposed. 3- Schedule B: K.T.C. Nguyen P.Eng (604.326.2701) Structural 4- Schedule B: Heqing Jian (778.987.7461) Geotechnical 5- HPO: Pacific Homes Ltd. | Kraftsman Electric Ltd
PP-2022-02490 | 2022-07-18 | 1171 E 12TH AVENUE, Vancouver, BC V5T 2J8 | Plumbing Permit | Residential | New | Completed | Residential - Plumbing | bcc mechanicals ltd
EP-2023-03610 | 2023-05-04 | 3919 W 23RD AVENUE #3, Vancouver, BC V6S 1L1 | Electrical Permit | Residential | New | Completed | Installation / Repair - Residential - New Laneway house, install new ceiling lights, new bathroom fan. Install new appliance circuit for the kitchen, new lighting and receptacle circuits, new baseboard heater and circuits. Upgrade the existing service to be 200A, 120/240V, single phase. Install new 100A electrical panel for the laneway house, underground feeder to the existing main house electrical panel. Install new low voltage service and underground orange pipe back to the main house. >BP: To construct a 2 storey laneway house building ($225,000) with an attached garage and 1 open parking pad, providing a total of 2 parking spaces, having vehicular access from the lane Note: This is a 1 ½ storey building pursuant to the Zoning & Development By-law Note: Bldg 1 (principal bldg) addressed 3919 W 23rd Ave retained on site. 1. No A/C unit proposed 2. Schedule B: Zhi Yi You P.Eng (778.302.2155) Structural & Geotechnical 3. HPO: Residential Builder - Lan First Contracting Ltd #48464 4. Entire Building to have NFPA 13-D ****ALL PROJECT COORDINATOR NOTES HAS BEEN ACCEPTED BY THE APPLICANT**** ******THIS PERMIT HAS BEEN ISSUED UNDER THE REQUIREMENTS OF VBBL #12511 (2019)****** | Guy Line Electric Ltd
SP-2023-00790 | 2023-05-05 | 3919 W 23RD AVENUE #3, Vancouver, BC V6S 1L1 | Sprinkler Permit | Residential | New | Completed | Residential - New sprinkler system >BP: To construct a 2 storey laneway house building with an attached garage and 1 open parking pad, providing a total of 2 parking spaces, having vehicular access from the lane Note: This is a 1 ½ storey building pursuant to the Zoning & Development By-law Note: Bldg 1 (principal bldg) addressed 3919 W 23rd Ave retained on site. 1. No A/C unit proposed 2. Schedule B: Zhi Yi You P.Eng (778.302.2155) Structural & Geotechnical 3. HPO: Residential Builder - Lan First Contracting Ltd #48464 4. Entire Building to have NFPA 13-D | Haven Fire Protection Ltd
PP-2023-00971 | 2023-03-22 | 3919 W 23RD AVENUE #3, Vancouver, BC V6S 1L1 | Plumbing Permit | Residential | New | Completed | Residential - Plumbing for one bathroom laneway house >BP: To construct a 2 storey laneway house building with an attached garage and 1 open parking pad, providing a total of 2 parking spaces, having vehicular access from the lane Note: This is a 1 ½ storey building pursuant to the Zoning & Development By-law Note: Bldg 1 (principal bldg) addressed 3919 W 23rd Ave retained on site. 1. No A/C unit proposed 2. Schedule B: Zhi Yi You P.Eng (778.302.2155) Structural & Geotechnical 3. HPO: Residential Builder - Lan First Contracting Ltd #48464 4. Entire Building to have NFPA 13-D | Apple Mechanical Ltd
PP-2023-00394 | 2023-02-06 | 3919 W 23RD AVENUE #3, Vancouver, BC V6S 1L1 | Plumbing Permit | Residential | New | Completed | Residential - LWH - #3 - One outside sump | East West Excavating 2022 ltd
SP-2023-00261 | 2023-02-14 | 5258 BURSILL STREET #3, Vancouver, BC V5R 3Z5 | Sprinkler Permit | Residential | New | Completed | Residential - LWH WITH NEW SPRINKLERS >BP: To construct a 2 storey laneway house building with an open parking pad, providing 1 parking space, having vehicular access from the lane. Note: This is a 1 ½ storey building pursuant to the Zoning & Development By-law Note: Bldg 1 (principal bldg) addressed #1 - 5258 Bursill St retained on site. 1. No A/C unit proposed 2. Schedule B: MD SHAHIDUL ALAM P Eng (604-653-7475) Structural & Geotechnical 3. HPO: Residential Builder- PUSHPINDER KALRA. 39848 4. Entire Building to have NFPA 13-D | BC Fire Sprinklers Ltd
EP-2023-00602 | 2023-01-30 | 5258 BURSILL STREET #3, Vancouver, BC V5R 3Z5 | Electrical Permit | Residential | New | Completed | Installation / Repair - Residential - Full wiring of laneway house and Finishing 200 amp main service 100 amp for house 100 amp for lwh EP-2023-00602- LWH EP-2023-00600- 1FD >BP: To construct a 2 storey laneway house building ($196,405.00) with an open parking pad, providing 1 parking space, having vehicular access from the lane. Note: This is a 1 ½ storey building pursuant to the Zoning & Development By-law Note: Bldg 1 (principal bldg) addressed #1 - 5258 Bursill St retained on site. 1. No A/C unit proposed 2. Schedule B: MD SHAHIDUL ALAM P Eng (604-653-7475) Structural & Geotechnical 3. HPO: Residential Builder- PUSHPINDER KALRA. 39848 4. Entire Building to have NFPA 13-D | H.L. ELECTRICAL LTD
EP-2023-00931 | 2023-02-06 | 5258 BURSILL STREET #3, Vancouver, BC V5R 3Z5 | Electrical Permit | Residential | New | Completed | Installation / Repair - Residential - Security alarm, tv cables, telephone and door chime >BP: To construct a 2 storey laneway house building ($196,405.00) with an open parking pad, providing 1 parking space, having vehicular access from the lane. Note: This is a 1 ½ storey building pursuant to the Zoning & Development By-law Note: Bldg 1 (principal bldg) addressed #1 - 5258 Bursill St retained on site. 1. No A/C unit proposed 2. Schedule B: MD SHAHIDUL ALAM P Eng (604-653-7475) Structural & Geotechnical 3. HPO: Residential Builder- PUSHPINDER KALRA. 39848 4. Entire Building to have NFPA 13-D ****ALL PROJECT COORDINATOR NOTES HAS BEEN ACCEPTED BY THE APPLICANT**** ******THIS PERMIT HAS BEEN ISSUED UNDER THE REQUIREMENTS OF VBBL #12511 (2019)****** | A B L SECURITY SYSTEMS LTD.
PP-2022-04191 | 2022-11-21 | 5258 BURSILL STREET #3, Vancouver, BC V5R 3Z5 | Plumbing Permit | Residential | New | Completed | Residential - LWH - #3 - PLUMBING >DB: To construct a 2 storey laneway house building with an open parking pad, providing 1 parking space, having vehicular access from the lane. Note: This is a 1 ½ storey building pursuant to the Zoning & Development By-law Note: Bldg 1 (principal bldg) addressed #1 - 5258 Bursill St retained on site. 1. No A/C unit proposed 4. Entire Building to have NFPA 13-D | Destiny Mechanical Ltd
PP-2022-03776 | 2022-10-21 | 5258 BURSILL STREET #3, Vancouver, BC V5R 3Z5 | Plumbing Permit | Residential | New | Completed | Residential - SUMP | GNA Contracting Ltd
MP-2023-01690 | 2023-09-20 | 5258 BURSILL STREET #3, Vancouver, BC V5R 3Z5 | Mechanical Permit | NULL | NULL | Completed | NULL | Perfect Air Solutions Ltd
SP-2022-02110 | 2022-12-22 | 455 E 61ST AVENUE, Vancouver, BC | Sprinkler Permit | Residential | New | Completed | Residential - New piping and new head installation To construct a 2 storey + cellar two-family dwelling with a detached accessory building (garage) at the rear providing 2 parking spaces, having vehicular access from the lane. 1. A/C proposed – Exterior components located in rear, Interior component located in second floor closet 2. Bar sink located in cellar. 3. Schedule B: (YATENDRA KUMAR SHARMA) P.Eng (778-863-7076) Structural 4. Schedule B: (ZHAO GUAN) P.Eng (778-868-5635) Geotechnical 5. HPO: Residential Builder- (Encore Collection Ltd.) | MP FIRE PROTECTION LTD
EP-2023-00037 | 2023-01-05 | 455 E 61ST AVENUE, Vancouver, BC | Electrical Permit | Residential | New | Completed | Installation / Repair - Residential - New duplex electrical rough wiring and finishing with 200 amp overhead service with 2 meters To construct a 2 storey + cellar two-family dwelling with a detached accessory building (garage) at the rear providing 2 parking spaces, having vehicular access from the lane. 1. A/C proposed – Exterior components located in rear, Interior component located in second floor closet 2. Bar sink located in cellar. 3. Schedule B: (YATENDRA KUMAR SHARMA) P.Eng (778-863-7076) Structural 4. Schedule B: (ZHAO GUAN) P.Eng (778-868-5635) Geotechnical 5. HPO: Residential Builder- (Encore Collection Ltd.) | E G ELECTRICAL LTD.
SP-2023-00127 | 2023-01-23 | 622 SLOCAN STREET, Vancouver, BC V5K 3X7 | Sprinkler Permit | Residential | New | Completed | Residential - DUPLEX WITH NEW SPRINKLERS >BP: To construct a two-storey two-family dwelling ($718,819.50) with a detached accessory building (garage) at the rear providing 2 parking spaces, having vehicular access from the lane. Note: This is a 2 storey building pursuant to the Zoning and Development By-Law 1. A/C units proposed in the rear yard 2. Schedule B: Antony Wang, P.Eng (604-618-6236) Structural & Geotechnical 3. HPO: Residential Builder - Harmony Design Homes 4. The entire building, INCLUDING THE ATTACHED GARAGE (if applicable), to be sprinklered to 2XNFPA 13D. ******THIS PERMIT HAS BEEN ISSUED UNDER THE REQUIREMENTS OF VBBL #12511 (2019)****** | BC Fire Sprinklers Ltd
EP-2022-08464 | 2022-10-26 | 622 SLOCAN STREET, Vancouver, BC V5K 3X7 | Electrical Permit | Residential | New | Completed | Installation / Repair - Residential - duplex with de attatched garage >BP: To construct a two-storey two-family dwelling ($718,819.50) with a detached accessory building (garage) at the rear providing 2 parking spaces, having vehicular access from the lane. Note: This Building Permit will remain in a suspended status until the associated (green) Demolition Permit BP-2022-00605 is completed. Note: This is a 2 storey building pursuant to the Zoning and Development By-Law 1. A/C units proposed in the rear yard 2. Schedule B: Antony Wang, P.Eng (604-618-6236) Structural & Geotechnical 3. HPO: Residential Builder - Harmony Design Homes 4. The entire building, INCLUDING THE ATTACHED GARAGE (if applicable), to be sprinklered to 2XNFPA 13D. ******THIS PERMIT HAS BEEN ISSUED UNDER THE REQUIREMENTS OF VBBL #12511 (2019)****** | ABOULGASSEM SULEIMAN DBA AHLAM ELECTRIC
PP-2022-04190 | 2022-11-21 | 622 SLOCAN STREET, Vancouver, BC V5K 3X7 | Plumbing Permit | Residential | New | Completed | Residential - 2FD - FRONT - 622 SLOCAN ST BACK - 624 SLOCAN ST PLUMBING >DB: To construct a two-storey two-family dwelling with a detached accessory building (garage) at the rear providing 2 parking spaces, having vehicular access from the lane. Note: This is a 2 storey building pursuant to the Zoning and Development By-Law 1. A/C units proposed in the rear yard 4. The entire building, INCLUDING THE ATTACHED GARAGE (if applicable), to be sprinklered to 2XNFPA 13D. | Destiny Mechanical Ltd
MP-2023-00124 | 2023-01-31 | 622 SLOCAN STREET, Vancouver, BC V5K 3X7 | Mechanical Permit | NULL | NULL | Completed | NULL | Destiny Mechanical Ltd
EP-2023-00663 | 2023-01-26 | 622 SLOCAN STREET, Vancouver, BC V5K 3X7 | Electrical Permit | Residential | New | Completed | Installation / Repair - Residential - 2FD - FRONT - 622 SLOCANT ST BACK - 624 SLOCAN ST LOW VOLTAGE, CCTV, ALARM SECURITY >DB: To construct a two-storey two-family dwelling with a detached accessory building (garage) at the rear providing 2 parking spaces, having vehicular access from the lane. Note: This is a 2 storey building pursuant to the Zoning and Development By-Law 1. A/C units proposed in the rear yard 4. The entire building, INCLUDING THE ATTACHED GARAGE (if applicable), to be sprinklered to 2XNFPA 13D. | Jasneet Singh Dhuper
NULL | NULL | 622 SLOCAN STREET, Vancouver, BC V5K 3X7 | Mechanical Permit | NULL | NULL | Draft | NULL | Destiny Mechanical Ltd
GP-2023-00280 | 2023-01-26 | 622 SLOCAN STREET, Vancouver, BC V5K 3X7 | Gas Permit | Residential | New | Completed | Residential - gas piping >BP: To construct a two-storey two-family dwelling with a detached accessory building (garage) at the rear providing 2 parking spaces, having vehicular access from the lane. Note: This is a 2 storey building pursuant to the Zoning and Development By-Law 1. A/C units proposed in the rear yard 2. Schedule B: Antony Wang, P.Eng (604-618-6236) Structural & Geotechnical 3. HPO: Residential Builder - Harmony Design Homes 4. The entire building, INCLUDING THE ATTACHED GARAGE (if applicable), to be sprinklered to 2XNFPA 13D. | Destiny Mechanical Ltd
EP-2023-03727 | 2023-05-02 | 532 E 58TH AVENUE, Vancouver, BC | Electrical Permit | Residential | New | Completed | Installation / Repair - Residential - Alarm Completion. >BP: To construct a 2 storey laneway house building ($187,750) with an attached garage and 1 open parking pad, providing a total of 2 parking spaces, having vehicular access from the lane. Note: This is a 1 ½ storey building pursuant to the Zoning & Development By-law 1- Covenant registered at the Land Title Office under CA9736493 2- No strata titling permitted 3- Schedule B: Jugraj S. Brar, P.Eng. (604-501-7788) Structural Harinder Saini, P.Eng. (604-614-9959) Structural - Glass Guard Vishnu Suresh, P.Eng. (778-885-0551) Structural - Solar Panel Zhao Guan, P.Eng (778-868-5635) Geotechnical 4- HPO: Residential Builder – Tuffco Constructions 5- Rev#1: The entire building, INCLUDING THE ATTACHED GARAGE (if applicable), to be sprinklered to NFPA 13D as per VBBL 3.2.5.12.(3)(d) ******THIS PERMIT HAS BEEN ISSUED UNDER THE REQUIREMENTS OF VBBL #12511 (2019)****** | Summit Digital Systems Ltd
PP-2022-03911 | 2022-10-31 | 532 E 58TH AVENUE, Vancouver, BC | Plumbing Permit | Residential | New | Completed | Residential - New Plumbing for: >BP: To construct a 2 storey laneway house building ($187,750) with an attached garage and 1 open parking pad, providing a total of 2 parking spaces, having vehicular access from the lane. | ACME PLUMBING HEATING & GAS LTD.
EP-2022-10560 | 2022-12-14 | 532 E 58TH AVENUE, Vancouver, BC | Electrical Permit | Residential | New | Completed | Installation / Repair - Residential - PRE WIRE FOR SECURITY ALARM >BP: To construct a 2 story laneway house building with an attached garage and 1 open parking pad, providing a total of 2 parking spaces, having vehicular access from the lane. | C N S Alarms Ltd
SP-2022-02023 | 2022-12-05 | 532 E 58TH AVENUE, Vancouver, BC | Sprinkler Permit | Residential | New | Completed | Residential - to install a new sprinkler system >BP: To construct a 2 storey laneway house building ($187,750) with an attached garage and 1 open parking pad, providing a total of 2 parking spaces, having vehicular access from the lane. Note: This is a 1 ½ storey building pursuant to the Zoning & Development By-law 1- Covenant registered at the Land Title Office under CA9736493 2- No strata titling permitted 3- Schedule B: Jugraj S. Brar, P.Eng. (604-501-7788) Structural Harinder Saini, P.Eng. (604-614-9959) Structural - Glass Guard Vishnu Suresh, P.Eng. (778-885-0551) Structural - Solar Panel Zhao Guan, P.Eng (778-868-5635) Geotechnical 4- HPO: Residential Builder – Tuffco Constructions 5- Rev#1: The entire building, INCLUDING THE ATTACHED GARAGE (if applicable), to be sprinklered to NFPA 13D as per VBBL 3.2.5.12.(3)(d) | ACME PLUMBING HEATING & GAS LTD.
EP-2022-07008 | 2022-08-29 | 532 E 58TH AVENUE, Vancouver, BC | Electrical Permit | Residential | New | Completed | Installation / Repair - Residential - LWH - Rough wire and finishing of lane way house >BP: To construct a 2 storey laneway house building with an attached garage and 1 open parking pad, providing a total of 2 parking spaces, having vehicular access from the lane. | Hayat Electrical Ltd
PP-2022-03144 | 2022-09-14 | 2818 ADANAC STREET #3, Vancouver, BC V5K 2N3 | Plumbing Permit | Residential | New | Issued | Residential - LWH - #3 - run and install drainage lines and portable water lines >DB: To construct a 2 storey laneway house building with 1 open parking pad, having vehicular access from the lane. Note: This is a 1 ½ storey building pursuant to the Zoning & Development By-law 1. Covenant registered at the Land Title Office under CA9696203 2. No Strata Titling permitted 3. No A/C unit proposed | Dynamic Plumbing & Heating Inc
EP-2022-10144 | 2022-12-08 | 2818 ADANAC STREET #3, Vancouver, BC V5K 2N3 | Electrical Permit | Residential | New | Issued | Installation / Repair - Residential - Service, rough wiring and finishing for laneway. Dec 19/22- AMEND The laneway has a separate 100 amp meter base now >BP: To construct a 2 story laneway house building with 1 open parking pad, having vehicular access from the lane. Note: This is a 1 ½ storey building pursuant to the Zoning & Development By-law 1. Covenant registered at the Land Title Office under CA9696203 2. No Strata Titling permitted 3. No A/C unit proposed 4. Schedule A: A.S. Rathod, P.Eng. (778-885-0551) 5. Schedule B: A.S. Rathod, P.Eng. (778-885-0551) Structural & Geotechnical Zhao Guan, P.Eng (778-868-5635) Geotechnical 6. HPO: Residential Builder - Pandher Properties Ltd. 7. The entire building, INCLUDING THE ATTACHED GARAGE (if applicable), to be sprinklered to NFPA 13D. | Best Electric Ltd
EP-2022-09958 | 2022-11-24 | 2818 ADANAC STREET #3, Vancouver, BC V5K 2N3 | Electrical Permit | Residential | New | Issued | Installation / Repair - Residential - TV/TEL/DATA. | Splendid IT Solutions Ltd
SP-2023-00006 | 2023-01-04 | 2818 ADANAC STREET #3, Vancouver, BC V5K 2N3 | Sprinkler Permit | Residential | New | Issued | Residential - fire sprinkler installation >To construct a 2 storey laneway house building ($172,655.00) with 1 open parking pad, having vehicular access from the lane. Note: This is a 1 ½ storey building pursuant to the Zoning & Development By-law 1. Covenant registered at the Land Title Office under CA9696203 2. No Strata Titling permitted 3. No A/C unit proposed 4. Schedule A: A.S. Rathod, P.Eng. (778-885-0551) 5. Schedule B: A.S. Rathod, P.Eng. (778-885-0551) Structural & Geotechnical Zhao Guan, P.Eng (778-868-5635) Geotechnical 6. HPO: Residential Builder - Pandher Properties Ltd. 7. The entire building, INCLUDING THE ATTACHED GARAGE (if applicable), to be sprinklered to NFPA 13D. ******THIS PERMIT HAS BEEN ISSUED UNDER THE REQUIREMENTS OF VBBL #12511 (2019)****** | Ecofire Sprinklers Ltd
EP-2022-08828 | 2022-10-19 | 3888 W 26TH AVENUE #3, Vancouver, BC V6S 1P4 | Electrical Permit | Residential | New | Completed | Installation / Repair - Residential - Electrical Provisions for Laneway House >BP: To construct a 1 storey laneway house building ($225,000.00) with an attached garage and 1 open parking pad, providing a total of 2 parking spaces, having vehicular access from the 20' Lane. 1. Covenant registered at the Land Title Office under CA9348609 2. No Strata Titling permitted 3. A/C proposed – Exterior component located along lane, Interior component located in conditioned space above bathroom 4. Schedule B: (HENRY S.N HSU, P.Eng. - 604.322.7158) Structural / Geotechnical 5. HPO: Residential Builder- (PANTHEON DEVELOPMENTS LTD.) Amended Oct 21,2022 Changed the service size to 100-amps (not 200) | Wespac Electrical Contractor Ltd
SP-2023-00580 | 2023-04-04 | 3888 W 26TH AVENUE #3, Vancouver, BC V6S 1P4 | Sprinkler Permit | Residential | New | Completed | Residential - LWH - #3 - To Install 12 sprinkler heads The entire building to be sprinklered to NFPA 13D. >DB: To construct a 2 storey one-family dwelling with a secondary suite located in the Basement with an open parking pad, providing a total of 2 parking spaces, having vehicular access from the 20' Lane. 1. Covenant registered at the Land Title Office under CA9348609 2. No Strata Titling permitted 3. A/C proposed – Exterior component located in Rear Yard, Interior component located in Basement Mechanical Room. 4. Bar sink located in Basement | General Sprinkler Systems Ltd
PP-2023-02009 | 2023-06-06 | 3888 W 26TH AVENUE #3, Vancouver, BC V6S 1P4 | Plumbing Permit | Residential | New | Completed | Residential - LWH - #3 - New plumbing for laneway >DB: ** Note: The entire building, INCLUDING THE ATTACHED GARAGE, is to be sprinklered to NFPA 13 R per 3.2.5.12.(3)(d) To construct a 1 storey laneway house building with an attached garage and 1 open parking pad, providing a total of 2 parking spaces, having vehicular access from the 20' Lane. 1. Covenant registered at the Land Title Office under CA9348609 2. No Strata Titling permitted 3. A/C proposed – Exterior component located along lane, Interior component located in conditioned space above bathroom | ASPRA PLUMBING & HEATING LTD.
EP-2023-07752 | 2023-08-28 | 3888 W 26TH AVENUE #3, Vancouver, BC V6S 1P4 | Electrical Permit | Residential | Addition | Completed | Installation / Repair - Residential - Solar Array on roof. EP-2023-07424; 3888 W 26TH AVENUE: Installation of a 7.11 kW solar grid tie system with a battery back up. Installation of a self-contained energy storage system (ESS: Tesla Powerwall, Total Energy 14 kWh), and a disconnecting means for the ESS. The ESS will be located outside the house (on the west side), so will be above grade. >BP: ** Note: The entire building, INCLUDING THE ATTACHED GARAGE, is to be sprinklered to NFPA 13 R per 3.2.5.12.(3)(d) To construct a 1 storey laneway house building ($225,000.00) with an attached garage and 1 open parking pad, providing a total of 2 parking spaces, having vehicular access from the 20' Lane. 1. Covenant registered at the Land Title Office under CA9348609 2. No Strata Titling permitted 3. A/C proposed – Exterior component located along lane, Interior component located in conditioned space above bathroom 4. Schedule B: (HENRY S.N HSU, P.Eng. - 604.322.7158) Structural / Geotechnical 5. HPO: Residential Builder- (PANTHEON DEVELOPMENTS LTD.) | Terratek Energy Solutions Inc
MP-2023-01526 | 2023-08-18 | 3888 W 26TH AVENUE #3, Vancouver, BC V6S 1P4 | Mechanical Permit | NULL | NULL | Completed | NULL | Centigrade Mechanical Ltd
EP-2022-01967 | 2022-03-10 | 7858 OAK STREET, Vancouver, BC V5P 4A5 | Electrical Permit | Commercial | NULL | Expired | Annual / Operating - ANNUAL OPERATING PERMIT. Valid March 10, 2022 until March 9, 2023. | C M & Sons Electrical Inc
NULL | NULL | 3338 W 12TH AVENUE, Vancouver, BC | Mechanical Permit | NULL | NULL | Draft | NULL | NULL
MP-2023-00360 | 2023-03-13 | 3338 W 12TH AVENUE, Vancouver, BC | Mechanical Permit | NULL | NULL | Completed | NULL | Junction HVAC/R Ltd
NULL | NULL | 3338 W 12TH AVENUE, Vancouver, BC | Sprinkler Permit | Residential | New | Draft | Residential - installation of 42 sprinkler heads for new duplex house | NULL
SP-2022-02072 | 2022-12-16 | 3338 W 12TH AVENUE, Vancouver, BC | Sprinkler Permit | Residential | New | Completed | Residential - install 42 new sprinkler heads for new construction >BP: To construct a two-storey two-family dwelling , with a detached accessory building (garage) at the rear providing 2 parking spaces, having vehicular access from the lane. Note: This is a 2 storey building pursuant to the Zoning and Development By-Law 1. No strata titling permitted 2. A/C units proposed in rear yard. 3. Bar sinks proposed in main floor. 4. Schedule B: Ke Jian, MA (60-599-8890) ( Structural & Geotechnical 5. HPO: Rdon Construction Ltd FRONT UNIT 3336 W 12th Av - One Family Dwelling (north side 1st-3rd floor) BACK UNIT 3338 W 12th Av - One Family Dwelling (south side 1st-3rd floor) The entire building, to be sprinklered to 2 x NFPA 13D. ******THIS PERMIT HAS BEEN ISSUED UNDER THE REQUIREMENTS OF VBBL #12511 (2019)****** | Preet Plumbing Heating And Sprinkle Ltd
PP-2023-01133 | 2023-03-31 | 3167 E 47TH AVENUE #3, Vancouver, BC V5S 1C7 | Plumbing Permit | Residential | New | Issued | Residential - LWH - #3 - to install plumbing fixtures in LWH The entire building, to be sprinklered to NFPA 13D. >DB: To construct a 2 storey laneway house building with an open parking pad, providing 1 parking space, having vehicular access from the lane. 1- Covenant registered at the Land Title Office under CA9520854 2- No strata titling permitted. 3- No A/C unit proposed. | ACME PLUMBING HEATING & GAS LTD.
EP-2023-05406 | 2023-06-29 | 3167 E 47TH AVENUE #3, Vancouver, BC V5S 1C7 | Electrical Permit | Residential | New | Issued | Installation / Repair - Residential - Wiring new laneway house. >BP: To construct a 2 storey laneway house building with an open parking pad, providing 1 parking space, having vehicular access from the lane. 1- Covenant registered at the Land Title Office under CA9520854 2- No strata titling permitted. 3- No A/C unit proposed. 4- Schedule B: Jason Hui P.Eng (778.319.3403) Structural & Geotechnical 5- HPO: 0820163 B.C. Ltd ******THIS PERMIT HAS BEEN ISSUED UNDER THE REQUIREMENTS OF VBBL #12511 (2019)****** Combustible projections or roof soffits on an exposing building face shall not project to less than .45m from the property line and shall be in compliance with VBBL 2019 9.10.15.5.(9) The entire building, to be sprinklered to NFPA 13D. | Powerful Electric Ltd
SP-2023-00899 | 2023-05-19 | 3167 E 47TH AVENUE #3, Vancouver, BC V5S 1C7 | Sprinkler Permit | Residential | New | Issued | Residential - LWH - #3 - to install a new sprinkler system in LWH The entire building, to be sprinklered to NFPA 13D. >DB: To construct a 2 storey laneway house building with an open parking pad, providing 1 parking space, having vehicular access from the lane. 1- Covenant registered at the Land Title Office under CA9520854 2- No strata titling permitted. 3- No A/C unit proposed. | ACME PLUMBING HEATING & GAS LTD.
EP-2023-05633 | 2023-06-26 | 3167 E 47TH AVENUE #3, Vancouver, BC V5S 1C7 | Electrical Permit | Residential | New | Issued | Installation / Repair - Residential - Wiring and finishing of extra low voltage and security alarm. >BP: >BP: To construct a 2 storey laneway house building with an open parking pad, providing 1 parking space, having vehicular access from the lane. 1- Covenant registered at the Land Title Office under CA9520854 2- No strata titling permitted. 3- No A/C unit proposed. 4- Schedule B: Jason Hui P.Eng (778.319.3403) Structural & Geotechnical 5- HPO: 0820163 B.C. Ltd ******THIS PERMIT HAS BEEN ISSUED UNDER THE REQUIREMENTS OF VBBL #12511 (2019)****** Combustible projections or roof soffits on an exposing building face shall not project to less than .45m from the property line and shall be in compliance with VBBL 2019 9.10.15.5.(9) The entire building, to be sprinklered to NFPA 13D. | Creative Security Solutions Ltd
EP-2023-03186 | NULL | 4527 REID STREET, Vancouver, BC | Electrical Permit | Residential | New | Withdrawn | Installation / Repair - Residential - Install service panel, wiring for plugs, receptacles, and applicances | 523 Construction Ltd
PP-2022-03805 | 2022-10-24 | 3958 W 19TH AVENUE #3, Vancouver, BC V6S 1E1 | Plumbing Permit | Residential | New | Completed | Residential - Plumbing >To construct a 2 storey laneway house building ($165,750) with an attached garage and 1 open parking pad, providing a total of 2 parking spaces, having vehicular access from the 20' Lane. Note: The entire building, INCLUDING THE ATTACHED GARAGE (if applicable), to be sprinklered to NFPA 13R Note: This is a 1 ½ storey building pursuant to the Zoning & Development By-law. 1. Covenant registered at the Land Title Office under CA9791980 2. No Strata Titling permitted 3. No A/C Unit proposed 4. Schedule B: (A.C.M Wang) P.Eng (604.618.6236) Structural & Geotechnical 5. HPO: Residential Builder- Vantac Management Ltd NOTE: To achieve the required FSR. A floor space exclusion of 3% has been applied to this application as per section 11.24.18 of the district schedule, to accommodate improved building performance. NOTE: Information regarding the principal building on the survey and site plan is for reference only. Any discrepancy between information regarding the principal building on the survey and/or site plan and approved permit drawings for the principal building are neither approved nor authorized under this laneway house permit. *NEW HOUSE* Note: See DB-2021-05916 for Bldg 1 on site (principal bldg) addressed #1-3958 W 19th Av. **THIS PERMIT HAS BEEN ISSUED UNDER THE REQUIREMENTS OF VBBL #12511 (2019) ** | Atlantis Plumbing & Heating Ltd
EP-2022-09585 | 2022-11-14 | 3958 W 19TH AVENUE #3, Vancouver, BC V6S 1E1 | Electrical Permit | Residential | New | Completed | Installation / Repair - Residential - Alarm security system, door bell, 2 security cameras, 2 TV/Data | T S C Security Services Ltd
SP-2022-01534 | 2022-09-22 | 3958 W 19TH AVENUE #3, Vancouver, BC V6S 1E1 | Sprinkler Permit | Residential | New | Completed | Residential - New sprinkler system for: >BP: To construct a 2 storey laneway house building ($165,750) with an attached garage and 1 open parking pad, providing a total of 2 parking spaces, having vehicular access from the 20' Lane. **Note: The entire building, INCLUDING THE ATTACHED GARAGE (if applicable), to be sprinklered to NFPA 13R ** Note: This is a 1 ½ storey building pursuant to the Zoning & Development By-law. 1. Covenant registered at the Land Title Office under CA9791980 2. No Strata Titling permitted 3. No A/C Unit proposed 4. Schedule B: (A.C.M Wang) P.Eng (604.618.6236) Structural & Geotechnical 5. HPO: Residential Builder- Vantac Management Ltd | Spectrum Fire Protection Ltd
EP-2022-06096 | 2022-07-20 | 3958 W 19TH AVENUE #3, Vancouver, BC V6S 1E1 | Electrical Permit | Residential | New | Completed | Installation / Repair - Residential - LWH - #3 - A new lane way house wiring, duplex meter socket, single phase consumer's service, panel. All outlet, roughing and connection, lighting system and all electrical equipment connection. Main consumer's service: 200A. LWH service: 100A. Main house service: 150A. DB: To construct a 2 storey laneway house building with an attached garage and 1 open parking pad, providing a total of 2 parking spaces, having vehicular access from the 20' Lane. Note: The entire building, INCLUDING THE ATTACHED GARAGE (if applicable), to be sprinklered to NFPA 13R Note: This is a 1 ½ storey building pursuant to the Zoning & Development By-law. 1. Covenant registered at the Land Title Office under CA9791980 2. No Strata Titling permitted 3. No A/C Unit proposed | Aidea Solutions Ltd
EP-2023-10892 | NULL | 5591 MACKENZIE STREET, Vancouver, BC V6N 1H1 | Electrical Permit | Commercial | New | Applicant Revisions | Installation / Repair - Commercial - ¦ INFILL- 3FD: 400A ¦ NFPA 13R ¦ FA ¦ New electrical service, wiring and finishing *An approved mechanical permit is required for the installation of air conditioning or heat pump unit before a final electrical inspection will be performed > BP: *********************PART 5 DESIGN********************* To construct a 3-storey Infill Multiple Dwelling residential building containing three dwelling units with an attached 3-car garage (Building 1), having vehicular access from Mackenzie street. - See BP-2022-00256 for Building 2 at the rear. ******THIS PERMIT HAS BEEN REVIEWED AND ISSUED UNDER THE REQUIREMENTS OF VBBL 2019 AND AMENDMENT EFFECTIVE JUNE 1ST, 2021.*********** Building Review Branch Notes: 1. Sch. A, D, Arch. B, D, Elec. B, Mech. & Plumb. B, Geo. B, Struct. B are submitted. 2. Entire building is sprinklered to NFPA 13R requirements. 3. All dwelling units have separate exterior entrances. 4. Lagan case file was created on Dec 24th, 2021. Comply to VBBL 2019 amendment effective on June 1st, 2021. 5. All new windows, doors, and skylights shall conform to AAMA/WDMA/CSA101/I.S.2/A440, NAFS. | SAAB ELECTRIC LTD
SP-2023-02237 | NULL | 5591 MACKENZIE STREET, Vancouver, BC V6N 1H1 | Sprinkler Permit | Commercial | New | Application Incomplete | Commercial - Install sprinklers in 3 Units Infill >BP: *********************PART 5 DESIGN********************* To construct a 3-storey Infill Multiple Dwelling residential building containing three dwelling units with an attached 3-car garage (Building 1), having vehicular access from Mackenzie street. - See BP-2022-00256 for Building 2 at the rear. ******THIS PERMIT HAS BEEN REVIEWED AND ISSUED UNDER THE REQUIREMENTS OF VBBL 2019 AND AMENDMENT EFFECTIVE JUNE 1ST, 2021.*********** Building Review Branch Notes: 1. Sch. A, D, Arch. B, D, Elec. B, Mech. & Plumb. B, Geo. B, Struct. B are submitted. 2. Entire building is sprinklered to NFPA 13R requirements. 3. All dwelling units have separate exterior entrances. 4. Lagan case file was created on Dec 24th, 2021. Comply to VBBL 2019 amendment effective on June 1st, 2021. 5. All new windows, doors, and skylights shall conform to AAMA/WDMA/CSA101/I.S.2/A440, NAFS. | Gold Key Fire Protection Ltd
PP-2022-03426 | 2022-09-28 | 773 UNION STREET, Vancouver, BC | Plumbing Permit | Residential | New | Completed | Residential - Sumps | Jewel Mini Excavating Ltd
EP-2022-09446 | 2022-11-17 | 773 UNION STREET, Vancouver, BC | Electrical Permit | Residential | New | Completed | Installation / Repair - Residential - 200 amp service connection , 200 amp goes to existing house, 100 amp goes to Lwh , new installation for Lwh , >BP: To construct a 2-storey one-family dwelling infill building ($420,000) with an attached one-car garage and one surface parking space, all having vehicular access from the lane. Scope of work includes the work related to landscaping of the site including the retaining walls running east west, partial retaining wall on west property line, site grading, new patio and fire fighters access path along west property line. Schedule B (Structural and Geotechnical) Yeming Li, Struct. Eng. (604.385.2666) submitted for this project. Building Review Branch Notes: 1. This permit has been reviewed under the requirements of VBBL 2019 2. Permit applied for January 05th, 2022, new energy requirement apply. 3. Entire building to be sprinklered to NFPA 13D 4. See BP-2021-00160 for work related to deck and stairs of existing principal dwelling building. | AECOM ELECTRIC LTD
PP-2023-00078 | 2023-01-09 | 773 UNION STREET, Vancouver, BC | Plumbing Permit | Residential | New | Completed | Residential - Plumbing for 2 story infill house To construct a 2-storey one-family dwelling infill building with an attached one-car garage and one surface parking space, all having vehicular access from the lane. Scope of work includes the work related to landscaping of the site including the retaining walls running east west, partial retaining wall on west property line, site grading, new patio and fire fighters access path along west property line. | Apple Mechanical Ltd
SP-2023-00607 | 2023-04-11 | 773 UNION STREET, Vancouver, BC | Sprinkler Permit | Residential | New | Completed | Residential - To Install 9 sprinkler heads >BP: To construct a 2-storey one-family dwelling infill building ($420,000) with an attached one-car garage and one surface parking space, all having vehicular access from the lane. Scope of work includes the work related to landscaping of the site including the retaining walls running east west, partial retaining wall on west property line, site grading, new patio and fire fighters access path along west property line. | General Sprinkler Systems Ltd
SP-2023-00404 | 2023-03-09 | 5029 INVERNESS STREET, Vancouver, BC | Sprinkler Permit | Residential | New | Issued | Residential - 2FD+2SS - NORTH - 5027 INVERNESS ST - #1 & #2 SOUTH - 5029 INVERNESS ST - #1 & #2 **Amend 01/05/2024** Uploaded Flow Verification Report Install Sprinkler Heads >DB: To construct a two-storey two-family dwelling with two secondary suites ($751,000) located in the basement, with a detached accessory building (garage) at the rear providing 2 parking spaces, as well as two surface parking stalls, in total providing four parking stalls, having vehicular access from the lane. Note: This Building Permit will remain in a suspended status until the associated (green) Demolition Permit BP-2022-00490 is completed. Note: This is a 2 storey building pursuant to the Zoning and Development By-Law. 1. Covenant registered at the Land Title Office under CA9818863 2. No strata titling permitted 3. A/C units proposed in the rear yard 4. Bar sinks NOT proposed 7. The entire building to be sprinklered to 2X NFPA 13D. | RAHELU PLUMBING & HEATING LTD.
GP-2023-00462 | NULL | 5029 INVERNESS STREET, Vancouver, BC | Gas Permit | Residential | New | Withdrawn | Residential - gas fitting & installation of 1 furnace, 1 water heater, 1 range - PIPING ONLY for 1 BBQ & 1 fireplace >BP: To construct a two-storey two-family dwelling with two secondary suites ($751,000) located in the basement, with a detached accessory building (garage) at the rear providing 2 parking spaces, as well as two surface parking stalls, in total providing four parking stalls, having vehicular access from the lane. | Daniel Paul John
EP-2023-00697 | 2023-02-03 | 189 W 62ND AVENUE, Vancouver, BC | Electrical Permit | Residential | New | Completed | Installation / Repair - Residential - New main house electric installation. BC Hydro has confirmed to install two separate meters for main house and laneway house. Main house is 200 A ,and laneway house is 200A *An approved mechanical permit is required for heat pump installation before an electrical inspection will be performed >BP: To construct a 2 storey + basement one-family dwelling, sprinklered to NFPA 13D requirements, with a secondary suite located in the basement with a parking pad, at the rear providing 1 parking spaces, having vehicular access from the lane. Note: This is a 2 storey building pursuant to the Zoning and Development By-Law 1- Covenant registered at the Land Title Office under CA9764880 2- No strata titling permitted 3- A/C unit proposed 4- 8’ bar sink proposed in basement 5- Structural & Geotechnical schedule B: ANTONY WANG P.Eng. (604)-618-6236 6- HPO: MOUNTAIN TAI CONSTRUCTION & MANAGEMENT LTD. Combustible projections or roof soffits on an exposing building face shall not project to less than .45m from the property line and shall be in compliance with VBBL 2019 9.10.15.5.(9) The entire building, INCLUDING THE ATTACHED GARAGE (if applicable), to be sprinklered to NFPA 13D. ******THIS PERMIT HAS BEEN ISSUED UNDER THE REQUIREMENTS OF VBBL 2019 *Apr 13, 2023 Permit Amendment: -2 X 200A Services -1st 200A service: EP-2023-00697/ 189 W 62ND AVENUE/ Single Family + Secondary Suite -2nd 200A service- EP-2023-00752/ 7760 MANITOBA STREET/ Laneway House | Higo Electric Ltd
GP-2023-00032 | 2023-01-05 | 189 W 62ND AVENUE, Vancouver, BC | Gas Permit | Residential | New | Completed | Residential - Venting, installation and final hook up of a gas fireplace >To construct a 2 storey + basement one-family dwelling, sprinklered to NFPA 13D requirements, with a secondary suite located in the basement with a parking pad, at the rear providing 1 parking spaces, having vehicular access from the lane. Note: This is a 2 storey building pursuant to the Zoning and Development By-Law 1- Covenant registered at the Land Title Office under CA9764880 2- No strata titling permitted 3- A/C unit proposed 4- 8’ bar sink proposed in basement 5- Structural & Geotechnical schedule B: ANTONY WANG P.Eng. (604)-618-6236 6- HPO: MOUNTAIN TAI CONSTRUCTION & MANAGEMENT LTD. Combustible projections or roof soffits on an exposing building face shall not project to less than .45m from the property line and shall be in compliance with VBBL 2019 9.10.15.5.(9) The entire building, INCLUDING THE ATTACHED GARAGE (if applicable), to be sprinklered to NFPA 13D. ******THIS PERMIT HAS BEEN ISSUED UNDER THE REQUIREMENTS OF VBBL 2019 | Galaxy Fireplaces Ltd
EP-2023-00007 | 2023-01-04 | 189 W 62ND AVENUE, Vancouver, BC | Electrical Permit | Residential | New | Completed | Installation / Repair - Residential - Extra Low Voltage. Data/Voice/TV Cable. Security Camera, Alarm Prewire. Door Bell, Home Audio. >BP: To construct a 2 storey + basement one-family dwelling, sprinklered to NFPA 13D requirements, with a secondary suite located in the basement with a parking pad, at the rear providing 1 parking spaces, having vehicular access from the lane. Note: This is a 2 storey building pursuant to the Zoning and Development By-Law 1- Covenant registered at the Land Title Office under CA9764880 2- No strata titling permitted 3- A/C unit proposed 4- 8’ bar sink proposed in basement 5- Structural & Geotechnical schedule B: ANTONY WANG P.Eng. (604)-618-6236 6- HPO: MOUNTAIN TAI CONSTRUCTION & MANAGEMENT LTD. Combustible projections or roof soffits on an exposing building face shall not project to less than .45m from the property line and shall be in compliance with VBBL 2019 9.10.15.5.(9) The entire building, INCLUDING THE ATTACHED GARAGE (if applicable), to be sprinklered to NFPA 13D. ******THIS PERMIT HAS BEEN ISSUED UNDER THE REQUIREMENTS OF VBBL 2019 | SECUTECH DEVELOPMENT LTD.
SP-2022-01862 | 2022-11-09 | 189 W 62ND AVENUE, Vancouver, BC | Sprinkler Permit | Residential | New | Completed | Residential - new sprinkler system >o construct a 2 storey + basement one-family dwelling, sprinklered to NFPA 13D requirements, with a secondary suite located in the basement with a parking pad, at the rear providing 1 parking spaces, having vehicular access from the lane. Note: This is a 2 storey building pursuant to the Zoning and Development By-Law 1- Covenant registered at the Land Title Office under CA9764880 2- No strata titling permitted 3- A/C unit proposed 4- 8’ bar sink proposed in basement 5- Structural & Geotechnical schedule B: ANTONY WANG P.Eng. (604)-618-6236 6- HPO: MOUNTAIN TAI CONSTRUCTION & MANAGEMENT LTD. Combustible projections or roof soffits on an exposing building face shall not project to less than .45m from the property line and shall be in compliance with VBBL 2019 9.10.15.5.(9) The entire building, INCLUDING THE ATTACHED GARAGE (if applicable), to be sprinklered to NFPA 13D. ******THIS PERMIT HAS BEEN ISSUED UNDER THE REQUIREMENTS OF VBBL 2019 | Haven Fire Protection Ltd
GP-2022-03538 | 2022-11-15 | 189 W 62ND AVENUE, Vancouver, BC | Gas Permit | Residential | New | Completed | Residential - 1FD+SS - gas ( Fireplace rough in only ) >DB: To construct a 2 storey + basement one-family dwelling, sprinklered to NFPA 13D requirements, with a secondary suite located in the basement with a parking pad, at the rear providing 1 parking spaces, having vehicular access from the lane. Note: This is a 2 storey building pursuant to the Zoning and Development By-Law 1- Covenant registered at the Land Title Office under CA9764880 2- No strata titling permitted 3- A/C unit proposed 4- 8’ bar sink proposed in basement The entire building, INCLUDING THE ATTACHED GARAGE (if applicable), to be sprinklered to NFPA 13D. | WDR CONTRACTING LTD
PP-2022-02967 | 2022-08-25 | 189 W 62ND AVENUE, Vancouver, BC | Plumbing Permit | Residential | New | Completed | Residential - Plumbing for: >BP: 1FD+SS To construct a 2 storey + basement one-family dwelling, sprinklered to NFPA 13D requirements, with a secondary suite located in the basement with a parking pad, at the rear providing 1 parking spaces, having vehicular access from the lane. Note: This is a 2 storey building pursuant to the Zoning and Development By-Law 1- Covenant registered at the Land Title Office under CA9764880 2- No strata titling permitted 3- A/C unit proposed 4- 8’ bar sink proposed in basement 5- Structural & Geotechnical schedule B: ANTONY WANG P.Eng. (604)-618-6236 6- HPO: MOUNTAIN TAI CONSTRUCTION & MANAGEMENT LTD. Combustible projections or roof soffits on an exposing building face shall not project to less than .45m from the property line and shall be in compliance with VBBL 2019 9.10.15.5.(9) The entire building, INCLUDING THE ATTACHED GARAGE (if applicable), to be sprinklered to NFPA 13D. ******THIS PERMIT HAS BEEN ISSUED UNDER THE REQUIREMENTS OF VBBL 2019 | WDR CONTRACTING LTD
PP-2022-02480 | 2022-07-20 | 189 W 62ND AVENUE, Vancouver, BC | Plumbing Permit | Residential | New | Completed | Residential - Sump >BP: 1FD+SS To construct a 2 storey + basement one-family dwelling, sprinklered to NFPA 13D requirements, with a secondary suite located in the basement with a parking pad, at the rear providing 1 parking spaces, having vehicular access from the lane. | BESTWAY EXCAVATING & DEMOLITION 2008 LTD
PP-2022-04085 | 2022-11-15 | 7760 MANITOBA STREET, Vancouver, BC | Plumbing Permit | Residential | New | Completed | Residential - LWH - plumbing >DB: To construct a 2 storey laneway house building, sprinklered to NFPA 13D requirements, with an attached garage and with an open parking pad providing 2 parking spaces total, having vehicular access from the lane. Note: This is a 1 1/2 storey building pursuant to the Zoning & Development By-law 1. Covenant registered at the Land Title Office under CA9764880 2. No Strata Titling permitted 3. No A/C unit proposed | WDR CONTRACTING LTD
SP-2022-01863 | 2022-11-09 | 7760 MANITOBA STREET, Vancouver, BC | Sprinkler Permit | Residential | New | Completed | Residential - new sprinkler system >To construct a 2 storey laneway house building, sprinklered to NFPA 13D requirements, with an attached garage and with an open parking pad providing 2 parking spaces total, having vehicular access from the lane. Note: This is a 1 1/2 storey building pursuant to the Zoning & Development By-law 1. Covenant registered at the Land Title Office under CA9764880 2. No Strata Titling permitted 3. No A/C unit proposed 4. Structural & Geotechnical schedule B: ANTONY WANG P.Eng. (604)-618-6236 5. HPO: MOUNTAIN TAI CONSTRUCTION & MANAGEMENT LTD. "Combustible projections or roof soffits on an exposing building face shall not project to less than .45m from the property line and shall be in compliance with VBBL 2019 9.10.15.5.(9)" The entire building, INCLUDING THE ATTACHED GARAGE (if applicable), to be sprinklered to NFPA 13D. Any alterations or conversions to the attached garage (if applicable) to habitable living space shall not be permitted without first obtaining the approval of the Director of Planning and the Chief Building Official. Thermal protection measures and Laneway house design guidelines shall be required to be met prior to the approval of the conversion. ******THIS PERMIT HAS BEEN ISSUED UNDER THE REQUIREMENTS OF VBBL 2019 AND THE GREEN HOMES PROGRAM****** See DB-2021-06216 for Bldg 1 on site (principal bldg) addressed 189 W 62 Avenue | Haven Fire Protection Ltd
MP-2023-00046 | 2023-01-11 | 7760 MANITOBA STREET, Vancouver, BC | Mechanical Permit | NULL | NULL | Completed | NULL | WDR CONTRACTING LTD
EP-2023-00752 | 2023-02-01 | 7760 MANITOBA STREET, Vancouver, BC | Electrical Permit | Residential | New | Issued | Installation / Repair - Residential - New laneway house electric installation. BC Hydro agreed to install two separate meters for main house and laneway house. Main house is 200A,and laneway house is 200A too. *Apr 04, 2023 Amendment -2 X 200A Services -1st 200A service: EP-2023-00697/ 189 W 62ND AVENUE/ Single Family + Secondary Suite -2nd 200A service- EP-2023-00752/ 7760 MANITOBA STREET/ Laneway House >BP: To construct a 2 storey laneway house building, sprinklered to NFPA 13D requirements, with an attached garage and with an open parking pad providing 2 parking spaces total, having vehicular access from the lane. Note: This is a 1 1/2 storey building pursuant to the Zoning & Development By-law 1. Covenant registered at the Land Title Office under CA9764880 2. No Strata Titling permitted 3. No A/C unit proposed 4. Structural & Geotechnical schedule B: ANTONY WANG P.Eng. (604)-618-6236 5. HPO: MOUNTAIN TAI CONSTRUCTION & MANAGEMENT LTD. "Combustible projections or roof soffits on an exposing building face shall not project to less than .45m from the property line and shall be in compliance with VBBL 2019 9.10.15.5.(9)" The entire building, INCLUDING THE ATTACHED GARAGE (if applicable), to be sprinklered to NFPA 13D. Any alterations or conversions to the attached garage (if applicable) to habitable living space shall not be permitted without first obtaining the approval of the Director of Planning and the Chief Building Official. Thermal protection measures and Laneway house design guidelines shall be required to be met prior to the approval of the conversion. ******THIS PERMIT HAS BEEN ISSUED UNDER THE REQUIREMENTS OF VBBL 2019 AND THE GREEN HOMES PROGRAM****** See DB-2021-06216 for Bldg 1 on site (principal bldg) addressed 189 W 62 Avenue | Higo Electric Ltd
EP-2023-01301 | 2023-02-15 | 7760 MANITOBA STREET, Vancouver, BC | Electrical Permit | Residential | New | Completed | Installation / Repair - Residential - Laneway House Extra Low Voltage. Data/Voice/TV Cable, Alarm Prewire, Door Bell. >BP: To construct a 2 storey laneway house building, sprinklered to NFPA 13D requirements, with an attached garage and with an open parking pad providing 2 parking spaces total, having vehicular access from the lane. Note: This is a 1 1/2 storey building pursuant to the Zoning & Development By-law 1. Covenant registered at the Land Title Office under CA9764880 2. No Strata Titling permitted 3. No A/C unit proposed 4. Structural & Geotechnical schedule B: ANTONY WANG P.Eng. (604)-618-6236 5. HPO: MOUNTAIN TAI CONSTRUCTION & MANAGEMENT LTD. "Combustible projections or roof soffits on an exposing building face shall not project to less than .45m from the property line and shall be in compliance with VBBL 2019 9.10.15.5.(9)" The entire building, INCLUDING THE ATTACHED GARAGE (if applicable), to be sprinklered to NFPA 13D. Any alterations or conversions to the attached garage (if applicable) to habitable living space shall not be permitted without first obtaining the approval of the Director of Planning and the Chief Building Official. Thermal protection measures and Laneway house design guidelines shall be required to be met prior to the approval of the conversion. ******THIS PERMIT HAS BEEN ISSUED UNDER THE REQUIREMENTS OF VBBL 2019 AND THE GREEN HOMES PROGRAM****** See DB-2021-06216 for Bldg 1 on site (principal bldg) addressed 189 W 62 Avenue | SECUTECH DEVELOPMENT LTD.
SP-2022-01394 | 2022-09-01 | 303 E 58TH AVENUE #3, Vancouver, BC V5X 1V8 | Sprinkler Permit | Residential | New | Completed | Residential - LWH - #3 - Install sprinklers in lwh >To construct a 2 storey laneway house building ($154,577.5) with 1 open parking pad, providing a total of 1 parking spaces, having vehicular access from the 20' Lane. Note: This is a 1 ½ storey building pursuant to the Zoning & Development By-law. 1. Covenant not required with existing house 2. No Strata Titling permitted 3. No A/C Unit proposed 4. Entire building to be sprinklered 13D 5. Schedule B: (Md. Shahidul Alam) P.Eng (604.653.7475) Structural 6. Schedule B: (Md. Shahidul Alam) P.Eng (604.653.7475) Geotechnical 7. HPO: Residential Builder- Metro-City Projects Inc. NOTE: To achieve the required FSR. A floor space exclusion of 3% has been applied to this application as per section 11.24.18 of the district schedule, to accommodate improved building performance. Address Information: Principle Dwelling: #1-303 E 58th Av Laneway home: #3-303 E 58th Av Address and suite numbers assigned as per approved plans for Fire and Emergency response. The address number is to be posted to the building to be visible from the street and the suite numbers are to be posted at the suite entries in accordance with the Building By-law prior to final inspection. NOTE: Information regarding the principal building on the survey and site plan is for reference only. Any discrepancy between information regarding the principal building on the survey and/or site plan and approved permit drawings for the principal building are neither approved nor authorized under this laneway house permit. *EXISTING HOUSE* Note: Bldg 1 (principal bldg) addressed #1-303 E 58th Av retained on site. **THIS PERMIT HAS BEEN ISSUED UNDER THE REQUIREMENTS OF VBBL #12511 (2019) ** | Gold Key Fire Protection Ltd
EP-2022-06897 | 2022-08-17 | 303 E 58TH AVENUE #3, Vancouver, BC V5X 1V8 | Electrical Permit | Residential | New | Completed | Installation / Repair - Residential - New construction laneway Upgrade existing service to 200A duplex meter base Main consumer's service: 200A. 125A - Laneway house service. 100A - Main house service. Electrical rough-wire and finishing Underground tek Electrical low voltage rough-wire only EVSE >BP: To construct a 2 storey laneway house building ($154,577.5) with 1 open parking pad, providing a total of 1 parking spaces, having vehicular access from the 20' Lane. Note: This is a 1 ½ storey building pursuant to the Zoning & Development By-law. 1. Covenant not required with existing house 2. No Strata Titling permitted 3. No A/C Unit proposed 4. Entire building to be sprinklered 13D 5. Schedule B: (Md. Shahidul Alam) P.Eng (604.653.7475) Structural 6. Schedule B: (Md. Shahidul Alam) P.Eng (604.653.7475) Geotechnical 7. HPO: Residential Builder- Metro-City Projects Inc. NOTE: To achieve the required FSR. A floor space exclusion of 3% has been applied to this application as per section 11.24.18 of the district schedule, to accommodate improved building performance. NOTE: Information regarding the principal building on the survey and site plan is for reference only. Any discrepancy between information regarding the principal building on the survey and/or site plan and approved permit drawings for the principal building are neither approved nor authorized under this laneway house permit. *EXISTING HOUSE* Note: Bldg 1 (principal bldg) addressed #1-303 E 58th Av retained on site. **THIS PERMIT HAS BEEN ISSUED UNDER THE REQUIREMENTS OF VBBL #12511 (2019) ** | AMTEK Electric Ltd
PP-2022-01637 | 2022-05-11 | 303 E 58TH AVENUE #3, Vancouver, BC V5X 1V8 | Plumbing Permit | Residential | New | Completed | Residential - Plumbing for: >BP: To construct a 2 storey laneway house building with 1 open parking pad, providing a total of 1 parking spaces, having vehicular access from the 20' Lane. Note: This is a 1 ½ storey building pursuant to the Zoning & Development By-law. 1. Covenant not required with existing house 2. No Strata Titling permitted 3. No A/C Unit proposed 4. Entire building to be sprinklered 13D 5. Schedule B: (Md. Shahidul Alam) P.Eng (604.653.7475) Structural 6. Schedule B: (Md. Shahidul Alam) P.Eng (604.653.7475) Geotechnical 7. HPO: Residential Builder- Metro-City Projects Inc. NOTE: To achieve the required FSR. A floor space exclusion of 3% has been applied to this application as per section 11.24.18 of the district schedule, to accommodate improved building performance. Address Information: Principle Dwelling: #1-303 E 58th Av Laneway home: #3-303 E 58th Av Address and suite numbers assigned as per approved plans for Fire and Emergency response. The address number is to be posted to the building to be visible from the street and the suite numbers are to be posted at the suite entries in accordance with the Building By-law prior to final inspection. NOTE: Information regarding the principal building on the survey and site plan is for reference only. Any discrepancy between information regarding the principal building on the survey and/or site plan and approved permit drawings for the principal building are neither approved nor authorized under this laneway house permit. *EXISTING HOUSE* Note: Bldg 1 (principal bldg) addressed #1-303 E 58th Av retained on site. **THIS PERMIT HAS BEEN ISSUED UNDER THE REQUIREMENTS OF VBBL #12511 (2019) ** | AKAL Plumbing & Heating Ltd
GP-2022-01732 | 2022-06-08 | 303 E 58TH AVENUE #3, Vancouver, BC V5X 1V8 | Gas Permit | Residential | New | Completed | Residential - This is new laneway house with 2 fixtures. | AKAL Plumbing & Heating Ltd
PP-2022-01866 | 2022-06-02 | 303 E 58TH AVENUE #3, Vancouver, BC V5X 1V8 | Plumbing Permit | Residential | New | Completed | Residential - Sanitary and storm connections for new Laneway home >BP: To construct a 2 storey laneway house building ($154,577.5) with 1 open parking pad, providing a total of 1 parking spaces, having vehicular access from the 20' Lane. Note: This is a 1 ½ storey building pursuant to the Zoning & Development By-law. 1. Covenant not required with existing house 2. No Strata Titling permitted 3. No A/C Unit proposed 4. Entire building to be sprinklered 13D 5. Schedule B: (Md. Shahidul Alam) P.Eng (604.653.7475) Structural 6. Schedule B: (Md. Shahidul Alam) P.Eng (604.653.7475) Geotechnical 7. HPO: Residential Builder- Metro-City Projects Inc. NOTE: To achieve the required FSR. A floor space exclusion of 3% has been applied to this application as per section 11.24.18 of the district schedule, to accommodate improved building performance. Address Information: Principle Dwelling: #1-303 E 58th Av Laneway home: #3-303 E 58th Av Address and suite numbers assigned as per approved plans for Fire and Emergency response. The address number is to be posted to the building to be visible from the street and the suite numbers are to be posted at the suite entries in accordance with the Building By-law prior to final inspection. NOTE: Information regarding the principal building on the survey and site plan is for reference only. Any discrepancy between information regarding the principal building on the survey and/or site plan and approved permit drawings for the principal building are neither approved nor authorized under this laneway house permit. *EXISTING HOUSE* Note: Bldg 1 (principal bldg) addressed #1-303 E 58th Av retained on site. **THIS PERMIT HAS BEEN ISSUED UNDER THE REQUIREMENTS OF VBBL #12511 (2019) ** | Canstar Excavating & Landscaping Ltd
PP-2022-02184 | 2022-06-21 | 3611 HAIDA DRIVE #3, Vancouver, BC V5M 3Y9 | Plumbing Permit | Residential | New | Issued | Residential - Two Sump No Pump | Canadian Excavating Ltd
SP-2022-02015 | 2022-12-13 | 3611 HAIDA DRIVE #3, Vancouver, BC V5M 3Y9 | Sprinkler Permit | Residential | New | Issued | Residential - Installation new sprinkler heads 1.5 Storey LWH To construct a 2 storey laneway house building with an open parking pad providing 1 parking space having vehicular access from the lane. Note: This is a 1 1/2 storey building pursuant to the Zoning & Development By-law 1. Covenant registered at the Land Title Office under CA9753642 2. No Strata Titling permitted 3. No A/C unit proposed 4. No bar sink proposed 5. Structural & Geotechnical schedule B: ANTONY WANG - 604-618-6236. 6. HPO: LS DEVELOPMENTS LTD. | RAHELU PLUMBING & HEATING LTD.
EP-2022-09683 | 2022-11-30 | 3611 HAIDA DRIVE #3, Vancouver, BC V5M 3Y9 | Electrical Permit | Residential | New | Issued | Installation / Repair - Residential - Electrical work for new lWH , Main electrical service 400A 120/240V 1 phase 3 wires , Sub service for main house is 200A 120/240 V 1 phase 3 wires ; sub service for LWH 200A 120/240V 1 phase 3 wires >BP: 1.5 Storey LWH To construct a 2 storey laneway house building with an open parking pad providing 1 parking space having vehicular access from the lane. Note: This is a 1 1/2 storey building pursuant to the Zoning & Development By-law 1. Covenant registered at the Land Title Office under CA9753642 2. No Strata Titling permitted 3. No A/C unit proposed 4. No bar sink proposed 5. Structural & Geotechnical schedule B: ANTONY WANG - 604-618-6236. 6. HPO: LS DEVELOPMENTS LTD. | SNG Electric Ltd
PP-2023-00392 | 2023-02-06 | 3611 HAIDA DRIVE #3, Vancouver, BC V5M 3Y9 | Plumbing Permit | Residential | New | Issued | Residential - Plumbing >BP: To construct a 2 storey laneway house building with an open parking pad providing 1 parking space having vehicular access from the lane. Note: This is a 1 1/2 storey building pursuant to the Zoning & Development By-law 1. Covenant registered at the Land Title Office under CA9753642 2. No Strata Titling permitted 3. No A/C unit proposed 4. No bar sink proposed 5. Structural & Geotechnical schedule B: ANTONY WANG - 604-618-6236. 6. HPO: LS DEVELOPMENTS LTD. | Lally Plumbing & Heating Ltd
EP-2023-02303 | 2023-03-17 | 3611 HAIDA DRIVE #3, Vancouver, BC V5M 3Y9 | Electrical Permit | Residential | New | Issued | Installation / Repair - Residential - LOw voltage installation including alarm system, data wiring >BP: To construct a 2 storey laneway house building with an open parking pad providing 1 parking space having vehicular access from the lane. Note: This is a 1 1/2 storey building pursuant to the Zoning & Development By-law 1. Covenant registered at the Land Title Office under CA9753642 2. No Strata Titling permitted 3. No A/C unit proposed 4. No bar sink proposed 5. Structural & Geotechnical schedule B: ANTONY WANG - 604-618-6236. 6. HPO: LS DEVELOPMENTS LTD. "Combustible projections or roof soffits on an exposing building face shall not project to less than .45m from the property line and shall be in compliance with VBBL 2014 9.10.15.5.(9)" The entire building, INCLUDING THE ATTACHED GARAGE (if applicable), to be sprinklered to NFPA 13D Enhanced. Any alterations or conversions to the attached garage (if applicable) to habitable living space shall not be permitted without first obtaining the approval of the Director of Planning and the Chief Building Official. Thermal protection measures and Laneway house design guidelines shall be required to be met prior to the approval of the conversion. ******THIS PERMIT HAS BEEN ISSUED UNDER THE REQUIREMENTS OF VBBL 2019 | Opticnet Communications Inc
EP-2023-03869 | 2023-05-08 | 2052 W 41ST AVENUE #215, Vancouver, BC V6M 1Y8 | Electrical Permit | Commercial | Renovation | Completed | Installation / Repair - Commercial - It's office with 3 small office:1 open space ,1 meeting room, I small storage & 1 electrical closet . Each room has 4 pot light and 2 plugs. We are installing 4 pot lights and 2 plugs in each room. Existing panel. Main panel is 100 amps, 4 wire , 3 phase. >BP: #215 Interior alterations to provide improvements for a new office tenant on the 2nd floor (#215) in this existing commercial use building on this site. OK for field review as per Nehzat J. October 25, 2022. Notes: - This building is sprinklered. SP - sprinkler permit is required. - Peng structural seismic letters required. - Energy upgrade triggers: E2 - Lighting - Upgrade to Local Control (per 9.4.1.1.(a) of ASHRAE 90.1-2016). | All Best Electrical Ltd
GP-2023-01417 | 2023-05-03 | 3306 MAYFAIR AVENUE, Vancouver, BC V6N 0C5 | Gas Permit | Residential | Renovation | Issued | Residential - 4 gas fireplaces >BP: To relocate, alter, add to and convert this existing Heritage 'B' one-family dwelling to a multiple conversion dwelling containing three (3) dwelling units | Delco Fireplaces Ltd
PP-2023-01100 | 2023-04-03 | 3306 MAYFAIR AVENUE, Vancouver, BC V6N 0C5 | Plumbing Permit | Residential | Renovation | Issued | Residential - MCD - removing all existing plumbing and installing all new plumbing >BP: To relocate, alter, add to and convert this existing Heritage 'B' one-family dwelling to a multiple conversion dwelling containing three (3) dwelling units and an attached three-car garage, having vehicular access from Mayfair Avenue. 4.. Entire building is to be sprinklered to NFPA 13R requirements. | BPH Mechanical Systems Ltd.
SP-2023-00393 | 2023-09-15 | 3306 MAYFAIR AVENUE, Vancouver, BC V6N 0C5 | Sprinkler Permit | Commercial | New | Issued | Commercial - For all sprinkler work to the 2019 VBBL; NFPA 13R, 2013; for work to convert this existing Heritage 'B' one-family dwelling to a multiple conversion dwelling containing three (3) dwelling units and an attached three-car garage and the installation of a new sprinkler system. Engineer of Record: Yadim Amador Castillo 778-707-6797 yadim@nwsprinkler.com | Titan Fire Protection Ltd
PP-2022-04239 | 2022-11-24 | 3306 MAYFAIR AVENUE, Vancouver, BC V6N 0C5 | Plumbing Permit | Residential | Renovation | Issued | Residential - 1x outside gravity sump 1x outside sump with pumps | J & R Excavation & Demolition Ltd.
MP-2023-02071 | 2023-11-22 | 3306 MAYFAIR AVENUE, Vancouver, BC V6N 0C5 | Mechanical Permit | NULL | NULL | Issued | NULL | P&K Mechanical Ltd
GP-2023-02540 | 2023-09-26 | 3306 MAYFAIR AVENUE, Vancouver, BC V6N 0C5 | Gas Permit | Residential | New | Issued | Residential - 3 Ranges, 3 BBQ's, 4 Fireplaces & 3 Boilers piping only for fireplaces >BP: To relocate, alter, add to and convert this existing Heritage 'B' one-family dwelling to a multiple conversion dwelling containing three (3) dwelling units and an attached three-car garage, having vehicular access from Mayfair Avenue. | A & J GAS SERVICES LTD
EP-2023-08503 | 2023-09-20 | 3306 MAYFAIR AVENUE, Vancouver, BC V6N 0C5 | Electrical Permit | Residential | Renovation | Issued | Installation / Repair - Residential - Installation of Security Alarm, Tel, Data, Cable. -reference: CF-2018-015164 >BP: **********Part 3 residential building & Part 5 Design********** To relocate, alter, add to and convert this existing Heritage 'B' one-family dwelling to a multiple conversion dwelling containing three (3) dwelling units and an attached three-car garage, having vehicular access from Mayfair Avenue. ******THIS PERMIT HAS BEEN REVIEWED & ISSUED UNDER THE REQUIREMENTS OF VBBL 2019 ******** Building Review Branch Notes: 1. Entire building is designed to meet Part 5 design and fully upgraded to F4, S4, N4, A4 and energy upgrade per Table 11.2.1.4.(2). 2. Sch. A, D, Arch. B, Struct. B, Geo. B, Elec. B, Plmb. B & Sprk. B are submitted. 3. Compliance with VBBL 2019 amendment effective June 1st, 2021. 4.. Entire building is to be sprinklered to NFPA 13R requirements. 5. All dwelling units have their own separate exterior entrance. 6. All new windows, doors, and skylights shall conform to AAMA/WDMA/CSA101/I.S.2/A440, NAFS. | Torrent Technologies Ltd
PP-2023-03294 | 2023-09-15 | 831 W 20TH AVENUE #3, Vancouver, BC V5Z 1Y3 | Plumbing Permit | Residential | New | Issued | Residential - LWH - #3 - 1 bath, 1 kitchen coach house. >DB: To construct a 2 storey laneway house building ($161,000) with 1 open parking pad and a semi enclosed carport providing a total of 2 parking spaces, having vehicular access from the 20' lane. Note: This is a 1 ½ storey building pursuant to the Zoning & Development By-law 1. Covenant registered at the Land Title Office under CA9376329 2. No Strata Titling permitted 3. No A/C unit proposed 4. Schedule A: Michael Wartman AIBC (604-790-1688) Commitment 5. Schedule B: Michael Wartman AIBC (604-790-1688) Architectural 6. Schedule B: Florencio Bautista P.Eng. (604-484-2859) Structural 7. Schedule B: Paul A. Davies P.Eng (604-395-2300) Geotechnical 8. Schedule D: Michael Wartman AIBC (604-790-1688) Commitment 9. HPO: Residential Builder - ESTATA ENTERPRISES LTD. Address number assigned as per approved plans for Fire and Emergency response. The address number is to be posted and to the building and to be visible from the street in accordance with the Building By-law prior to final inspection. ******THIS PERMIT HAS BEEN ISSUED UNDER THE REQUIREMENTS OF VBBL #12511 (2019)****** | Sean Michael Regan
NULL | NULL | 831 W 20TH AVENUE #3, Vancouver, BC V5Z 1Y3 | Mechanical Permit | NULL | NULL | Withdrawn | NULL | NULL
SP-2023-02291 | 2023-12-20 | 831 W 20TH AVENUE #3, Vancouver, BC V5Z 1Y3 | Sprinkler Permit | Residential | New | Issued | Residential - installation of new fire sprinkler system in laneway. >BP: ***PART 5 *** To construct a 2 storey laneway house building with 1 open parking pad and a semi enclosed carport providing a total of 2 parking spaces, having vehicular access from the 20' lane. Note: This is a 1 ½ storey building pursuant to the Zoning & Development By-law 1. Covenant registered at the Land Title Office under CA9376329 2. No Strata Titling permitted 3. No A/C unit proposed 4. Schedule A: Michael Wartman AIBC (604-790-1688) Commitment 5. Schedule B: Michael Wartman AIBC (604-790-1688) Architectural 6. Schedule B: Florencio Bautista P.Eng. (604-484-2859) Structural 7. Schedule B: Paul A. Davies P.Eng (604-395-2300) Geotechnical 8. Schedule D: Michael Wartman AIBC (604-790-1688) Commitment 9. HPO: Residential Builder - ESTATA ENTERPRISES LTD. | Fire Busters Inc
EP-2024-00442 | 2024-01-24 | 831 W 20TH AVENUE #3, Vancouver, BC V5Z 1Y3 | Electrical Permit | Residential | New | Issued | Installation / Repair - Residential - Rough in wiring and finish Security Alarm and cameras. > DB: To construct a 2 storey laneway house building ($161,000) with 1 open parking pad and a semi enclosed carport providing a total of 2 parking spaces, having vehicular access from the 20' lane. Note: This is a 1 ½ storey building pursuant to the Zoning & Development By-law | Highwire AV Solutions Inc
PP-2022-04182 | 2022-11-21 | 831 W 20TH AVENUE #3, Vancouver, BC V5Z 1Y3 | Plumbing Permit | Residential | New | Issued | Residential - sump | Khela Excavating Ltd.
EP-2023-02025 | 2023-03-30 | 831 W 20TH AVENUE #3, Vancouver, BC V5Z 1Y3 | Electrical Permit | Residential | New | Issued | Installation / Repair - Residential - Laneway House - BC Hydro Service, branch circuits, appliance circuits, mechanical circuits, lighting. >BP: To construct a 2 storey laneway house building ($161,000) with 1 open parking pad and a semi enclosed carport providing a total of 2 parking spaces, having vehicular access from the 20' lane. Note: This is a 1 ½ storey building pursuant to the Zoning & Development By-law 1. Covenant registered at the Land Title Office under CA9376329 2. No Strata Titling permitted 3. No A/C unit proposed 4. Schedule A: Michael Wartman AIBC (604-790-1688) Commitment 5. Schedule B: Michael Wartman AIBC (604-790-1688) Architectural 6. Schedule B: Florencio Bautista P.Eng. (604-484-2859) Structural 7. Schedule B: Paul A. Davies P.Eng (604-395-2300) Geotechnical 8. Schedule D: Michael Wartman AIBC (604-790-1688) Commitment 9. HPO: Residential Builder - ESTATA ENTERPRISES LTD. | Fowlstone Electric Ltd
PP-2022-04079 | 2022-11-14 | 781 W 61ST AVENUE #3, Vancouver, BC V6P 2B6 | Plumbing Permit | Residential | New | Completed | Residential - To install piping and fixtures for a new laneway house. To construct a 2 storey laneway house building ($215,000) with an attached garage and 1 open parking pad, providing a total of 2 parking spaces, having vehicular access from the lane. Note: This is a 1 ½ storey building pursuant to the Zoning & Development By-law. 1. Covenant registered at the Land Title Office under CA9765536 2. No Strata Titling permitted 3. No A/C unit proposed 4. Schedule B: ALAN PRAHALAD - 604-831-1431 Structural & Geotechnical 5. BC Housing Residential Builder - Royal Casa Construction Ltd. | Skyway Plumbing & gas Ltd
MP-2022-00606 | 2022-11-23 | 781 W 61ST AVENUE #3, Vancouver, BC V6P 2B6 | Mechanical Permit | NULL | NULL | Completed | NULL | Skyway Plumbing & gas Ltd
SP-2022-01973 | 2022-11-28 | 781 W 61ST AVENUE #3, Vancouver, BC V6P 2B6 | Sprinkler Permit | Residential | New | Completed | Residential - To install piping and fixtures for a new laneway house. >To construct a 2 storey laneway house building ($215,000) with an attached garage and 1 open parking pad, providing a total of 2 parking spaces, having vehicular access from the lane. Note: This is a 1 ½ storey building pursuant to the Zoning & Development By-law. 1. Covenant registered at the Land Title Office under CA9765536 2. No Strata Titling permitted 3. No A/C unit proposed 4. Schedule B: ALAN PRAHALAD - 604-831-1431 Structural & Geotechnical 5. BC Housing Residential Builder - Royal Casa Construction Ltd. Address number assigned as per approved plans for Fire and Emergency response. The address number is to be posted and to the building and to be visible from the street in accordance with the Building By-law prior to final inspection. ******THIS PERMIT HAS BEEN ISSUED UNDER THE REQUIREMENTS OF VBBL #12511 (2019)****** | Skyway Plumbing & gas Ltd
EP-2022-10192 | 2022-12-06 | 781 W 61ST AVENUE #3, Vancouver, BC V6P 2B6 | Electrical Permit | Residential | New | Completed | Installation / Repair - Residential - New construction laneway house . To construct a 2 storey laneway house building with an attached garage and 1 open parking pad, providing a total of 2 parking spaces, having vehicular access from the lane. Note: This is a 1 ½ storey building pursuant to the Zoning & Development By-law. 1. Covenant registered at the Land Title Office under CA9765536 2. No Strata Titling permitted 3. No A/C unit proposed 4. Schedule B: ALAN PRAHALAD - 604-831-1431 Structural & Geotechnical 5. BC Housing Residential Builder - Royal Casa Construction Ltd. | ABC1 ELECTRICAL SERVICES LTD.
EP-2022-10508 | 2022-12-13 | 781 W 61ST AVENUE #3, Vancouver, BC V6P 2B6 | Electrical Permit | Residential | New | Completed | Installation / Repair - Residential - PRE-WIRE AND FINISHED DATA AND TELEPHONE SECURITY ALARM SYSTEMS TELEVISON CABLES >BP: To construct a 2 storey laneway house building with an attached garage and 1 open parking pad, providing a total of 2 parking spaces, having vehicular access from the lane. Note: This is a 1 ½ storey building pursuant to the Zoning & Development By-law. 1. Covenant registered at the Land Title Office under CA9765536 2. No Strata Titling permitted 3. No A/C unit proposed 4. Schedule B: ALAN PRAHALAD - 604-831-1431 Structural & Geotechnical 5. BC Housing Residential Builder - Royal Casa Construction Ltd. | Innova Security Systems Inc
GP-2022-03970 | 2022-12-13 | 781 W 61ST AVENUE #3, Vancouver, BC V6P 2B6 | Gas Permit | Residential | New | Completed | Residential - To install piping and gas appliances for a new laneway house with complete installation. >BP: To construct a 2 storey laneway house building ($215,000) with an attached garage and 1 open parking pad, providing a total of 2 parking spaces, having vehicular access from the lane. | Skyway Plumbing & gas Ltd
PP-2023-00649 | 2023-02-23 | 2646 E 3RD AVENUE #3, Vancouver, BC V5M 1H2 | Plumbing Permit | Residential | New | Issued | Residential - Install one sump without pump | Van-City Excavating Ltd
EP-2023-03794 | 2023-05-02 | 2646 E 3RD AVENUE #3, Vancouver, BC V5M 1H2 | Electrical Permit | Residential | New | Issued | Installation / Repair - Residential - Rough in and plating of security, TV, Network. >BP: To construct a 2 storey laneway house building ($225,000) with an open parking pad, providing 1 parking space, having vehicular access from the lane. Note: This is a 1 ½ storey building pursuant to the Zoning & Development By-law. 1. Covenant registered at the Land Title Office under CA9817912 2. No Strata Titling permitted 3. No A/C unit proposed 4. Schedule B: MD. SHAHIDUL ALAM 604-653-7475 Structural & Geotechnical 5. BC Housing Residential Builder - Lamai Homes Ltd. | Tuong Su
EP-2023-04493 | 2023-05-25 | 2646 E 3RD AVENUE #3, Vancouver, BC V5M 1H2 | Electrical Permit | Residential | New | Issued | Installation / Repair - Residential - laneway house wiring service underground and finishing *Service Change ¦ 1- 400A to 2 x 200A Services¦ 1- 200A: 1FD ¦ 1- 200A: SS + LWH >Permit Amendment Oct 13, 2023 -Service Change ¦ 1- 400A to 2 x 200A Services¦ 1- 200A: 1FD ¦ 1- 200A: SS + LWH -"bc hydro do not accept 200 amps double drop . so we have changed to two 200 amps separate services. 200 for main house and 200 amps for secondary suite and laneway house -"Attaching new copy of load calculation" *Document(s) uploaded to "Application Documents" tab for Electrical Inspector review. Documents are at pending status at time of permit amendment approval >BP: To construct a 2 storey laneway house building ($225,000) with an open parking pad, providing 1 parking space, having vehicular access from the lane. Note: This is a 1 ½ storey building pursuant to the Zoning & Development By-law. 1. Covenant registered at the Land Title Office under CA9817912 2. No Strata Titling permitted 3. No A/C unit proposed 4. Schedule B: MD. SHAHIDUL ALAM 604-653-7475 Structural & Geotechnical 5. BC Housing Residential Builder - Lamai Homes Ltd. | Kaler Electrical Ltd
SP-2023-01309 | 2023-07-20 | 2646 E 3RD AVENUE #3, Vancouver, BC V5M 1H2 | Sprinkler Permit | Residential | New | Issued | Residential - LWH - #3 - New sprinkler system To construct a 2 storey laneway house building with an open parking pad, providing 1 parking space, having vehicular access from the lane. Note: This is a 1 ½ storey building pursuant to the Zoning & Development By-law. 1. Covenant registered at the Land Title Office under CA9817912 2. No Strata Titling permitted 3. No A/C unit proposed ******THIS PERMIT HAS BEEN ISSUED UNDER THE REQUIREMENTS OF VBBL #12511 (2019)****** >DB: | Haven Fire Protection Ltd
EP-2023-06311 | 2023-07-13 | 3171 TOLMIE STREET, Vancouver, BC | Electrical Permit | Residential | New | Completed | Installation / Repair - Residential - Installation of extra low voltage work for internet, video surveillance, intercom, cctv, telephone and pre-wire for security alarm. >BP: To construct a 2 storey laneway house building ($166,072.50) with an attached garage and 1 open parking pad, providing a total of 2 parking spaces, having vehicular access from the lane. Rev#1: The entire building, INCLUDING THE ATTACHED GARAGE (if applicable), to be sprinklered to NFPA 13D as per VBBL 3.2.5.12.(3)(d). Note: This is a 1 ½ storey building pursuant to the Zoning & Development By-law 1. Covenant registered at the Land Title Office under CA9631743 2. No Strata Titling permitted 3. No A/C unit proposed 4. Schedule B: Henry S.N. Hsu P.Eng (604.322.7158) Geotechnical 5. Schedule B: Jianli Guo, (604.518.1098) Structural 6. HPO: Residential Builder - Moment Construction Ltd ******THIS PERMIT HAS BEEN ISSUED UNDER THE REQUIREMENTS OF VBBL #12511 (2019)****** | Fortune Link Electrical Ltd
SP-2023-00364 | 2023-03-02 | 3171 TOLMIE STREET, Vancouver, BC | Sprinkler Permit | Residential | New | Completed | Residential - new laneway house >BP: To construct a 2 storey laneway house building with an attached garage and 1 open parking pad, providing a total of 2 parking spaces, having vehicular access from the lane. The entire building, INCLUDING THE ATTACHED GARAGE (if applicable), to be sprinklered to NFPA 13R. Note: This is a 1 ½ storey building pursuant to the Zoning & Development By-law 1. Covenant registered at the Land Title Office under CA9631743 2. No Strata Titling permitted 3. No A/C unit proposed 4. Schedule B: Henry S.N. Hsu P.Eng (604.322.7158) Geotechnical 5. Schedule B: Jianli Guo, (604.518.1098) Structural 6. HPO: Residential Builder - Moment Construction Ltd | Yu Fire Protection Inc.
EP-2023-02404 | 2023-04-13 | 3171 TOLMIE STREET, Vancouver, BC | Electrical Permit | Residential | New | Completed | Installation / Repair - Residential - Electrical work in a new laneway house, including service,underground cable,rough wire and finishing work >BP: To construct a 2 storey laneway house building ($166,072.50) with an attached garage and 1 open parking pad, providing a total of 2 parking spaces, having vehicular access from the lane. The entire building, INCLUDING THE ATTACHED GARAGE (if applicable), to be sprinklered to NFPA 13R. Note: This is a 1 ½ storey building pursuant to the Zoning & Development By-law 1. Covenant registered at the Land Title Office under CA9631743 2. No Strata Titling permitted 3. No A/C unit proposed 4. Schedule B: Henry S.N. Hsu P.Eng (604.322.7158) Geotechnical 5. Schedule B: Jianli Guo, (604.518.1098) Structural 6. HPO: Residential Builder - Moment Construction Ltd ******THIS PERMIT HAS BEEN ISSUED UNDER THE REQUIREMENTS OF VBBL #12511 (2019)****** | SCS Electrical Services Ltd
PP-2023-00138 | 2023-01-13 | 3171 TOLMIE STREET, Vancouver, BC | Plumbing Permit | Residential | New | Completed | Residential - Laneway house plumbing >To construct a 2 storey laneway house building ($166,072.50) with an attached garage and 1 open parking pad, providing a total of 2 parking spaces, having vehicular access from the lane. The entire building, INCLUDING THE ATTACHED GARAGE (if applicable), to be sprinklered to NFPA 13R. Note: This is a 1 ½ storey building pursuant to the Zoning & Development By-law 1. Covenant registered at the Land Title Office under CA9631743 2. No Strata Titling permitted 3. No A/C unit proposed 4. Schedule B: Henry S.N. Hsu P.Eng (604.322.7158) Geotechnical 5. Schedule B: Jianli Guo, (604.518.1098) Structural 6. HPO: Residential Builder - Moment Construction Ltd ******THIS PERMIT HAS BEEN ISSUED UNDER THE REQUIREMENTS OF VBBL #12511 (2019)****** | Westar Plumbing & Heating Ltd
MP-2023-02115 | 2023-12-05 | 3489 PUGET DRIVE #3, Vancouver, BC V6L 2T6 | Mechanical Permit | NULL | NULL | Issued | NULL | BEST V S PLUMBING & HEATING INC.
EP-2023-10013 | 2023-11-14 | 3489 PUGET DRIVE #3, Vancouver, BC V6L 2T6 | Electrical Permit | Residential | New | Issued | Installation / Repair - Residential - Complete wiring and finishing >BP: To construct a 2 storey laneway house building ($224,180) with an attached garage providing 2 parking spaces, having vehicular access from the lane. Note: This is a 1 ½ storey building pursuant to the Zoning & Development By-law Note: Covenant to be registered prior to sheathing inspection. 1. No Strata Titling permitted 2. No A/C unit proposed 3. Schedule B: Shaozhe Guo, P.Eng (778.926.0525) Structural & Geotechnical 4. HPO: Residential Builder - Bene (No4) Development Ltd | Sky Rise Electricals Inc
PP-2023-04045 | 2024-01-09 | 425 COLUMBIA STREET, Vancouver, BC | Plumbing Permit | Commercial | New | Issued | Commercial - Above Grade Plumbing Permit for 11-Storey Mixed Used Concrete Building. >BP: To construct a new 11-storey mixed-use building consisting of: 1st storey - Community Food Centre 1st, 2nd & 3td - Medical/ Healing Centre 4th, 5th - 53 rental units operated by RainCity Housing Society 6th to 10th storey - 59 rental units operated Lu'ma Native Housing Society, 11th storey - amenity space, all over 2 levels of underground parking. Note: This building contains a commercial kitchen on the 1st storey (having one Class-1 Cooking operation) and amenity kitchen (only for warming food) in the roof top amenity space at 11 storey. 16-Aug-2022 - Stage 1 (excavation and shoring) issued. 24-Apr-2023 - Stage 2 (full permit less the commercial kitchen at Level 1 and amenity kitchen at L11) issued. 1-Sep-2023 - Stage 3 issued. Commercial kitchen review completed. Class I cooking operation proposed at Level 1. Change of Geotechnical Engineer of Record effective 25-May-2023 Change of Mechanical Engineer of Record effective 02-Aug-2023 Note: Updated Schedules B from incoming engineers of record and update project directory on file. | True Constructible Solutions Ltd
EP-2023-02468 | 2023-04-13 | 425 COLUMBIA STREET, Vancouver, BC | Electrical Permit | Commercial | New | Completed | Interim - Commercial - Scope of work: slab, underground, raceways, grounding, branch circuits. Service connection to BC Hydro is not permitted under this permit. Interim permit for EP-2023-02229 >BP: To construct a new 11-storey mixed-use building consisting of: 1st storey - Community Food Centre 1st, 2nd & 3td - Medical/ Healing Centre 4th, 5th - 53 rental units operated by RainCity Housing Society 6th to 10th storey - 59 rental units operated Lu'ma Native Housing Society, 11th storey - amenity space, all over 2 levels of underground parking. Note: This building contains a commercial kitchen on the 1st floor and amenity kitchen in the roof top amenity space at 11 storey. 16-Aug-2022 - Stage 1 (excavation and shoring) issued. Stage 2 (full permit) - In Review | Berts Electric (2001) Ltd
EP-2023-02229 | 2023-08-17 | 425 COLUMBIA STREET, Vancouver, BC | Electrical Permit | Commercial | New | Issued | Installation / Repair - Commercial - Electrical installation for a new construction Aboriginal Housing project and healing center. >BP: To construct a new 11-storey mixed-use building consisting of: 1st storey - Community Food Centre 1st, 2nd & 3td - Medical/ Healing Centre 4th, 5th - 53 rental units operated by RainCity Housing Society 6th to 10th storey - 59 rental units operated Lu'ma Native Housing Society, 11th storey - amenity space, all over 2 levels of underground parking. Note: This building contains a commercial kitchen on the 1st storey and amenity kitchen in the roof top amenity space at 11 storey. 16-Aug-2022 - Stage 1 (excavation and shoring) issued. 24-Apr-2023 - Stage 2 (full permit less the commercial kitchen at Level 1 and amenity kitchen at L11) issued. | Berts Electric (2001) Ltd
SP-2023-00710 | NULL | 425 COLUMBIA STREET, Vancouver, BC | Sprinkler Permit | Commercial | New | Applicant Revisions | Commercial - New Build Sprinkler System >BP: To construct a new 11-storey mixed-use building consisting of: 1st storey - Community Food Centre 1st, 2nd & 3td - Medical/ Healing Centre 4th, 5th - 53 rental units operated by RainCity Housing Society 6th to 10th storey - 59 rental units operated Lu'ma Native Housing Society, 11th storey - amenity space, all over 2 levels of underground parking. Note: This building contains a commercial kitchen on the 1st floor and amenity kitchen in the roof top amenity space at 11 storey. 16-Aug-2022 - Stage 1 (excavation and shoring) issued. Stage 2 (full permit) - In Revie | Escape Fire Protection Ltd
PP-2023-00401 | 2023-04-24 | 425 COLUMBIA STREET, Vancouver, BC | Plumbing Permit | Commercial | New | Issued | Commercial - BELOW GRADE PERMIT ONLY - UNDERSLAB, PARKADE >BP: To construct a new 11-storey mixed-use building consisting of: 1st storey - Community Food Centre & Healing Centre 1st, 2nd & 3td - Medical Centre 4th, 5th - 53 rental units operated by RainCity Housing Society 6th to 10th storey - 59 rental units operated Lu'ma Native Housing Society, 11th storey - amenity space, all over 2 levels of underground parking. AMEND: AUG 1/2023 Revised Foundation Plan M1.01 issued by Mechanical Consultant (AME Group). See attached. | True Constructible Solutions Ltd
PP-2023-00427 | 2023-03-02 | 3512 W 31ST AVENUE #3, Vancouver, BC V6S 1X9 | Plumbing Permit | Residential | New | Issued | Residential - LWH - #3 - plumbing. >DB: Note: The entire building, INCLUDING THE ATTACHED GARAGE, is to be sprinklered to NFPA 13 R per 3.2.5.12.(3)(d) To construct a 2 storey laneway house building with an attached garage and 1 open parking pad, providing a total of 2 parking spaces, having vehicular access from the 20' Lane. Note: This is a 1 ½ storey building pursuant to the Zoning & Development By-law. 1. Covenant registered at the Land Title Office under CA9741514 2. No Strata Titling permitted 3. No A/C Unit proposed | SIGMA PLUMBING & HEATING INC.
SP-2023-00865 | 2023-05-17 | 3512 W 31ST AVENUE #3, Vancouver, BC V6S 1X9 | Sprinkler Permit | Residential | New | Issued | Residential - New sprinkler system >BP: Note: The entire building, INCLUDING THE ATTACHED GARAGE, is to be sprinklered to NFPA 13 R per 3.2.5.12.(3)(d) To construct a 2 storey laneway house building with an attached garage and 1 open parking pad, providing a total of 2 parking spaces, having vehicular access from the 20' Lane. Note: This is a 1 ½ storey building pursuant to the Zoning & Development By-law. 1. Covenant registered at the Land Title Office under CA9741514 2. No Strata Titling permitted 3. No A/C Unit proposed 4. Schedule B: (Weizheng Su) P.Eng (604-367-6645) Structural & Geotechnical 5. HPO: Residential Builder- (Good Castle Real Estate Development Ltd) | Haven Fire Protection Ltd
EP-2023-03976 | 2023-05-11 | 3512 W 31ST AVENUE #3, Vancouver, BC V6S 1X9 | Electrical Permit | Residential | New | Issued | Installation / Repair - Residential - 200 amp main service 150 amp for house 100 amp for lwh All wiring and finishing >BP: To construct a 2 storey laneway house building ($190,000.00) with an attached garage and 1 open parking pad, providing a total of 2 parking spaces, having vehicular access from the 20' Lane. Note: This is a 1 ½ storey building pursuant to the Zoning & Development By-law. 1. Covenant registered at the Land Title Office under CA9741514 2. No Strata Titling permitted 3. No A/C Unit proposed 4. Schedule B: (Weizheng Su) P.Eng (604-367-6645) Structural & Geotechnical 5. HPO: Residential Builder- (Good Castle Real Estate Development Ltd) NOTE: To achieve the required FSR. A floor space exclusion of 3% has been applied to this application as per section 11.24.18 of the district schedule, to accommodate improved building performance. NOTE: Information regarding the principal building on the survey and site plan is for reference only. Any discrepancy between information regarding the principal building on the survey and/or site plan and approved permit drawings for the principal building are neither approved nor authorized under this laneway house permit. *NEW HOUSE* Note: See DB-2021-06547 for Bldg 1 on site (principal bldg) addressed #1-3512 W 31st Av. **THIS PERMIT HAS BEEN ISSUED UNDER THE REQUIREMENTS OF VBBL #12511 (2019) ** | H.L. ELECTRICAL LTD
MP-2023-01014 | 2023-06-06 | 3512 W 31ST AVENUE #3, Vancouver, BC V6S 1X9 | Mechanical Permit | NULL | NULL | Issued | NULL | Advance Air Solutions Ltd
EP-2023-04655 | 2023-05-29 | 3512 W 31ST AVENUE #3, Vancouver, BC V6S 1X9 | Electrical Permit | Residential | New | Issued | Installation / Repair - Residential - Alarm, CCTV, Tel, TV, Data, intercom. >BP: To construct a 2 storey laneway house building ($190,000.00) with an attached garage and 1 open parking pad, providing a total of 2 parking spaces, having vehicular access from the 20' Lane. Note: This is a 1 ½ storey building pursuant to the Zoning & Development By-law. 1. Covenant registered at the Land Title Office under CA9741514 2. No Strata Titling permitted 3. No A/C Unit proposed 4. Schedule B: (Weizheng Su) P.Eng (604-367-6645) Structural & Geotechnical 5. HPO: Residential Builder- (Good Castle Real Estate Development Ltd) NOTE: To achieve the required FSR. A floor space exclusion of 3% has been applied to this application as per section 11.24.18 of the district schedule, to accommodate improved building performance. NOTE: Information regarding the principal building on the survey and site plan is for reference only. Any discrepancy between information regarding the principal building on the survey and/or site plan and approved permit drawings for the principal building are neither approved nor authorized under this laneway house permit. *NEW HOUSE* Note: See DB-2021-06547 for Bldg 1 on site (principal bldg) addressed #1-3512 W 31st Av. **THIS PERMIT HAS BEEN ISSUED UNDER THE REQUIREMENTS OF VBBL #12511 (2019) ** | AIGO TECHNOLOGY INC
EP-2023-01044 | 2023-03-02 | 3553 E 26TH AVENUE #3, Vancouver, BC V5R 1M5 | Electrical Permit | Residential | New | Completed | Installation / Repair - Residential - Rough Wire, Service, and Finishing to be completed MAIN SERVICE: 200A 1FD: 125A LANEWAY: 100A/ DCC: 9600W *An approved mechanical permit is required for the installation of air conditioning/ heat Pump before an electrical inspection will be performed >BP: To construct a 2 storey laneway house building ($145,970.00) with 1 open parking pad having vehicular access from the 20' Lane. Note: This is a 1 ½ storey building pursuant to the Zoning & Development By-law. 1. Covenant registered at the Land Title Office under CA9497178 2. No Strata Titling permitted 3. No A/C Unit proposed 4. Schedule B: (KE JIAN MA, P.Eng, 604-599-8890) Structural 5. Schedule B: (JIAN ZHONG - 604-362-7021.) Geotechnical 6. HPO: Residential Builder- (Dreamhouse Construction Ltd.) NOTE: To achieve the required FSR. A floor space exclusion of 3% has been applied to this application as per section 11.24.18 of the district schedule, to accommodate improved building performance. NOTE: Information regarding the principal building on the survey and site plan is for reference only. Any discrepancy between information regarding the principal building on the survey and/or site plan and approved permit drawings for the principal building are neither approved nor authorized under this laneway house permit. *NEW HOUSE* Note: See DB-2021-06759 for Bldg 1 on site (principal bldg). **THIS PERMIT HAS BEEN ISSUED UNDER THE REQUIREMENTS OF VBBL #12511 (2019) ** | Bassi Electrical Ltd
EP-2023-01303 | 2023-02-15 | 3553 E 26TH AVENUE #3, Vancouver, BC V5R 1M5 | Electrical Permit | Residential | New | Completed | Installation / Repair - Residential - low voltage rough-in and completion of security alarm, tel/data/cable >BP: To construct a 2 storey laneway house building ($145,970.00) with 1 open parking pad having vehicular access from the 20' Lane. Note: This is a 1 ½ storey building pursuant to the Zoning & Development By-law. 1. Covenant registered at the Land Title Office under CA9497178 2. No Strata Titling permitted 3. No A/C Unit proposed 4. Schedule B: (KE JIAN MA, P.Eng, 604-599-8890) Structural 5. Schedule B: (JIAN ZHONG - 604-362-7021.) Geotechnical 6. HPO: Residential Builder- (Dreamhouse Construction Ltd.) NOTE: To achieve the required FSR. A floor space exclusion of 3% has been applied to this application as per section 11.24.18 of the district schedule, to accommodate improved building performance. NOTE: Information regarding the principal building on the survey and site plan is for reference only. Any discrepancy between information regarding the principal building on the survey and/or site plan and approved permit drawings for the principal building are neither approved nor authorized under this laneway house permit. *NEW HOUSE* Note: See DB-2021-06759 for Bldg 1 on site (principal bldg). **THIS PERMIT HAS BEEN ISSUED UNDER THE REQUIREMENTS OF VBBL #12511 (2019) ** | Infinitech Security & Integration Inc.
SP-2023-00360 | 2023-03-01 | 3553 E 26TH AVENUE #3, Vancouver, BC V5R 1M5 | Sprinkler Permit | Residential | New | Completed | Residential - LWH - #3 - Install sprinklers in lwh >DB: To construct a 2 storey laneway house building with 1 open parking pad having vehicular access from the 20' Lane. Note: This is a 1 ½ storey building pursuant to the Zoning & Development By-law. 1. Covenant registered at the Land Title Office under CA9497178 2. No Strata Titling permitted 3. No A/C Unit proposed | Gold Key Fire Protection Ltd
MP-2022-00582 | 2022-11-18 | 3553 E 26TH AVENUE #3, Vancouver, BC V5R 1M5 | Mechanical Permit | NULL | NULL | Completed | NULL | KSS Mechanical Ltd
PP-2022-03948 | 2022-11-01 | 3553 E 26TH AVENUE #3, Vancouver, BC V5R 1M5 | Plumbing Permit | Residential | New | Completed | Residential - New Plumbing: >BP: To construct a 2 storey laneway house building ($145,970.00) with 1 open parking pad having vehicular access from the 20' Lane. Note: This is a 1 ½ storey building pursuant to the Zoning & Development By-law. 1. Covenant registered at the Land Title Office under CA9497178 2. No Strata Titling permitted 3. No A/C Unit proposed 4. Schedule B: (KE JIAN MA, P.Eng, 604-599-8890) Structural 5. Schedule B: (JIAN ZHONG - 604-362-7021.) Geotechnical 6. HPO: Residential Builder- (Dreamhouse Construction Ltd.) | KSS Mechanical Ltd
GP-2022-03399 | 2022-11-02 | 3553 E 26TH AVENUE #3, Vancouver, BC V5R 1M5 | Gas Permit | Residential | New | Completed | Residential - Gas fitting for: >BP: To construct a 2 storey laneway house building ($145,970.00) with 1 open parking pad having vehicular access from the 20' Lane. Note: This is a 1 ½ storey building pursuant to the Zoning & Development By-law. 1. Covenant registered at the Land Title Office under CA9497178 2. No Strata Titling permitted 3. No A/C Unit proposed 4. Schedule B: (KE JIAN MA, P.Eng, 604-599-8890) Structural 5. Schedule B: (JIAN ZHONG - 604-362-7021.) Geotechnical 6. HPO: Residential Builder- (Dreamhouse Construction Ltd.) | KSS Mechanical Ltd
PP-2022-03446 | 2022-09-28 | 3553 E 26TH AVENUE #3, Vancouver, BC V5R 1M5 | Plumbing Permit | Residential | New | Completed | Residential - Sump | East West Excavating 2022 ltd
SP-2022-01745 | 2022-11-02 | 1428 TRAFALGAR STREET, Vancouver, BC V6K 3R3 | Sprinkler Permit | Residential | New | Issued | Residential - New sprinkler system for a major Reno of a single family dwelling restoration >To renovate this existing two-storey one-family dwelling (Group C) Vancouver Heritage A building and develop a detached accessory building at the rear providing two parking spaces having vehicular access lane. This permit is related to AL-2021-00122. | SKYREACH PLUMBING & HEATING LTD
GP-2022-03241 | 2022-10-20 | 1428 TRAFALGAR STREET, Vancouver, BC V6K 3R3 | Gas Permit | Residential | Renovation | Issued | Residential - New gas fixtures (Range, Boiler, BBQ & Fireplace) for a major renovation of a single family dwelling >BP: To renovate this existing two-storey one-family dwelling (Group C) Vancouver Heritage A building and develop a detached accessory building at the rear providing two parking spaces having vehicular access lane. This permit is related to AL-2021-00122. | SKYREACH PLUMBING & HEATING LTD
EP-2022-08439 | 2022-10-14 | 1428 TRAFALGAR STREET, Vancouver, BC V6K 3R3 | Electrical Permit | Residential | Renovation | Completed | Installation / Repair - Residential - Rough in and Complete Security alarm , structured wiring, built in Vacuum. CCTV and audio/ video >BP: To renovate this existing two-storey one-family dwelling (Group C) Vancouver Heritage A building and develop a detached accessory building at the rear providing two parking spaces having vehicular access lane. This permit is related to AL-2021-00122. To be reviewed under VBBL 2019. Revision #1 - To add 5' x 3' windows to the north and west elevations of the detached garage. Accepted Mar.2/22 Erv | Encore Security and Automation Inc
EP-2022-08597 | 2022-10-13 | 1428 TRAFALGAR STREET, Vancouver, BC V6K 3R3 | Electrical Permit | Residential | New | Issued | Installation / Repair - Residential - rough/ finish wiring of single family home To renovate this existing two-storey one-family dwelling (Group C) Vancouver Heritage A building and develop a detached accessory building at the rear providing two parking spaces having vehicular access lane. This permit is related to AL-2021-00122. | Cameron Thomas Burr
GP-2022-03869 | 2022-12-07 | 1428 TRAFALGAR STREET, Vancouver, BC V6K 3R3 | Gas Permit | Residential | Renovation | Issued | Residential - Installation of 1 gas fireplace - venting and hook up only >BP: To renovate this existing two-storey one-family dwelling (Group C) Vancouver Heritage A building and develop a detached accessory building at the rear providing two parking spaces having vehicular access lane. This permit is related to AL-2021-00122. | Urban Fireplaces Ltd
GP-2023-02950 | 2023-10-06 | 1428 TRAFALGAR STREET, Vancouver, BC V6K 3R3 | Gas Permit | Residential | New | Issued | Residential - 1 Range Wolf 48" Gas Range >BP: To renovate this existing two-storey one-family dwelling (Group C) Vancouver Heritage A building and develop a detached accessory building at the rear providing two parking spaces having vehicular access lane. This permit is related to AL-2021-00122. | Han Appliances & Refrigeration Ltd
EP-2023-08495 | 2023-09-19 | 1428 TRAFALGAR STREET, Vancouver, BC V6K 3R3 | Electrical Permit | Residential | New | Issued | Temporary Power - Residential - To provide temporary power. | Cameron Thomas Burr
PP-2022-01086 | 2022-03-31 | 1428 TRAFALGAR STREET, Vancouver, BC V6K 3R3 | Plumbing Permit | Residential | New | Issued | Residential - Full rough in and finishing plumbing for a complete restoration >To renovate this existing two-storey one-family dwelling (Group C) Vancouver Heritage A building and develop a detached accessory building at the rear providing two parking spaces having vehicular access lane. This permit is related to AL-2021-00122. To be reviewed under VBBL 2019. Revision #1 - To add 5' x 3' windows to the north and west elevations of the detached garage. Accepted Mar.2/22 Erv | SKYREACH PLUMBING & HEATING LTD
EP-2022-08446 | 2022-10-05 | 2590 POINT GREY ROAD, Vancouver, BC V6K 1A3 | Electrical Permit | Residential | New | Expired | Temporary Power - Residential - To provide temporary power. | Cara Electric Ltd
PP-2023-00809 | 2023-03-09 | 6738 NEAL STREET #3, Vancouver, BC V6P 3N5 | Plumbing Permit | Residential | New | Issued | Residential - LWH - #3 - plumbing for new laneway house >DB: To construct a 2 storey laneway house building with an attached garage and 1 open parking pad, providing a total of 2 parking spaces, having vehicular access from the 20' Lane. Note: This is a 1 ½ storey building pursuant to the Zoning & Development By-law. Rev#1: The enitre building including the attached garage (if applicable) to be sprinklered to NFPA 13D as VBBL 3.2.12.(3)(d). 1. Covenant registered at the Land Title Office under CB15130 2. No Strata Titling permitted 3. No A/C Unit proposed | Rain Coast Plumbing & Heating Ltd
EP-2023-04438 | 2023-05-31 | 6738 NEAL STREET #3, Vancouver, BC V6P 3N5 | Electrical Permit | Residential | New | Issued | Installation / Repair - Residential - new laneway house built >BP: To construct a 2 storey laneway house building ($225,000) with an attached garage and 1 open parking pad, providing a total of 2 parking spaces, having vehicular access from the 20' Lane. Note: This is a 1 ½ storey building pursuant to the Zoning & Development By-law. Rev#1: The enitre building including the attached garage (if applicable) to be sprinklered to NFPA 13D as VBBL 3.2.12.(3)(d). 1. Covenant registered at the Land Title Office under CB15130 2. No Strata Titling permitted 3. No A/C Unit proposed 4. Schedule B: (Neil A Latta) P.Eng (360.927.9525) Structural & Geotechnical 5. HPO: Residential Builder- (Lyla Construction Inc.) NOTE: To achieve the required FSR. A floor space exclusion of 3% has been applied to this application as per section 11.17.24 (d) of the district schedule, to accommodate improved building performance. NOTE: Information regarding the principal building on the survey and site plan is for reference only. Any discrepancy between information regarding the principal building on the survey and/or site plan and approved permit drawings for the principal building are neither approved nor authorized under this laneway house permit. *NEW HOUSE* Note: See DB-2021-06241 for Bldg 1 on site (principal bldg) addressed #1- 6738 Neal Street. ****ALL PROJECT COORDINATOR NOTES HAS BEEN ACCEPTED BY THE APPLICANT**** | Econ Energy Group Ltd
EP-2023-05881 | 2023-06-29 | 6738 NEAL STREET #3, Vancouver, BC V6P 3N5 | Electrical Permit | Residential | New | Issued | Installation / Repair - Residential - Install low voltage rough-in and completion of security alarm, tel, data, cable. >BP: 1.5 STOREY LANEWAY HOME To construct a 2 storey laneway house building ($225,000) with an attached garage and 1 open parking pad, providing a total of 2 parking spaces, having vehicular access from the 20' Lane. | Infinitech Security & Integration Inc.
SP-2023-01634 | 2023-09-07 | 6738 NEAL STREET #3, Vancouver, BC V6P 3N5 | Sprinkler Permit | Residential | New | Issued | Residential - LWH - #3 - Install sprinklers in lwh >DB: To construct a 2 storey laneway house building with an attached garage and 1 open parking pad, providing a total of 2 parking spaces, having vehicular access from the 20' Lane. Note: This is a 1 ½ storey building pursuant to the Zoning & Development By-law. Rev#1: The enitre building including the attached garage (if applicable) to be sprinklered to NFPA 13D as VBBL 3.2.12.(3)(d). 1. Covenant registered at the Land Title Office under CB15130 2. No Strata Titling permitted 3. No A/C Unit proposed ****ALL PROJECT COORDINATOR NOTES HAS BEEN ACCEPTED BY THE APPLICANT**** AMEND: SEPT 18/2023 Updated drawing | Gold Key Fire Protection Ltd
EP-2023-04091 | 2023-05-10 | 6868 TISDALL STREET #3, Vancouver, BC V6P 3M7 | Electrical Permit | Residential | New | Issued | Installation / Repair - Residential - Extra Low Voltage. Data, Voice, TV Cable, Alarm Prewire, Door Bell. >BP: To construct a 2 storey laneway house building ($225,000) sprinklered to NFPA-13R requirements, with an attached garage and 1 open parking pad, providing a total of 2 parking spaces, having vehicular access from the lane. Note: This is a 1 ½ storey building pursuant to the Zoning & Development By-law 1. Covenant registered at the Land Title Office under CA9977455 2. No Strata Titling permitted 3. A/C unit proposed 4. Schedule B: MA KE JIAN - P.Eng (604-599-8890) Structural & Geotechnical 5. HPO: Residential Builder - Jia Xing Construction Ltd. 6. The entire building, INCLUDING THE ATTACHED GARAGE, to be sprinklered to NFPA 13R. Address has been assigned per the approved plans as the fire/emergency access to the laneway house is from the North side. This access must be provided & maintained at all times in accordance with the Building By-law. ******THIS PERMIT HAS BEEN ISSUED UNDER THE REQUIREMENTS OF VBBL #12511 (2019)****** | SECUTECH DEVELOPMENT LTD.
SP-2023-00674 | 2023-04-17 | 6868 TISDALL STREET #3, Vancouver, BC V6P 3M7 | Sprinkler Permit | Residential | New | Issued | Residential - LWH - #3 - installation of a new fire sprinkler system >DB: To construct a 2 storey laneway house building sprinklered to NFPA-13R requirements, with an attached garage and 1 open parking pad, providing a total of 2 parking spaces, having vehicular access from the lane. Note: This is a 1 ½ storey building pursuant to the Zoning & Development By-law 1. Covenant registered at the Land Title Office under CA9977455 2. No Strata Titling permitted 3. A/C unit proposed 6. The entire building, INCLUDING THE ATTACHED GARAGE, to be sprinklered to NFPA 13R. | CENTRE LINE FIRE SPRINKLERS LTD
PP-2022-04375 | 2022-12-08 | 6868 TISDALL STREET #3, Vancouver, BC V6P 3M7 | Plumbing Permit | Residential | New | Issued | Residential - This is a new laneway house with 9 fixtures >BP: To construct a 2 story laneway house building sprinklered to NFPA-13R requirements, with an attached garage and 1 open parking pad, providing a total of 2 parking spaces, having vehicular access from the lane. Note: This is a 1 ½ storey building pursuant to the Zoning & Development By-law 1. Covenant registered at the Land Title Office under CA9977455 2. No Strata Titling permitted 3. A/C unit proposed 4. Schedule B: MA KE JIAN - P.Eng (604-599-8890) Structural & Geotechnical 5. HPO: Residential Builder - Jia Xing Construction Ltd. 6. The entire building, INCLUDING THE ATTACHED GARAGE, to be sprinklered to NFPA 13R. ******THIS PERMIT HAS BEEN ISSUED UNDER THE REQUIREMENTS OF VBBL #12511 (2019)****** | AKAL Plumbing & Heating Ltd
EP-2022-06503 | 2022-08-09 | 6868 TISDALL STREET #3, Vancouver, BC V6P 3M7 | Electrical Permit | Residential | New | Issued | Installation / Repair - Residential - wiring the laneway house, connecting and finishing. >BP: To construct a 2 storey laneway house building ($225,000) sprinklered to NFPA-13R requirements, with an attached garage and 1 open parking pad, providing a total of 2 parking spaces, having vehicular access from the lane. | Cand Electric Limited
SP-2022-01191 | 2022-07-27 | 865 W 18TH AVENUE #3, Vancouver, BC V5Z 1W2 | Sprinkler Permit | Residential | New | Completed | Residential - Installation of new fire sprinkler system >To construct a 2 storey laneway house building ($190,890) with an open parking pad, providing 1 parking space, having vehicular access from the lane. Note: This is a 1 ½ storey building pursuant to the Zoning & Development By-law Note: Bldg 1 (principal bldg) addressed #1 - 865 W 18th Ave retained on site. 1. No A/C unit proposed 2. Schedule B - Structural: YATENDRA KUMAR SHARMA P Eng. (778) 863-7076. 3. Schedule B - Geotechnical : BRYAN LUI P Eng (604) 882-8475. 4. HPO: Residential Builder- New Vision Projects #43832 5. Entire Building to have NFPA 13-D Building 2 #3-865 W 18th Av - Laneway House As a result of the addition of the laneway house, the existing one family dwelling / principal dwelling is to be assigned a suite number. The site will be as follows: #1-865 W 18th Av - One Family Dwelling / Principal Dwelling #3-865 W 18th Av - Laneway House Address and suite numbers assigned as per approved plans for Fire and Emergency response. The address number is to be posted to the building to be visible from the street and the suite numbers are to be posted at the suite entries in accordance with the Building By-law prior to final inspection ****ALL PROJECT COORDINATOR NOTES HAVE BEEN ACCEPTED BY THE APPLICANT**** ******THIS PERMIT HAS BEEN ISSUED UNDER THE REQUIREMENTS OF VBBL #12511 (2019)****** | Fire Busters Inc
EP-2022-05841 | 2022-07-13 | 865 W 18TH AVENUE #3, Vancouver, BC V5Z 1W2 | Electrical Permit | Residential | New | Completed | Installation / Repair - Residential - Wiring of new laneway house for lights, plugs and switches. New 200amp main consumer's service on laneway. LWH service 100A, 3 electric meters. Main house service 100A. DB: To construct a 2 storey laneway house building with an open parking pad, providing 1 parking space, having vehicular access from the lane. 1. No A/C unit proposed 2. Schedule B - Structural: YATENDRA KUMAR SHARMA P Eng. (778) 863-7076. 3. Schedule B - Geotechnical : BRYAN LUI P Eng (604) 882-8475. 4. HPO: Residential Builder- New Vision Projects #43832 5. Entire Building to have NFPA 13-D *Amend: Oct 18, 2022 add a heat pump to the permit and no change in dollar value as we included it already 1. Rev#1: 1 Heat Pump Mini Split proposed *Amend: Mar 1, 2023 "Please amend permit to 2 meters not 3 meters please the job got changed up" | David Stein
EP-2023-05448 | 2023-06-16 | 3304 WELLINGTON AVENUE, Vancouver, BC V5R 4Y2 | Electrical Permit | Residential | New | Issued | Temporary Power - Residential - To provide temporary power. | SUNSTONE ELECTRIC LTD
PP-2023-04023 | 2023-11-16 | 3304 WELLINGTON AVENUE, Vancouver, BC V5R 4Y2 | Plumbing Permit | Residential | New | Issued | Residential - One sump ,No pump | Mainline Excavation Ltd
SP-2024-00002 | 2024-01-23 | 3304 WELLINGTON AVENUE, Vancouver, BC V5R 4Y2 | Sprinkler Permit | Commercial | New | Issued | Commercial - For all sprinkler work to the 2019 VBBL; NFPA 13R, 2013; for work to alter, add, convert and restore the existing one- family dwelling character house listed on the Vancouver Heritage Registry as a "building B" of 3 story into a 3 unit MCD. Engineer of Record: Farzad Hemmati 604-649-4574 farzadh@bmactc.com Related Permits: SP-2024-00003 - Infill | Max Fire Pro Ltd
PP-2022-02374 | 2022-07-12 | 842 W 61ST AVENUE, Vancouver, BC V6P 2B7 | Plumbing Permit | Residential | New | Completed | Residential - Sumps >BP: To construct a 2 storey one-family dwelling with a secondary suite located in the Basement ($704,675.00) with an open parking pad, providing 1 parking space, having vehicular access from the 20' Lane. NOTE: Engineering Assurance letter will be submitted to the Plumbing Inspector on the site. Letter shall conform to the requirements of Vancouver Bulletin 2000-008-EL/PL. | Jewel Mini Excavating Ltd
MP-2022-00276 | 2022-09-26 | 842 W 61ST AVENUE, Vancouver, BC V6P 2B7 | Mechanical Permit | NULL | NULL | Completed | NULL | Rain Coast Plumbing & Heating Ltd
EP-2022-07845 | 2022-09-27 | 842 W 61ST AVENUE, Vancouver, BC V6P 2B7 | Electrical Permit | Residential | New | Completed | Installation / Repair - Residential - ELECTRICAL ROUGH WIRING , SERVICE AND FINISHING >CF-2022-002779 >BP: ** Note: SW-2020-01359 and SU-2020-02205 for LOT A issued under superseded parcel 844 W 61st AV. To construct a 2 storey one-family dwelling with a secondary suite located in the Basement ($704,675.00) with an open parking pad, providing 1 parking space, having vehicular access from the 20' Lane. 1. Covenant registered at the Land Title Office under CA9711559 2. No Strata Titling permitted 3. A/C proposed – Exterior component located in rear yard, Interior component located in second floor walk in closet. 4. Bar sink not proposed. 5. Schedule B: (JASON HUI, P.Eng. 778-319-3403.) Structural & Geotechnical 6. HPO: Residential Builder- GOLDENLAND CONSTRUCTION INC. Note: This is a 2 storey building pursuant to the Zoning and Development By-Law | G G S ELECTRICAL LTD
PP-2022-03186 | 2022-09-14 | 842 W 61ST AVENUE, Vancouver, BC V6P 2B7 | Plumbing Permit | Residential | New | Completed | Residential - PLUMBING FOR: >BP: To construct a 2 storey one-family dwelling with a secondary suite located in the Basement ($704,675.00) with an open parking pad, providing 1 parking space, having vehicular access from the 20' Lane. | Rain Coast Plumbing & Heating Ltd
GP-2022-03754 | 2022-11-29 | 842 W 61ST AVENUE, Vancouver, BC V6P 2B7 | Gas Permit | Residential | New | Completed | Residential - Venting and hookup only >BP: To construct a 2 storey one-family dwelling with a secondary suite located in the Basement ($704,675.00) with an open parking pad, providing 1 parking space, having vehicular access from the 20' Lane. 1. Covenant registered at the Land Title Office under CA9711559 2. No Strata Titling permitted 3. A/C proposed – Exterior component located in rear yard, Interior component located in second floor walk in closet. 4. Bar sink not proposed. 5. Schedule B: (JASON HUI, P.Eng. 778-319-3403.) Structural & Geotechnical 6. HPO: Residential Builder- GOLDENLAND CONSTRUCTION INC. | REAL LIGHTING & FIREPLACES LTD
EP-2022-09238 | 2022-10-31 | 842 W 61ST AVENUE, Vancouver, BC V6P 2B7 | Electrical Permit | Residential | New | Completed | Installation / Repair - Residential - tv,telephone,alarm prewire and complete >BP: To construct a 2 storey one-family dwelling with a secondary suite located in the Basement ($704,675.00) with an open parking pad, providing 1 parking space, having vehicular access from the 20' Lane. 1. Covenant registered at the Land Title Office under CA9711559 2. No Strata Titling permitted 3. A/C proposed – Exterior component located in rear yard, Interior component located in second floor walk in closet. 4. Bar sink not proposed. 5. Schedule B: (JASON HUI, P.Eng. 778-319-3403.) Structural & Geotechnical 6. HPO: Residential Builder- GOLDENLAND CONSTRUCTION INC. Note: This is a 2 storey building pursuant to the Zoning and Development By-Law ** Laneway house permit under DB-2021-05410.** **THIS PERMIT HAS BEEN ISSUED UNDER THE REQUIREMENTS OF VBBL #12511 (2019) ** | Tvisha Technologies Ltd
SP-2022-01864 | 2022-11-09 | 842 W 61ST AVENUE, Vancouver, BC V6P 2B7 | Sprinkler Permit | Residential | New | Completed | Residential - new sprinkler system >To construct a 2 storey one-family dwelling with a secondary suite located in the Basement ($704,675.00) with an open parking pad, providing 1 parking space, having vehicular access from the 20' Lane. 1. Covenant registered at the Land Title Office under CA9711559 2. No Strata Titling permitted 3. A/C proposed – Exterior component located in rear yard, Interior component located in second floor walk in closet. 4. Bar sink not proposed. 5. Schedule B: (JASON HUI, P.Eng. 778-319-3403.) Structural & Geotechnical 6. HPO: Residential Builder- GOLDENLAND CONSTRUCTION INC. Note: This is a 2 storey building pursuant to the Zoning and Development By-Law ** Laneway house permit under DB-2021-05410.** **THIS PERMIT HAS BEEN ISSUED UNDER THE REQUIREMENTS OF VBBL #12511 (2019) ** | Haven Fire Protection Ltd
GP-2022-03559 | 2022-11-15 | 842 W 61ST AVENUE, Vancouver, BC V6P 2B7 | Gas Permit | Residential | New | Completed | Residential - To install boiler/ range and fireplace There is pipping for fireplace >BP: To construct a 2 storey one-family dwelling with a secondary suite located in the Basement ($704,675.00) with an open parking pad, providing 1 parking space, having vehicular access from the 20' Lane. | JOT MECHANICAL LTD
GP-2022-03555 | 2022-11-15 | 836 W 61ST AVENUE, Vancouver, BC V6P 2B7 | Gas Permit | Residential | New | Completed | Residential - To install boiler /range and fireplace There is pipping for fireplace >BP: To construct a 2 storey one-family dwelling with a secondary suite located in the Basement ($704,587.50) with an open parking pad, providing 1 parking space, having vehicular access from the 20' Lane. | JOT MECHANICAL LTD
EP-2022-09234 | 2022-10-31 | 836 W 61ST AVENUE, Vancouver, BC V6P 2B7 | Electrical Permit | Residential | New | Completed | Installation / Repair - Residential - tv,telephone,alarm prewire and complete >BP: To construct a 2 storey one-family dwelling with a secondary suite located in the Basement ($704,587.50) with an open parking pad, providing 1 parking space, having vehicular access from the 20' Lane. 1. Covenant registered at the Land Title Office under CA9711561 2. No Strata Titling permitted 3. A/C proposed – Exterior component located in rear yard, Interior component located in closet on second floor 4. Bar sink not proposed. 5. Schedule B: (JASON HUI, P.Eng, 778-319-3403.) Structural & Geotechnical 6. HPO: Residential Builder- (GOLDENLAND CONSTRUCTION INC.) Note: This is a 2 storey building pursuant to the Zoning and Development By-Law ** Laneway house permit under DB-2021-05420.** **THIS PERMIT HAS BEEN ISSUED UNDER THE REQUIREMENTS OF VBBL #12511 (2019) ** | Tvisha Technologies Ltd
SP-2022-01743 | 2022-10-21 | 836 W 61ST AVENUE, Vancouver, BC V6P 2B7 | Sprinkler Permit | Residential | New | Completed | Residential - 1FD+ SS - #1 & #2 - new sprinkler system >DB: To construct a 2 storey one-family dwelling with a secondary suite located in the Basement with an open parking pad, providing 1 parking space, having vehicular access from the 20' Lane. 1. Covenant registered at the Land Title Office under CA9711561 2. No Strata Titling permitted 3. A/C proposed – Exterior component located in rear yard, Interior component located in closet on second floor 4. Bar sink not proposed. | Haven Fire Protection Ltd
GP-2022-03750 | 2022-11-28 | 836 W 61ST AVENUE, Vancouver, BC V6P 2B7 | Gas Permit | Residential | New | Completed | Residential - Venting and hookup only >BP: To construct a 2 storey one-family dwelling with a secondary suite located in the Basement ($704,587.50) with an open parking pad, providing 1 parking space, having vehicular access from the 20' Lane. | REAL LIGHTING & FIREPLACES LTD
PP-2022-03182 | 2022-09-14 | 836 W 61ST AVENUE, Vancouver, BC V6P 2B7 | Plumbing Permit | Residential | New | Completed | Residential - Plumbing for : >BP: To construct a 2 storey one-family dwelling with a secondary suite located in the Basement ($704,587.50) with an open parking pad, providing 1 parking space, having vehicular access from the 20' Lane. | Rain Coast Plumbing & Heating Ltd
EP-2022-07841 | 2022-09-26 | 836 W 61ST AVENUE, Vancouver, BC V6P 2B7 | Electrical Permit | Residential | New | Completed | Installation / Repair - Residential - 1FD+SS - #1 & #2 - ELECTRICAL ROUGH WIRING , SERVICE AND FINISHING >DB: To construct a 2 storey one-family dwelling with a secondary suite located in the Basement with an open parking pad, providing 1 parking space, having vehicular access from the 20' Lane. 1. Covenant registered at the Land Title Office under CA9711561 2. No Strata Titling permitted 3. A/C proposed – Exterior component located in rear yard, Interior component located in closet on second floor 4. Bar sink not proposed. | G G S ELECTRICAL LTD
MP-2022-00273 | 2022-09-26 | 836 W 61ST AVENUE, Vancouver, BC V6P 2B7 | Mechanical Permit | NULL | NULL | Completed | NULL | Rain Coast Plumbing & Heating Ltd
PP-2022-02013 | NULL | 836 W 61ST AVENUE, Vancouver, BC V6P 2B7 | Plumbing Permit | Residential | New | Draft | Residential - Sump. | NULL
PP-2022-01969 | 2022-06-10 | 836 W 61ST AVENUE, Vancouver, BC V6P 2B7 | Plumbing Permit | Residential | New | Completed | Residential - Sump > Engineering Assurance letter will be submitted to the Plumbing Inspector on the site. Letter shall conform to the requirements of Vancouver Bulletin 2000-008-EL/PL. ** Amend 06/14/2022** uploaded contractos assurance letter | New West Excavating & Demolition Ltd
PP-2022-01971 | 2022-06-10 | 838 W 61ST AVENUE, Vancouver, BC V6P 2B7 | Plumbing Permit | Residential | New | Completed | Residential - Sump NOTE: Engineering Assurance letter will be submitted to the Plumbing Inspector on the site. Letter shall conform to the requirements of Vancouver Bulletin 2000-008-EL/PL. ***Amend 06/14/2022 ** assurance letter has been uploaded | New West Excavating & Demolition Ltd
MP-2022-00275 | 2022-09-26 | 838 W 61ST AVENUE, Vancouver, BC V6P 2B7 | Mechanical Permit | NULL | NULL | Completed | NULL | Rain Coast Plumbing & Heating Ltd
EP-2022-07843 | 2022-09-26 | 838 W 61ST AVENUE, Vancouver, BC V6P 2B7 | Electrical Permit | Residential | New | Completed | Installation / Repair - Residential - 1FD+SS - #1 & #2 - ELECTRICAL ROUGH WIRING , SERVICE AND FINISHING >DB: To construct a 2 storey one-family dwelling with a secondary suite located in the Basement a with an open parking pad, providing 1 parking space, having vehicular access from the 20' Lane. 1. Covenant registered at the Land Title Office under CA9711560 2. No Strata Titling permitted 3. A/C proposed – Exterior component located in rear yard, Interior component located in second floor closet. 4. Bar sink not proposed. | G G S ELECTRICAL LTD
PP-2022-03184 | 2022-09-14 | 838 W 61ST AVENUE, Vancouver, BC V6P 2B7 | Plumbing Permit | Residential | New | Completed | Residential - PLUMBING FOR: >BP: To construct a 2 storey one-family dwelling with a secondary suite located in the Basement a ($704,630.00) with an open parking pad, providing 1 parking space, having vehicular access from the 20' Lane. | Rain Coast Plumbing & Heating Ltd
GP-2022-03751 | 2022-11-28 | 838 W 61ST AVENUE, Vancouver, BC V6P 2B7 | Gas Permit | Residential | New | Completed | Residential - Venting and hookup only >BP: To construct a 2 storey one-family dwelling with a secondary suite located in the Basement a ($704,630.00) with an open parking pad, providing 1 parking space, having vehicular access from the 20' Lane. 1. Covenant registered at the Land Title Office under CA9711560 2. No Strata Titling permitted 3. A/C proposed – Exterior component located in rear yard, Interior component located in second floor closet. 4. Bar sink not proposed. 5. Schedule B: (JASON HUI, P.Eng. 778-319-3403.) Structural & Geotechnical 6. HPO: Residential Builder- (GOLDENLAND CONSTRUCTION INC.) | REAL LIGHTING & FIREPLACES LTD
EP-2022-09236 | 2022-10-31 | 838 W 61ST AVENUE, Vancouver, BC V6P 2B7 | Electrical Permit | Residential | New | Completed | Installation / Repair - Residential - tv,telephone,alarm prewire and complete >BP: To construct a 2 storey one-family dwelling with a secondary suite located in the Basement a ($704,630.00) with an open parking pad, providing 1 parking space, having vehicular access from the 20' Lane. 1. Covenant registered at the Land Title Office under CA9711560 2. No Strata Titling permitted 3. A/C proposed – Exterior component located in rear yard, Interior component located in second floor closet. 4. Bar sink not proposed. 5. Schedule B: (JASON HUI, P.Eng. 778-319-3403.) Structural & Geotechnical 6. HPO: Residential Builder- (GOLDENLAND CONSTRUCTION INC.) Note: This is a 2 storey building pursuant to the Zoning and Development By-Law ** Laneway house permit under DB-2021-05418.** **THIS PERMIT HAS BEEN ISSUED UNDER THE REQUIREMENTS OF VBBL #12511 (2019) ** | Tvisha Technologies Ltd
SP-2022-01866 | 2022-11-09 | 838 W 61ST AVENUE, Vancouver, BC V6P 2B7 | Sprinkler Permit | Residential | New | Completed | Residential - new sprinkler system >To construct a 2 storey one-family dwelling with a secondary suite located in the Basement a ($704,630.00) with an open parking pad, providing 1 parking space, having vehicular access from the 20' Lane. 1. Covenant registered at the Land Title Office under CA9711560 2. No Strata Titling permitted 3. A/C proposed – Exterior component located in rear yard, Interior component located in second floor closet. 4. Bar sink not proposed. 5. Schedule B: (JASON HUI, P.Eng. 778-319-3403.) Structural & Geotechnical 6. HPO: Residential Builder- (GOLDENLAND CONSTRUCTION INC.) Note: This is a 2 storey building pursuant to the Zoning and Development By-Law ** Laneway house permit under DB-2021-05418.** **THIS PERMIT HAS BEEN ISSUED UNDER THE REQUIREMENTS OF VBBL #12511 (2019) ** | Haven Fire Protection Ltd
GP-2022-03557 | 2022-11-15 | 838 W 61ST AVENUE, Vancouver, BC V6P 2B7 | Gas Permit | Residential | New | Completed | Residential - To install boiler/ range and fireplace There is pipping for fireplace >BP: To construct a 2 storey one-family dwelling with a secondary suite located in the Basement a ($704,630.00) with an open parking pad, providing 1 parking space, having vehicular access from the 20' Lane. | JOT MECHANICAL LTD
GP-2022-03560 | 2022-11-15 | 842 W 61ST AVENUE #3, Vancouver, BC V6P 2B7 | Gas Permit | Residential | New | Completed | Residential - To install a boiler >BP: To construct a 1 storey laneway house building ($160,795.00) with 1 open parking pad having vehicular access from the 20' Lane. | JOT MECHANICAL LTD
SP-2022-01865 | 2022-11-09 | 842 W 61ST AVENUE #3, Vancouver, BC V6P 2B7 | Sprinkler Permit | Residential | New | Completed | Residential - new sprinkler system >To construct a 1 storey laneway house building ($160,795.00) with 1 open parking pad having vehicular access from the 20' Lane. 1. Covenant registered at the Land Title Office under CA9711559 2. No Strata Titling permitted 3. No A/C Unit proposed 4. Schedule B: (JASON HUI, P.Eng. 778-319-3403.) Structural & Geotechnical 5. HPO: Residential Builder- GOLDENLAND CONSTRUCTION INC. NOTE: To achieve the required FSR. A floor space exclusion of 3% has been applied to this application as per section 11.24.18 of the district schedule, to accommodate improved building performance. NOTE: Information regarding the principal building on the survey and site plan is for reference only. Any discrepancy between information regarding the principal building on the survey and/or site plan and approved permit drawings for the principal building are neither approved nor authorized under this laneway house permit. *NEW HOUSE* Note: See DB-2021-05409 for Bldg 1 on site (principal bldg) **THIS PERMIT HAS BEEN ISSUED UNDER THE REQUIREMENTS OF VBBL #12511 (2019) ** | Haven Fire Protection Ltd
EP-2022-09239 | 2022-10-31 | 842 W 61ST AVENUE #3, Vancouver, BC V6P 2B7 | Electrical Permit | Residential | New | Completed | Installation / Repair - Residential - tv,telephone,alarm prewire and complete >BP: To construct a 1 storey laneway house building ($160,795.00) with 1 open parking pad having vehicular access from the 20' Lane. 1. Covenant registered at the Land Title Office under CA9711559 2. No Strata Titling permitted 3. No A/C Unit proposed 4. Schedule B: (JASON HUI, P.Eng. 778-319-3403.) Structural & Geotechnical 5. HPO: Residential Builder- GOLDENLAND CONSTRUCTION INC. NOTE: To achieve the required FSR. A floor space exclusion of 3% has been applied to this application as per section 11.24.18 of the district schedule, to accommodate improved building performance. NOTE: Information regarding the principal building on the survey and site plan is for reference only. Any discrepancy between information regarding the principal building on the survey and/or site plan and approved permit drawings for the principal building are neither approved nor authorized under this laneway house permit. *NEW HOUSE* Note: See DB-2021-05409 for Bldg 1 on site (principal bldg) **THIS PERMIT HAS BEEN ISSUED UNDER THE REQUIREMENTS OF VBBL #12511 (2019) ** | Tvisha Technologies Ltd
PP-2022-03187 | 2022-09-14 | 842 W 61ST AVENUE #3, Vancouver, BC V6P 2B7 | Plumbing Permit | Residential | New | Completed | Residential - PLUMBING FOR: >BP: To construct a 1 storey laneway house building ($160,795.00) with 1 open parking pad having vehicular access from the 20' Lane. | Rain Coast Plumbing & Heating Ltd
EP-2022-07846 | 2022-09-26 | 842 W 61ST AVENUE #3, Vancouver, BC V6P 2B7 | Electrical Permit | Residential | New | Completed | Installation / Repair - Residential - LWH - #3 - ELECTRICAL ROUGH WIRING , SERVICE AND FINISHING >DB: To construct a 1 storey laneway house building with 1 open parking pad having vehicular access from the 20' Lane. 1. Covenant registered at the Land Title Office under CA9711559 2. No Strata Titling permitted 3. No A/C Unit proposed | G G S ELECTRICAL LTD
MP-2022-00277 | 2022-09-26 | 842 W 61ST AVENUE #3, Vancouver, BC V6P 2B7 | Mechanical Permit | NULL | NULL | Completed | NULL | Rain Coast Plumbing & Heating Ltd
MP-2022-00278 | 2022-09-26 | 838 W 61ST AVENUE #3, Vancouver, BC V6P 2B7 | Mechanical Permit | NULL | NULL | Completed | NULL | Rain Coast Plumbing & Heating Ltd
EP-2022-07844 | 2022-09-26 | 838 W 61ST AVENUE #3, Vancouver, BC V6P 2B7 | Electrical Permit | Residential | New | Completed | Installation / Repair - Residential - LWH - #3 - ELECTRICAL ROUGH WIRING , SERVICE AND FINISHING >DB: To construct a 1 storey laneway house building with 1 open parking pad having vehicular access from the 20' Lane. 1. Covenant registered at the Land Title Office under CA9711560 2. No Strata Titling permitted 3. No A/C Unit proposed | G G S ELECTRICAL LTD
PP-2022-03185 | 2022-09-14 | 838 W 61ST AVENUE #3, Vancouver, BC V6P 2B7 | Plumbing Permit | Residential | New | Completed | Residential - PLUMBING FOR: >BP: To construct a 1 storey laneway house building ($160,795.00) with 1 open parking pad having vehicular access from the 20' Lane. | Rain Coast Plumbing & Heating Ltd
EP-2022-09237 | 2022-10-31 | 838 W 61ST AVENUE #3, Vancouver, BC V6P 2B7 | Electrical Permit | Residential | New | Completed | Installation / Repair - Residential - tv,telephone,alarm prewire and complete >BP: To construct a 1 storey laneway house building ($160,795.00) with 1 open parking pad having vehicular access from the 20' Lane. 1. Covenant registered at the Land Title Office under CA9711560 2. No Strata Titling permitted 3. No A/C Unit proposed 4. Schedule B: (JASON HUI, P.Eng. 778-319-3403.) Structural & Geotechnical 5. HPO: Residential Builder- (GOLDENLAND CONSTRUCTION INC.) NOTE: To achieve the required FSR. A floor space exclusion of 3% has been applied to this application as per section 11.24.18 of the district schedule, to accommodate improved building performance. NOTE: Information regarding the principal building on the survey and site plan is for reference only. Any discrepancy between information regarding the principal building on the survey and/or site plan and approved permit drawings for the principal building are neither approved nor authorized under this laneway house permit. *NEW HOUSE* Note: See DB-2021-05417 for Bldg 1 on site (principal bldg). **THIS PERMIT HAS BEEN ISSUED UNDER THE REQUIREMENTS OF VBBL #12511 (2019) ** | Tvisha Technologies Ltd
SP-2022-01867 | 2022-11-09 | 838 W 61ST AVENUE #3, Vancouver, BC V6P 2B7 | Sprinkler Permit | Residential | New | Completed | Residential - new sprinkler system >To construct a 1 storey laneway house building ($160,795.00) with 1 open parking pad having vehicular access from the 20' Lane. 1. Covenant registered at the Land Title Office under CA9711560 2. No Strata Titling permitted 3. No A/C Unit proposed 4. Schedule B: (JASON HUI, P.Eng. 778-319-3403.) Structural & Geotechnical 5. HPO: Residential Builder- (GOLDENLAND CONSTRUCTION INC.) NOTE: To achieve the required FSR. A floor space exclusion of 3% has been applied to this application as per section 11.24.18 of the district schedule, to accommodate improved building performance. NOTE: Information regarding the principal building on the survey and site plan is for reference only. Any discrepancy between information regarding the principal building on the survey and/or site plan and approved permit drawings for the principal building are neither approved nor authorized under this laneway house permit. *NEW HOUSE* Note: See DB-2021-05417 for Bldg 1 on site (principal bldg). **THIS PERMIT HAS BEEN ISSUED UNDER THE REQUIREMENTS OF VBBL #12511 (2019) ** | Haven Fire Protection Ltd
GP-2022-03558 | 2022-11-15 | 838 W 61ST AVENUE #3, Vancouver, BC V6P 2B7 | Gas Permit | Residential | New | Completed | Residential - To install boiler >BP: To construct a 1 storey laneway house building ($160,795.00) with 1 open parking pad having vehicular access from the 20' Lane. | JOT MECHANICAL LTD
PP-2022-01972 | 2022-06-10 | 838 W 61ST AVENUE #3, Vancouver, BC V6P 2B7 | Plumbing Permit | Residential | New | Completed | Residential - Sump ** Amend 06/14/2022**] \ letter of assurenace has been uploaded | New West Excavating & Demolition Ltd
PP-2022-01970 | 2022-06-10 | 836 W 61ST AVENUE #3, Vancouver, BC V6P 2B7 | Plumbing Permit | Residential | New | Completed | Residential - Sump **Amend 06/15/2022** uploaded the contractors assurance letters | New West Excavating & Demolition Ltd
GP-2022-03556 | 2022-11-15 | 836 W 61ST AVENUE #3, Vancouver, BC V6P 2B7 | Gas Permit | Residential | New | Completed | Residential - To install boiler >BP: To construct a 1 storey laneway house building ($160,795.00) and 1 open parking pad having vehicular access from the 20' Lane. | JOT MECHANICAL LTD
EP-2022-09235 | 2022-10-31 | 836 W 61ST AVENUE #3, Vancouver, BC V6P 2B7 | Electrical Permit | Residential | New | Completed | Installation / Repair - Residential - tv,telephone,alarm prewire and complete >BP: To construct a 1 storey laneway house building ($160,795.00) and 1 open parking padhaving vehicular access from the 20' Lane. 1. Covenant registered at the Land Title Office under CA9711561 2. No Strata Titling permitted 3. No A/C Unit proposed 4. Schedule B: (JASON HUI, P.Eng, 778-319-3403.) Structural & Geotechnical 5. HPO: Residential Builder- (GOLDENLAND CONSTRUCTION INC.) NOTE: To achieve the required FSR. A floor space exclusion of 3% has been applied to this application as per section 11.24.18 of the district schedule, to accommodate improved building performance. NOTE: Information regarding the principal building on the survey and site plan is for reference only. Any discrepancy between information regarding the principal building on the survey and/or site plan and approved permit drawings for the principal building are neither approved nor authorized under this laneway house permit. *NEW HOUSE* Note: See DB-2021-05419 for Bldg 1 on site (principal bldg). **THIS PERMIT HAS BEEN ISSUED UNDER THE REQUIREMENTS OF VBBL #12511 (2019) ** | Tvisha Technologies Ltd
SP-2022-01744 | 2022-10-21 | 836 W 61ST AVENUE #3, Vancouver, BC V6P 2B7 | Sprinkler Permit | Residential | New | Completed | Residential - LWH - #3 - new sprinkler system To construct a 1 storey laneway house building and 1 open parking pad having vehicular access from the 20' Lane. 1. Covenant registered at the Land Title Office under CA9711561 2. No Strata Titling permitted 3. No A/C Unit proposed | Haven Fire Protection Ltd
PP-2022-03183 | 2022-09-14 | 836 W 61ST AVENUE #3, Vancouver, BC V6P 2B7 | Plumbing Permit | Residential | New | Completed | Residential - PLUMBING FOR : >BP: To construct a 1 storey laneway house building ($160,795.00) and 1 open parking padhaving vehicular access from the 20' Lane. | Rain Coast Plumbing & Heating Ltd
EP-2022-07842 | 2022-09-26 | 836 W 61ST AVENUE #3, Vancouver, BC V6P 2B7 | Electrical Permit | Residential | New | Completed | Installation / Repair - Residential - LWH - #3 - ELECTRICAL ROUGH WIRING , SERVICE AND FINISHING >DB: To construct a 1 storey laneway house building ($160,795.00) and 1 open parking pad having vehicular access from the 20' Lane. 1. Covenant registered at the Land Title Office under CA9711561 2. No Strata Titling permitted 3. No A/C Unit proposed | G G S ELECTRICAL LTD
MP-2022-00274 | 2022-09-26 | 836 W 61ST AVENUE #3, Vancouver, BC V6P 2B7 | Mechanical Permit | NULL | NULL | Completed | NULL | Rain Coast Plumbing & Heating Ltd
EP-2022-05468 | 2022-06-28 | 701 EXPO BOULEVARD, Vancouver, BC | Electrical Permit | Commercial | New | Expired | Temporary Power - Commercial - To provide temporary power. | 0777792 BC Ltd
EP-2023-06708 | 2023-07-25 | 701 EXPO BOULEVARD, Vancouver, BC | Electrical Permit | Commercial | New | Issued | Temporary Power - Commercial - To provide temporary power. Renewal of EP-2022-05468 Valid: Jun 28, 2023 to Jun 27, 2024 | 0777792 BC Ltd
EP-2023-06107 | 2023-07-21 | 396 E 37TH AVENUE, Vancouver, BC V5W 1E7 | Electrical Permit | Residential | Renovation | Issued | Installation / Repair - Residential - Electrical supply for Dsplit *MP-2023-01242: Issued (Heating and Cooling) | Milani Electric Limited
MP-2023-01242 | 2023-07-07 | 396 E 37TH AVENUE, Vancouver, BC V5W 1E7 | Mechanical Permit | NULL | NULL | Issued | NULL | Milani Plumbing Heating & Air Conditioning Ltd
SP-2022-01678 | 2022-10-13 | 4840 INVERNESS STREET, Vancouver, BC V5V 4X6 | Sprinkler Permit | Residential | New | Completed | Residential - new sprinkler installation To construct a 2.5 storey two-family dwelling ($633,325) with a detached accessory building (garage) at the rear providing 2 parking spaces, having vehicular access from the lane. Note: the entire building, INCLUDING THE ATTACHED GARAGE (if applicable), to be sprinklered to 2 x NFPA 13D 1. A/C proposed – Exterior component located in attic balcony, Interior component located in attic floor. 2. Schedule B: (J.J.S Hui) P.Eng (778.319.3403) Structural & Geotechnical 3. HPO: Residential Builder- Lidher Developments Ltd | Real Tech Fire Protection Ltd
EP-2022-09835 | 2023-02-10 | 3350 PRINCE ALBERT STREET, Vancouver, BC | Electrical Permit | Commercial | New | Issued | Installation / Repair - Commercial - ELECTRICAL INSTALLATION FOR NEW CONSTRUCTION. >BP: To construct a 7-storey mixed-use building consisting of: 1st storey - 10 CRU's, 5 two-storey townhouses & 2 loading spaces 3rd to 7th storey - 103 dwelling units; Amenity Room on Level 3 all over 2 levels of underground parking (72 parking spaces, 2 loading spaces & 1 passenger-loading zone) accessed from lane. *This permit has been reviewed under the provisions of VBBL 2019.* **This is a CP process and the applicant is Jeff Mitchell, P.Eng.** The retail shell portions of the building are TIPs eligible at the time of construction. STAGED CONSTRUCTION Stage 1: Excavation & Shoring (S.Yoo, Jun. 10, 2022) Stage 2: Foundation up to Grade (S.Yoo, Oct. 27, 2022) | Allwest Electric Ltd
NULL | NULL | 3350 PRINCE ALBERT STREET, Vancouver, BC | Electrical Permit | Commercial | New | Withdrawn | Interim - Commercial - Grounding, Bonding, Sumps, Vertical Work in Columns and slabs. | NULL
EP-2023-00279 | 2023-01-13 | 3350 PRINCE ALBERT STREET, Vancouver, BC | Electrical Permit | Commercial | New | Completed | Interim - Commercial - Grounding work and conduit work >BP: To construct a 7-storey mixed-use building consisting of: 1st storey - 10 CRU's, 5 two-storey townhouses & 2 loading spaces 3rd to 7th storey - 103 dwelling units; Amenity Room on Level 3 all over 2 levels of underground parking (72 parking spaces, 2 loading spaces & 1 passenger-loading zone) accessed from lane. *This permit has been reviewed under the provisions of VBBL 2019.* **This is a CP process and the applicant is Jeff Mitchell, P.Eng.** The retail shell portions of the building are TIPs eligible at the time of construction. STAGED CONSTRUCTION Stage 1: Excavation & Shoring (S.Yoo, Jun. 10, 2022) Stage 2: Foundation up to Grade (S.Yoo, Oct. 27, 2022) Stage 3: Full Construction - In review | Allwest Electric Ltd
EP-2022-05879 | 2022-08-02 | 3350 PRINCE ALBERT STREET, Vancouver, BC | Electrical Permit | Commercial | New | Expired | Temporary Power - Commercial - To provide temporary power. NOTE: Work authorized by this permit is for placement of a temporary power pole only and does not authorize any site construction and/or excavation. A separate Building Permit will be required prior to commencement of any other work on this site. | Allwest Electric Ltd
SP-2022-01177 | 2023-01-23 | 3350 PRINCE ALBERT STREET, Vancouver, BC | Sprinkler Permit | Commercial | New | Issued | Commercial - Construction Standpipe in this 7-storey mixed-use building consisting of: 1st storey - 10 CRU's, 5 two-storey townhouses & 2 loading spaces 3rd to 7th storey - 103 dwelling units; Amenity Room on Level 3 all over 2 levels of underground parking (72 parking spaces, 2 loading spaces & 1 passenger-loading zone) accessed from lane. P.eng Keith Trulson | Gisborne Industrial Construction Ltd
PP-2022-03368 | 2022-11-04 | 3350 PRINCE ALBERT STREET, Vancouver, BC | Plumbing Permit | Commercial | New | Issued | Commercial - >>UNDERGROUND<< >BP: To construct a 7-storey mixed-use building consisting of: 1st storey - 10 CRU's, 5 two-storey townhouses & 2 loading spaces 3rd to 7th storey - 103 dwelling units; Amenity Room on Level 3 all over 2 levels of underground parking (72 parking spaces, 2 loading spaces & 1 passenger-loading zone) accessed from lane. *This permit has been reviewed under the provisions of VBBL 2019.* **This is a CP process and the applicant is Jeff Mitchell, P.Eng.** The retail shell portions of the building are TIPs eligible at the time of construction. STAGED CONSTRUCTION Stage 1: Excavation & Shoring (S.Yoo, June 10, 202 | Paris Plumbing And Heating Ltd
SP-2023-00797 | 2023-08-30 | 3350 PRINCE ALBERT STREET, Vancouver, BC | Sprinkler Permit | Commercial | New | Issued | Commercial - To install sprinklers to NFPA 13 throughout this new 7-storey mixed-use building consisting of: 1st storey - 10 CRU's, 5 two-storey townhouses & 2 loading spaces 3rd to 7th storey - 103 dwelling units; Amenity Room on Level 3 2 levels of underground parking accessed from lane. Construction Standpipe under SP-2022-01177 P.L.Eng Keith Trulson *This permit has been reviewed under the provisions of VBBL 2019.* **CRU#4 thru CRU#10 shall not be tenanted as Restaurants with Class 1 cooking, in the future.** | Gisborne Industrial Construction Ltd
PP-2023-02774 | 2023-09-12 | 3350 PRINCE ALBERT STREET, Vancouver, BC | Plumbing Permit | Commercial | New | Issued | Commercial - New Plumbing system installation >BP: To construct a 7-storey mixed-use building consisting of: 1st storey - 10 CRU's, 5 two-storey townhouses & 2 loading spaces 3rd to 7th storey - 103 dwelling units; Amenity Room on Level 3 All over 2 levels of underground parking accessed from lane. *This permit has been reviewed under the provisions of VBBL 2019.* **CRU#4 thru CRU#10 shall not be tenanted as Restaurants with Class 1 cooking, in the future.** | Paris Plumbing And Heating Ltd
NULL | NULL | 3350 PRINCE ALBERT STREET, Vancouver, BC | Gas Permit | Commercial | New | Draft | Commercial - Provide gas to: (x2) hot water heaters (x1) make-up air unit (x1) BBQ | NULL
EP-2023-08284 | 2023-09-19 | 3350 PRINCE ALBERT STREET, Vancouver, BC | Electrical Permit | Commercial | New | Issued | Installation / Repair - Commercial - Supply and installation of low voltage smart building security solutions including access control, intercom and video surveillance for common area and suites. >BP: To construct a 7-storey mixed-use building consisting of: 1st storey - 10 CRU's, 5 two-storey townhouses & 2 loading spaces 3rd to 7th storey - 103 dwelling units; Amenity Room on Level 3 All over 2 levels of underground parking accessed from lane. *This permit has been reviewed under the provisions of VBBL 2019.* **CRU#4 thru CRU#10 shall not be tenanted as Restaurants with Class 1 cooking, in the future.** STAGED CONSTRUCTION Stage 1: Excavation & Shoring (S. Yoo, Jun. 10, 2022) Stage 2: Foundation up to Grade (S. Yoo, Oct. 27, 2022) Stage 3: Full Construction (S. Yoo, Feb. 27, 2023) Stage 3 - Revision #1 (In review) Revise interior layouts on Levels P1 & 6 (Unit #602) per DPMA (TBC) Amend: Oct 10, 2023 replace the existing FSR: Name: Konstanin Troitskiy Licence: CEL000212353 Class: C-R Security Alarm | 0838697 BC Ltd
EP-2023-07853 | NULL | 3350 PRINCE ALBERT STREET, Vancouver, BC | Electrical Permit | Commercial | New | Withdrawn | Installation / Repair - Commercial - New electrical installation. | Allwest Electric Ltd
EP-2023-07395 | 2023-08-15 | 3350 PRINCE ALBERT STREET, Vancouver, BC | Electrical Permit | Commercial | New | Issued | Temporary Power - Commercial - To provide temporary power. -renewal of EP-2022-05879 -valid Aug. 2, 2023 - Aug. 1, 2024 | Allwest Electric Ltd
MP-2022-00283 | 2022-09-27 | 3229 E 51ST AVENUE, Vancouver, BC V5S 1S3 | Mechanical Permit | NULL | NULL | Completed | NULL | Lally Plumbing & Heating Ltd
SP-2022-01828 | 2022-11-04 | 3229 E 51ST AVENUE, Vancouver, BC V5S 1S3 | Sprinkler Permit | Residential | New | Completed | Residential - Installation of Sprinkler Heads To construct a 2 storey two-family dwelling with 2 secondary suites located in the Basement with a detached accessory building (garage) and 2 open parking at the rear providing a total of 4 parking spaces, having vehicular access from the lane. 1. Covenant registered at the Land Title Office under CA9723575 2. A/C proposed – Exterior component located in rear yard, Interior component located in second floor closet 3. Schedule B: (JASON HUI, P.Eng, 778-319-3403.) Structural, Geotechnical, Architectural Item 1.5 4. HPO: Residential Builder- (TVK Construction Ltd. | RAHELU PLUMBING & HEATING LTD.
SP-2023-00371 | NULL | 1206 VERNON DRIVE, Vancouver, BC | Sprinkler Permit | Commercial | New | Applicant Revisions | Commercial - New sprinkler system for an existing building with an addition. >BP: Interior and exterior alterations to allow a 2-storey minor horizontal addition to this existing 2-storey building for a single tenant. Existing uses are proposed to be retained as office (D) & medium-hazard industrial (F2). | NULL
PP-2023-00386 | 2023-02-06 | 1544 E 10TH AVENUE, Vancouver, BC V5N 1X5 | Plumbing Permit | Residential | New | Completed | Residential - 2FD - Sump no pump | Bhullar Excavating and Demolition
EP-2023-04565 | 2023-05-29 | 1544 E 10TH AVENUE, Vancouver, BC V5N 1X5 | Electrical Permit | Residential | New | Completed | Installation / Repair - Residential - Extra low voltage. TV, tel, net, doorbell, audio and security alarm. >BP: To construct a two and a half storey two-family dwelling ($794,022.50) with a detached garage providing 2 parking spaces, having vehicular access from the street. | RAJNESH RAJU DBA: OPTIMUS SECURITY SYSTEMS
EP-2023-05274 | 2023-06-28 | 1560 E 10TH AVENUE, Vancouver, BC V5N 1X5 | Electrical Permit | Commercial | New | Issued | Installation / Repair - Commercial - Wiring and service *No fire alarm required in this building as per 3.2.4.1 of the VBBL *An approved mechanical permit is required for the installation of air conditioning or heat pump unit at the time of installation before an electrical inspection will be performed >BP: To develop a two-storey plus basement multiple dwelling, containing a total of four dwelling units with common bicycle storage and a detached garage and one surface parking, providing a total of 4 of parking spaces having vehicular access lane. To be reviewed under the 2019 VBBL. To be sprinklered to NFPA 13R Revision #1 - To change the main floor powder room configuration and to move the location of the garage - accepted Nov.16/22 Erv Revision #2 - setbacks to foundation revised to be the same as to cladding - accepted Dec.5/22 Erv | G.S.G. Electric Ltd.
EP-2023-05078 | 2023-06-07 | 1560 E 10TH AVENUE, Vancouver, BC V5N 1X5 | Electrical Permit | Commercial | New | Issued | Installation / Repair - Commercial - Tv, telephone, alarm prewire and complete. >BP: To develop a two-storey plus basement multiple dwelling, containing a total of four dwelling units with common bicycle storage and a detached garage and one surface parking, providing a total of 4 of parking spaces having vehicular access lane. To be reviewed under the 2019 VBBL. To be sprinklered to NFPA 13R Revision #1 - To change the main floor powder room configuration and to move the location of the garage - accepted Nov.16/22 Erv Revision #2 - setbacks to foundation revised to be the same as to cladding - accepted Dec.5/22 Erv | Tvisha Technologies Ltd
GP-2023-01940 | 2023-06-28 | 1560 E 10TH AVENUE, Vancouver, BC V5N 1X5 | Gas Permit | Residential | New | Issued | Residential - install 4 gas fireplace >BP: To develop a two-storey plus basement multiple dwelling, containing a total of four dwelling units | JOT MECHANICAL LTD
GP-2023-02202 | 2023-07-25 | 1560 E 10TH AVENUE, Vancouver, BC V5N 1X5 | Gas Permit | Residential | New | Issued | Residential - 4 Boilers , 4 Cooktops & 4 Fireplaces Piping for fireplaces >BP: To develop a two-storey plus basement multiple dwelling, containing a total of four dwelling units | Kamal Fireplace LTD
SP-2023-00233 | 2023-06-14 | 1560 E 10TH AVENUE, Vancouver, BC V5N 1X5 | Sprinkler Permit | Residential | New | Issued | Residential - For sprinkler work to the 2019 VBBL and NFPA 13R, 2013 for the work to develop a two-storey plus basement multiple dwelling, containing a total of four dwelling units with common bicycle storage and a detached garage and one surface parking, providing a total of 4 of parking spaces having vehicular access lane. Engineer of Record: Farzad Hemmati 604-649-4574 farzadh@bmactc.com | Haven Fire Protection Ltd
PP-2023-00871 | 2023-03-16 | 1560 E 10TH AVENUE, Vancouver, BC V5N 1X5 | Plumbing Permit | Commercial | New | Issued | Commercial - Quadruplex being constructed from scratch to completion. >BP: To develop a two-storey plus basement multiple dwelling, containing a total of four dwelling units with common bicycle storage and a detached garage and one surface parking, providing a total of 4 of parking spaces having vehicular access lane. To be reviewed under the 2019 VBBL. To be sprinklered to NFPA 13R | L G PLUMBING AND HEATING LTD
MP-2023-00418 | 2023-03-19 | 1560 E 10TH AVENUE, Vancouver, BC V5N 1X5 | Mechanical Permit | NULL | NULL | Issued | NULL | L G PLUMBING AND HEATING LTD
PP-2022-04038 | 2022-11-08 | 1560 E 10TH AVENUE, Vancouver, BC V5N 1X5 | Plumbing Permit | Residential | New | Issued | Residential - Sumps | Exalt Earth Works Ltd
GP-2023-01783 | NULL | 1482 E 31ST AVENUE, Vancouver, BC | Gas Permit | Residential | New | Cancelled | Residential - installing new 36" single fuel gas range | Super Tech Appliances Installation Ltd
GP-2022-01980 | 2022-07-04 | 2689 BLENHEIM STREET, Vancouver, BC V6R 2J7 | Gas Permit | Residential | New | Completed | Residential - New gas piping >BP: To construct a 1 storey laneway house building ($209,815) with 1 open parking pad, providing a total of 1 parking spaces, having vehicular access from the 20' Lane. | Ghuman Mechanical Ltd
SP-2022-00998 | 2022-06-20 | 2689 BLENHEIM STREET, Vancouver, BC V6R 2J7 | Sprinkler Permit | Residential | New | Completed | Residential - Sprinkler To construct a 1 storey laneway house building with 1 open parking pad, providing a total of 1 parking spaces, having vehicular access from the 20' Lane. 1. Covenant not required with existing house 2. No Strata Titling permitted 3. Entire building to be sprinklered 13D 4. A/C proposed – Exterior component located in rear yard, Interior component located in bedroom closest 5. Schedule B: (Xue Li Chen) P.Eng (778.235.5447) Structural 6. Schedule B: (Xue Li Chen) P.Eng (778.235.5447) Geotechnical 7. HPO: Residential Builder- Reshmail Singh Sidhu | Ghuman Mechanical Ltd
PP-2022-01895 | 2022-06-06 | 2689 BLENHEIM STREET, Vancouver, BC V6R 2J7 | Plumbing Permit | Residential | New | Completed | Residential - Plumbing >BP: To construct a 1 storey laneway house building ($209,815) with 1 open parking pad, providing a total of 1 parking spaces, having vehicular access from the 20' Lane. 1. Covenant not required with existing house 2. No Strata Titling permitted 3. Entire building to be sprinklered 13D 4. A/C proposed – Exterior component located in rear yard, Interior component located in bedroom closest 5. Schedule B: (Xue Li Chen) P.Eng (778.235.5447) Structural 6. Schedule B: (Xue Li Chen) P.Eng (778.235.5447) Geotechnical 7. HPO: Residential Builder- Reshmail Singh Sidhu NOTE: To achieve the required FSR. A floor space exclusion of 3% has been applied to this application as per section 11.24.18 of the district schedule, to accommodate improved building performance. Address Information: Principle Dwelling: 3305 W 11TH AVE Laneway home: 2689 BLENHEIM ST Address and suite numbers assigned as per approved plans for Fire and Emergency response. The address number is to be posted to the building to be visible from the street and the suite numbers are to be posted at the suite entries in accordance with the Building By-law prior to final inspection. NOTE: Information regarding the principal building on the survey and site plan is for reference only. Any discrepancy between information regarding the principal building on the survey and/or site plan and approved permit drawings for the principal building are neither approved nor authorized under this laneway house permit. *EXISTING HOUSE* Note: Bldg 1 (principal bldg) addressed 3305 W 11TH AVE retained on site. **THIS PERMIT HAS BEEN ISSUED UNDER THE REQUIREMENTS OF VBBL #12511 (2019) ** | Ghuman Mechanical Ltd
PP-2022-01819 | 2022-05-31 | 2689 BLENHEIM STREET, Vancouver, BC V6R 2J7 | Plumbing Permit | Residential | New | Completed | Residential - Sanitary >BP: To construct a 1 storey laneway house building ($209,815) with 1 open parking pad, providing a total of 1 parking spaces, having vehicular access from the 20' Lane. 1. Covenant not required with existing house 2. No Strata Titling permitted 3. Entire building to be sprinklered 13D 4. A/C proposed – Exterior component located in rear yard, Interior component located in bedroom closest 5. Schedule B: (Xue Li Chen) P.Eng (778.235.5447) Structural 6. Schedule B: (Xue Li Chen) P.Eng (778.235.5447) Geotechnical 7. HPO: Residential Builder- Reshmail Singh Sidhu NOTE: To achieve the required FSR. A floor space exclusion of 3% has been applied to this application as per section 11.24.18 of the district schedule, to accommodate improved building performance. Address Information: Principle Dwelling: 3305 W 11TH AVE Laneway home: 2689 BLENHEIM ST Address and suite numbers assigned as per approved plans for Fire and Emergency response. The address number is to be posted to the building to be visible from the street and the suite numbers are to be posted at the suite entries in accordance with the Building By-law prior to final inspection. NOTE: Information regarding the principal building on the survey and site plan is for reference only. Any discrepancy between information regarding the principal building on the survey and/or site plan and approved permit drawings for the principal building are neither approved nor authorized under this laneway house permit. *EXISTING HOUSE* Note: Bldg 1 (principal bldg) addressed 3305 W 11TH AVE retained on site. **THIS PERMIT HAS BEEN ISSUED UNDER THE REQUIREMENTS OF VBBL #12511 (2019) ** | BESTWAY EXCAVATING & DEMOLITION 2008 LTD
PP-2022-01735 | 2022-05-20 | 2689 BLENHEIM STREET, Vancouver, BC V6R 2J7 | Plumbing Permit | Residential | New | Completed | Residential - Sump >BP:To construct a 1 storey laneway house building ($209,815) with 1 open parking pad, providing a total of 1 parking spaces, having vehicular access from the 20' Lane. 1. Covenant not required with existing house 2. No Strata Titling permitted 3. Entire building to be sprinklered 13D 4. A/C proposed – Exterior component located in rear yard, Interior component located in bedroom closest 5. Schedule B: (Xue Li Chen) P.Eng (778.235.5447) Structural 6. Schedule B: (Xue Li Chen) P.Eng (778.235.5447) Geotechnical 7. HPO: Residential Builder- Reshmail Singh Sidhu NOTE: To achieve the required FSR. A floor space exclusion of 3% has been applied to this application as per section 11.24.18 of the district schedule, to accommodate improved building performance. Address Information: Principle Dwelling: 3305 W 11TH AVE Laneway home: 2689 BLENHEIM ST Address and suite numbers assigned as per approved plans for Fire and Emergency response. The address number is to be posted to the building to be visible from the street and the suite numbers are to be posted at the suite entries in accordance with the Building By-law prior to final inspection. NOTE: Information regarding the principal building on the survey and site plan is for reference only. Any discrepancy between information regarding the principal building on the survey and/or site plan and approved permit drawings for the principal building are neither approved nor authorized under this laneway house permit. *EXISTING HOUSE* Note: Bldg 1 (principal bldg) addressed 3305 W 11TH AVE retained on site. **THIS PERMIT HAS BEEN ISSUED UNDER THE REQUIREMENTS OF VBBL #12511 (2019) ** | BESTWAY EXCAVATING & DEMOLITION 2008 LTD
EP-2022-04525 | 2022-06-21 | 2689 BLENHEIM STREET, Vancouver, BC V6R 2J7 | Electrical Permit | Residential | New | Completed | Installation / Repair - Residential - Service, Rough Wiring, and Finishing - LWH MAIN HOUSE 125A LANEWAY 125A MAIN CONSUMER'S SERVICE 200A >BP: To construct a 1 storey laneway house building ($209,815) with 1 open parking pad, providing a total of 1 parking spaces, having vehicular access from the 20' Lane. 1. Covenant not required with existing house 2. No Strata Titling permitted 3. Entire building to be sprinklered 13D 4. A/C proposed – Exterior component located in rear yard, Interior component located in bedroom closest 5. Schedule B: (Xue Li Chen) P.Eng (778.235.5447) Structural 6. Schedule B: (Xue Li Chen) P.Eng (778.235.5447) Geotechnical 7. HPO: Residential Builder- Reshmail Singh Sidhu NOTE: To achieve the required FSR. A floor space exclusion of 3% has been applied to this application as per section 11.24.18 of the district schedule, to accommodate improved building performance. Address Information: Principle Dwelling: 3305 W 11TH AVE Laneway home: 2689 BLENHEIM ST Address and suite numbers assigned as per approved plans for Fire and Emergency response. The address number is to be posted to the building to be visible from the street and the suite numbers are to be posted at the suite entries in accordance with the Building By-law prior to final inspection. NOTE: Information regarding the principal building on the survey and site plan is for reference only. Any discrepancy between information regarding the principal building on the survey and/or site plan and approved permit drawings for the principal building are neither approved nor authorized under this laneway house permit. *EXISTING HOUSE* Note: Bldg 1 (principal bldg) addressed 3305 W 11TH AVE retained on site. **THIS PERMIT HAS BEEN ISSUED UNDER THE REQUIREMENTS OF VBBL #12511 (2019) ** | Kooner Electrical Ltd
PP-2022-02361 | 2022-07-08 | 159 W 23RD AVENUE #3, Vancouver, BC V5Y 2H1 | Plumbing Permit | Residential | New | Completed | Residential - - Sump >BP:To construct a 2 storey laneway house building ($192,905.50) with an attached garage and 1 open parking pad, providing a total of 3 parking spaces, having vehicular access from the lane | Khela Excavating Ltd.
EP-2022-08331 | 2022-10-12 | 159 W 23RD AVENUE #3, Vancouver, BC V5Y 2H1 | Electrical Permit | Residential | New | Completed | Installation / Repair - Residential - Laneway house wiring and finishing 200 Amp Service with 200 amp meter base >BP: To construct a 2 storey laneway house building ($192,905.50) with an attached garage and 1 open parking pad, providing a total of 3 parking spaces, having vehicular access from the lane Rev#1: The entire building including the attached garage to be sprinklered to NPFA 13D as per VBBL 3.2.5.12.(3)(d). Note: This is a 1 ½ storey building pursuant to the Zoning & Development By-law Note: Bldg 1 (principal bldg) addressed #1 - 159 W 23rd Ave retained on site. 1. No A/C unit proposed 2. Schedule B: MOHAMED LUTHFY P.Eng (604-324-7868) Structural, Geotechnical & Architectural 3. HPO: Residential Builder- Westbury Properties Ltd 4. Entire Building to have NFPA 13-R Note: As a result of the addition of the laneway house, the existing one family dwelling / principle dwelling, will be assigned a suite number. The site is now as follows: #1-159 W 23rd Av – Principle Dwelling #3-159 W 23rd Av – Laneway House Address and suite numbers assigned as per approved plans for Fire and Emergency response. The address number is to be posted to the building to be visible from the street and the suite numbers are to be posted at the suite entries in accordance with the Building By-law prior to final inspection. ****ALL PROJECT COORDINATOR NOTES HAS BEEN ACCEPTED BY THE APPLICANT**** ******THIS PERMIT HAS BEEN ISSUED UNDER THE REQUIREMENTS OF VBBL #12511 (2019)****** | AZ ELECTRICAL SERVICES LTD
SP-2022-01548 | 2022-09-26 | 159 W 23RD AVENUE #3, Vancouver, BC V5Y 2H1 | Sprinkler Permit | Residential | New | Completed | Residential - LWH - #3 - new sprinkler system To construct a 2 storey laneway house building with an attached garage and 1 open parking pad, providing a total of 3 parking spaces, having vehicular access from the lane Rev#1: The entire building including the attached garage to be sprinklered to NPFA 13D as per VBBL 3.2.5.12.(3)(d). Note: This is a 1 ½ storey building pursuant to the Zoning & Development By-law Note: Bldg 1 (principal bldg) addressed #1 - 159 W 23rd Ave retained on site. 1. No A/C unit proposed | Haven Fire Protection Ltd
PP-2022-02895 | 2022-08-18 | 159 W 23RD AVENUE #3, Vancouver, BC V5Y 2H1 | Plumbing Permit | Residential | New | Completed | Residential - LWH - #3 - laneway To construct a 2 storey laneway house building with an attached garage and 1 open parking pad, providing a total of 3 parking spaces, having vehicular access from the lane Note: This is a 1 ½ storey building pursuant to the Zoning & Development By-law Note: Bldg 1 (principal bldg) addressed #1 - 159 W 23rd Ave retained on site. 1. No A/C unit proposed AMEND: AUG 31/2022 Add 2 more plumbing fixtures onto the permit which would be a toilet and powder room sink for future use. | Saran Plumbing and Heating Ltd
EP-2022-08400 | 2022-10-12 | 159 W 23RD AVENUE #3, Vancouver, BC V5Y 2H1 | Electrical Permit | Residential | New | Completed | Installation / Repair - Residential - Low voltage work, cable,data, telephone, alarm >BP: To construct a 2 storey laneway house building ($192,905.50) with an attached garage and 1 open parking pad, providing a total of 3 parking spaces, having vehicular access from the lane Rev#1: The entire building including the attached garage to be sprinklered to NPFA 13D as per VBBL 3.2.5.12.(3)(d). Note: This is a 1 ½ storey building pursuant to the Zoning & Development By-law Note: Bldg 1 (principal bldg) addressed #1 - 159 W 23rd Ave retained on site. 1. No A/C unit proposed 2. Schedule B: MOHAMED LUTHFY P.Eng (604-324-7868) Structural, Geotechnical & Architectural 3. HPO: Residential Builder- Westbury Properties Ltd 4. Entire Building to have NFPA 13-R Building 2 #3-159 W 23rd Av – Laneway House Note: As a result of the addition of the laneway house, the existing one family dwelling / principle dwelling, will be assigned a suite number. The site is now as follows: #1-159 W 23rd Av – Principle Dwelling #3-159 W 23rd Av – Laneway House Address and suite numbers assigned as per approved plans for Fire and Emergency response. The address number is to be posted to the building to be visible from the street and the suite numbers are to be posted at the suite entries in accordance with the Building By-law prior to final inspection. ****ALL PROJECT COORDINATOR NOTES HAS BEEN ACCEPTED BY THE APPLICANT**** ******THIS PERMIT HAS BEEN ISSUED UNDER THE REQUIREMENTS OF VBBL #12511 (2019)****** | SECURCITY AUTOMATION & ALARM INC.
GP-2023-01713 | 2023-06-01 | 3505 W 33RD AVENUE, Vancouver, BC | Gas Permit | Residential | New | Issued | Residential - 1 gas fireplace venting and hook up only >BP: To construct a two storeys Infill One-Family Dwelling | Urban Fireplaces Ltd
NULL | NULL | 3505 W 33RD AVENUE, Vancouver, BC | Gas Permit | Residential | New | Draft | Residential - Installation of 2 gas fireplace - venting and hook up only | Urban Fireplaces Ltd
SP-2023-01258 | 2023-07-14 | 3505 W 33RD AVENUE, Vancouver, BC | Sprinkler Permit | Residential | New | Issued | Residential - INFILL - 1FD - new sprinkler system >BP: To construct a two storeys Infill One-Family Dwelling (Building 2) with an attached 1-car garage, storage and mechanical room and one surface parking space on the West portion of this site, having vehicular access from the lane. ******THIS PERMIT HAS BEEN REVIEWED & ISSUED UNDER THE REQUIREMENTS OF VBBL 2019 AND AMENDMENT EFFECTIVE JANUARY 1ST, 2022. ******** Building Review Branch Notes: - Infill is for rental only and entire parking garage, storage and mechanical room serve the infill building only. - Entire building is to be sprinklered to NFPA 13D requirements. | Alco Fire Protection Ltd
GP-2023-02232 | NULL | 3505 W 33RD AVENUE, Vancouver, BC | Gas Permit | Residential | New | Application Incomplete | Residential - 1 BBQ & 1 Fireplace | Avante Plumbing & Heating Ltd
NULL | NULL | 3505 W 33RD AVENUE, Vancouver, BC | Gas Permit | Residential | New | Withdrawn | Residential - new underground gas line from existing house to new laneway house (separately metered) inside new laneway house- 1) bbq box single 1) fireplace rough in only, not installing unit or exhaust) | Avante Plumbing & Heating Ltd
GP-2023-02218 | 2023-07-27 | 3505 W 33RD AVENUE, Vancouver, BC | Gas Permit | Residential | New | Issued | Residential - 1 BBQ & 1 Fireplace new underground gas line from new meter at existing house location running to infill >BP: To construct a two storeys Infill One-Family Dwelling | Avante Plumbing & Heating Ltd
EP-2023-02454 | 2023-03-22 | 3505 W 33RD AVENUE, Vancouver, BC | Electrical Permit | Residential | New | Issued | Temporary Power - Residential - To provide temporary power. | Empire Electric Ltd
PP-2023-01195 | 2023-04-05 | 3505 W 33RD AVENUE, Vancouver, BC | Plumbing Permit | Residential | New | Issued | Residential - INFILL - 1FD - 1x outside gravity sump for lane way home | J & R Excavation & Demolition Ltd.
PP-2023-01246 | 2023-04-11 | 3505 W 33RD AVENUE, Vancouver, BC | Plumbing Permit | Residential | New | Issued | Residential - INFILL - 1FD - New Coach house >BP: To construct a two storeys Infill One-Family Dwelling (Building 2) with an attached 1-car garage, storage and mechanical room and one surface parking space on the West portion of this site, having vehicular access from the lane. - Infill is for rental only and entire parking garage, storage and mechanical room serve the infill building only. - Sch. A, Struct. B & Geo. B are submitted. - Entire building is to be sprinklered to NFPA 13D requirements. | Avante Plumbing & Heating 21 Ltd
EP-2023-03050 | 2023-04-17 | 3505 W 33RD AVENUE, Vancouver, BC | Electrical Permit | Residential | New | Issued | Installation / Repair - Residential - Wiring of new infill house with new service supplying the main house and laneway. >BP: To construct a two storeys Infill One-Family Dwelling (Building 2) with an attached 1-car garage, storage and mechanical room and one surface parking space on the West portion of this site, having vehicular access from the lane. - Related to DP-2021-01015. See BP-2021-05437 for the front principal building. ******THIS PERMIT HAS BEEN REVIEWED & ISSUED UNDER THE REQUIREMENTS OF VBBL 2019 AND AMENDMENT EFFECTIVE JANUARY 1ST, 2022. ******** Building Review Branch Notes: - Infill is for rental only and entire parking garage, storage and mechanical room serve the infill building only. - Sch. A, Struct. B & Geo. B are submitted. - Entire building is to be sprinklered to NFPA 13D requirements. - All new windows, doors & skylights shall conform to AAMA/WDMA/CSA101/I.S.2/A440, NAFS. | Empire Electric Ltd
SP-2023-00801 | NULL | 2803 W 4TH AVENUE, Vancouver, BC V6K 1M7 | Sprinkler Permit | Commercial | New | Applicant Revisions | Commercial - Constriction of a new 4 storey + 2 level basement mixed use building >BP: To construct a 4-storey mixed-use building consisting of: 1st storey - 1 CRU including a mezzanine 2nd to 4th storey - 59 dwelling units; Amenity Room on Level 2 All over 2 levels of underground parking accessed from lane. *This permit has been reviewed under the provisions of VBBL 2019.* **This building shall be of noncombustible construction.** STAGED CONSTRUCTION Stage 1: Excavation & Shoring Issued: Sept. 29, 2022 - S. Yoo Stage 2: Foundation to Grade Issued: Jul. 17, 2023 Stage 3: Full Construction - In review Mechanical Review Notes: - Horizontal exhaust termination is proposed to be located on the North (rear) Elevation for the only CRU on the ground floor. | NULL
EP-2023-04150 | 2023-05-11 | 1981 MACDONALD STREET, Vancouver, BC V6K 1M7 | Electrical Permit | Commercial | New | Issued | Temporary Power - Commercial - To provide temporary power. | Alpine Electric Ltd
EP-2023-04451 | 2023-09-05 | 1981 MACDONALD STREET, Vancouver, BC V6K 1M7 | Electrical Permit | Commercial | New | Issued | Installation / Repair - Commercial - Electrical installation for a 4-storey mixed-use building with 59 dwelling units and 1 CRU. >BP: To construct a 4-storey mixed-use building consisting of: 1st storey - 1 CRU including a mezzanine (1 tenant under a separate BP) 2nd to 4th storey - 59 dwelling units; Amenity Room on Level 2 All over 2 levels of underground parking accessed from lane. *This permit has been reviewed under the provisions of VBBL 2019.* **This building shall be of noncombustible construction.** STAGED CONSTRUCTION Stage 1: Excavation & Shoring (S.Yoo, Sept. 29, 2022) Stage 2: Foundation to Grade (July 17, 23) Mechanical Review Notes: - Horizontal exhaust termination is proposed to be located on the North (rear) Elevation for the only CRU on the ground floor. | Alpine Electric Ltd
PP-2023-02855 | 2023-11-29 | 1981 MACDONALD STREET, Vancouver, BC V6K 1M7 | Plumbing Permit | Commercial | New | Issued | Commercial - Site address is 1981 Macdonald Street. Project is a 4-storey multi-use building. Underground parkade will have 2-levels, ground level will have a grocery store, and Level 2 thru 4 are residential units.. >BP: To construct a 4-storey mixed-use building consisting of: 1st storey - 1 CRU including a mezzanine (1 tenant under a separate BP) 2nd to 4th storey - 59 dwelling units; Amenity Room on Level 2 All over 2 levels of underground parking accessed from lane. *This permit has been reviewed under the provisions of VBBL 2019.* **This building shall be of noncombustible construction.** STAGED CONSTRUCTION Stage 1: Excavation & Shoring (S.Yoo, Sept. 29, 2022) Stage 2: Foundation to Grade (July 17, 23) Mechanical Review Notes: - Horizontal exhaust termination is proposed to be located on the North (rear) Elevation for the only CRU on the ground floor. | Lisi Mechanical Contractors Ltd
EP-2023-06894 | 2023-07-28 | 1981 MACDONALD STREET, Vancouver, BC V6K 1M7 | Electrical Permit | Commercial | New | Completed | Interim - Commercial - Scope of work: slab, underground, raceways, grounding, branch circuits. Service connection to BC Hydro is not permitted under this permit. Interim permit for EP-2023-04451 >BP: To construct a 4-storey mixed-use building consisting of: 1st storey - 1 CRU including a mezzanine (1 tenant under a separate BP) 2nd to 4th storey - 59 dwelling units; Amenity Room on Level 2 All over 2 levels of underground parking accessed from lane. *This permit has been reviewed under the provisions of VBBL 2019.* **This building shall be of noncombustible construction.** STAGED CONSTRUCTION Stage 1: Excavation & Shoring (S.Yoo, Sept. 29, 2022) Stage 2: Foundation to Grade (July 17, 23) Mechanical Review Notes: - Horizontal exhaust termination is proposed to be located on the North (rear) Elevation for the only CRU on the ground floor. | Alpine Electric Ltd
PP-2023-00491 | 2023-02-14 | 1981 MACDONALD STREET, Vancouver, BC V6K 1M7 | Plumbing Permit | Commercial | New | Cancelled | Commercial - Install temporary water connection and backflow device >BP: To construct a 4-storey mixed-use building consisting of: 1st storey - 1 CRU including a mezzanine (1 tenant under a separate BP) 2nd to 4th storey - 59 dwelling units; Amenity Room on Level 2 All over 2 levels of underground parking accessed from lane. *This permit has been reviewed under the provisions of VBBL 2019.* **This building shall be of noncombustible construction.** STAGED CONSTRUCTION Stage 1: Excavation & Shoring (S.Yoo, Sept. 29, 2022) Stage 2: Full Construction - In review Aug 18/2023-AMEND -to cancel this permit please. | PR Mechanical LTD.
PP-2023-03149 | 2023-09-14 | 1981 MACDONALD STREET, Vancouver, BC V6K 1M7 | Plumbing Permit | Commercial | New | Issued | Commercial - ***Underground Only*** (related with PP-2023-02855 - above grade) >BP: To construct a 4-storey mixed-use building consisting of: 1st storey - 1 CRU including a mezzanine (1 tenant under a separate BP) 2nd to 4th storey - 59 dwelling units; Amenity Room on Level 2 All over 2 levels of underground parking accessed from lane. *This permit has been reviewed under the provisions of VBBL 2019.* **This building shall be of noncombustible construction.** STAGED CONSTRUCTION Stage 1: Excavation & Shoring (S.Yoo, Sept. 29, 2022) Stage 2: Foundation to Grade (July 17, 23) | Lisi Mechanical Contractors Ltd
MP-2023-01687 | 2023-10-11 | 871 W 33RD AVENUE, Vancouver, BC | Mechanical Permit | NULL | NULL | Issued | NULL | 49 North Mechanical Ltd
EP-2023-09019 | 2023-10-06 | 871 W 33RD AVENUE, Vancouver, BC | Electrical Permit | Commercial | New | Issued | Installation / Repair - Commercial - Telephone, data, CATV, enterphone, card access prewire and completion. Insuite security prewire, CCTV prewire only. >BP: Building 1 - To construct a three storey, building containing 15 multiple dwelling units. Refer to BP-2021-05502 for site work, below grade facilities and common underground parking. VBBL 2019 - NFPA 13R Stage Construction | NexGen Technologies Inc
EP-2022-08366 | 2022-12-06 | 871 W 33RD AVENUE, Vancouver, BC | Electrical Permit | Commercial | New | Issued | Installation / Repair - Commercial - Building 1 - a three storey, building containing 15 multiple dwelling units. >BP: Building 1 - To construct a three storey, building containing 15 multiple dwelling units. Refer to BP-2021-05502 for site work, below grade facilities and common underground parking. VBBL 2019 Stage Construction | APP Electric Inc
SP-2022-01122 | 2023-05-18 | 871 W 33RD AVENUE, Vancouver, BC | Sprinkler Permit | Commercial | New | Issued | Commercial - Building 1 - For all sprinkler work to the 2019 VBBL; NFPA 13R, 2013 for this newly constructed three storey, building containing 15 multiple dwelling units. Site Description: To construct four (4) multiple dwelling buildings having three (3) storeys, containing a total of forty-nine (49) dwelling units, all over 1 level of underground parking, providing a total of seventy-six (76) parking spaces having vehicular access lane. Refer to SP-2022-00966 (BP-2021-05502) for common underground parking, related permits, terms and conditions, and accepted documents. THIS IS A CERTIFIED PROFESSIONAL PROJECT and the CP is Mr. John Buscemi, P.Eng., CP. of GHL. Notes: 1. Fire Protection Engineer of Record Mr. Ryan Pavey of Cardinal Engineering T: 604 605 0606 E: pavey@cardinalfire.ca 2. One set of approved drawings and permit to be available for viewing at the jobsite. 3. Fire Department Access Routes and Paths of Travel to 3.2.5.5.(3) of the 2019 VBBL 4. Building 1 to be sprinklered to NFPA 13R. Related Permits: Site and Underground - SP-2022-00966 Building 1 - SP-2022-01122 Building 2 - SP-2022-01123 Building 3 - SP-2022-00124 Building 4 - SP-2022-00125 | Bernin Fire Protection Ltd
PP-2023-01225 | 2023-04-17 | 871 W 33RD AVENUE, Vancouver, BC | Plumbing Permit | Commercial | New | Issued | Commercial - BLDG #1 - Plumbing >BP: Building 1 - To construct a three storey, building containing 15 multiple dwelling units. Refer to BP-2021-05502 for site work, below grade facilities and common underground parking. VBBL 2019 - NFPA 13R | 49 North Mechanical Ltd
PP-2022-02799 | 2022-12-08 | 821 W 33RD AVENUE, Vancouver, BC | Plumbing Permit | Commercial | New | Issued | Commercial - Plumbing >Building 4 - To construct a three storey, building containing 6 multiple dwelling units. Refer to BP-2021-05502 for site work, below grade facilities and common underground parking. VBBL 2019 Stage Construction | 49 North Mechanical Ltd
SP-2022-01125 | 2023-05-18 | 821 W 33RD AVENUE, Vancouver, BC | Sprinkler Permit | Commercial | New | Issued | Commercial - Building 4 - For all sprinkler work to the 2019 VBBL; NFPA 13, 2013 for this newly constructed three storey building containing 6 multiple dwelling units. Site Description: To construct four (4) multiple dwelling buildings having three (3) storeys, containing a total of forty-nine (49) dwelling units, all over 1 level of underground parking, providing a total of seventy-six (76) parking spaces having vehicular access lane. Refer to SP-2022-00966 (BP-2021-05502) for common underground parking, related permits, terms and conditions, and accepted documents. THIS IS A CERTIFIED PROFESSIONAL PROJECT and the CP is Mr. John Buscemi, P.Eng., CP. of GHL. Notes: 1. Fire Protection Engineer of Record Mr. Ryan Pavey of Cardinal Engineering T: 604 605 0606 E: pavey@cardinalfire.ca 2. One set of approved drawings and permit to be available for viewing at the jobsite. 3. Fire Department Access Routes and Paths of Travel to 3.2.5.5.(3) of the 2019 VBBL 4. Building 4 to be sprinklered to NFPA 13. Related Permits: Site and Underground - SP-2022-00966 Building 1 - SP-2022-01122 Building 2 - SP-2022-01123 Building 3 - SP-2022-00124 Building 4 - SP-2022-00125 | Bernin Fire Protection Ltd
EP-2022-08369 | 2022-12-06 | 821 W 33RD AVENUE, Vancouver, BC | Electrical Permit | Commercial | New | Issued | Installation / Repair - Commercial - Building 4 - a three storey, building containing 6 multiple dwelling units. >BP: Building 4 - To construct a three storey, building containing 6 multiple dwelling units. Refer to BP-2021-05502 for site work, below grade facilities and common underground parking. VBBL 2019 Stage Construction | APP Electric Inc
EP-2023-09022 | 2023-10-06 | 821 W 33RD AVENUE, Vancouver, BC | Electrical Permit | Commercial | New | Issued | Installation / Repair - Commercial - Telephone, data, CATV, enterphone, card access prewire and completion. Insuite security prewire, CCTV prewire only. >BP: Building 4 - To construct a three-storey, building containing 6 multiple dwelling units. Refer to BP-2021-05502 for site work, below-grade facilities, and common underground parking. VBBL 2019 - NFPA 13 Stage Construction | NexGen Technologies Inc
MP-2023-02125 | 2023-12-05 | 821 W 33RD AVENUE, Vancouver, BC | Mechanical Permit | NULL | NULL | Issued | NULL | 49 North Mechanical Ltd
EP-2022-08074 | NULL | 386 E 37TH AVENUE, Vancouver, BC | Electrical Permit | Residential | New | Withdrawn | Installation / Repair - Residential - New duplex dwelling with secondary suite | AMPLE ELECTRICAL LTD.
EP-2023-07102 | 2023-08-04 | 6435 CARTIER STREET, Vancouver, BC | Electrical Permit | Residential | New | Issued | Installation / Repair - Residential - Installation of TV, Data, Tel, Alarm. | AIGO TECHNOLOGY INC
PP-2023-03768 | 2023-10-26 | 6435 CARTIER STREET, Vancouver, BC | Plumbing Permit | Residential | New | Issued | Residential - new plumbing system >BP: *****PART5******** To construct a 2 storey laneway house building with an attached garage providing two parking spaces + 3 open parking pads, providing a total of 5 parking spaces, having vehicular access from the 20' Lane. Rev#1: 1.5 LWH The entire building including the attached garage (if applicable to be sprinklered to NPFA 13D as per VBBL 3.2.5.12(3)(d). Note: This is a 1 ½ storey building pursuant to the Zoning & Development By-law. 1. Covenant registered at the Land Title Office under CA9835148 2. No Strata Titling permitted 3. No A/C Unit proposed 4. Schedule A: (Stephan Wiedeman) (604-313-4241) COMMITMENT 5. Schedule B: (Antony Wang) P.Eng (604-618-6236) Structural & Geotechnical 6. Schedule B: (Stephan Wiedeman) (604-313-4241) Architectural 7. Schedule B: (Min-Wei Chen) (604-449-7789) Architectural 8. Schedule D: (Min-Wei Chen) (604-449-7789) Bldg Envelope 9. HPO: Residential Builder- COPA Development Corporation | Neptune Plumbing & Heating Ltd
EP-2024-00607 | NULL | 6435 CARTIER STREET, Vancouver, BC | Electrical Permit | Residential | New | Application Incomplete | Installation / Repair - Residential - TV Data Alarm >BP: *****PART5******** To construct a 2 storey laneway house building ($225,000) with an attached garage providing two parking spaces + 3 open parking pads, providing a total of 5 parking spaces, having vehicular access from the 20' Lane. Rev#1: 1.5 LWH The entire building including the attached garage (if applicable to be sprinklered to NPFA 13D as per VBBL 3.2.5.12(3)(d). Note: This is a 1 ½ storey building pursuant to the Zoning & Development By-law. 1. Covenant registered at the Land Title Office under CA9835148 2. No Strata Titling permitted 3. No A/C Unit proposed 4. Schedule A: (Stephan Wiedeman) (604-313-4241) COMMITMENT 5. Schedule B: (Antony Wang) P.Eng (604-618-6236) Structural & Geotechnical 6. Schedule B: (Stephan Wiedeman) (604-313-4241) Architectural 7. Schedule B: (Min-Wei Chen) (604-449-7789) Architectural 8. Schedule D: (Min-Wei Chen) (604-449-7789) Bldg Envelope 9. HPO: Residential Builder- COPA Development Corporation NOTE: To achieve the required FSR. A floor space exclusion of 3% has been applied to this application as per section 11.17.24 (d) of the district schedule, to accommodate improved building performance. **THIS PERMIT HAS BEEN ISSUED UNDER THE REQUIREMENTS OF VBBL #12511 (2019) ** | AIGO TECHNOLOGY INC
EP-2023-06461 | 2023-07-18 | 5041 WINDSOR STREET #3, Vancouver, BC V5W 3H6 | Electrical Permit | Residential | New | Completed | Installation / Repair - Residential - Alarm, Chime, Telephone, Cable, Computer Rough-In And Completion. >BP: To construct a 2 storey laneway house building with an open parking pad, providing 1 parking space, having vehicular access from the lane. Note: This is a 1 ½ storey building pursuant to the Zoning & Development By-law 1- Bar sink proposed in main floor 2- No A/C unit proposed 3- Schedule B: Jason Hui, P.Eng (778.319.3403) Structural & Geotechnical 4- HPO: Kennix Development Group Ltd. ******THIS PERMIT HAS BEEN ISSUED UNDER THE REQUIREMENTS OF VBBL #12511 (2019)****** Combustible projections or roof soffits on an exposing building face shall not project to less than .45m from the property line and shall be in compliance with VBBL 2019 9.10.15.5.(9) The entire building, to be sprinklered to NFPA 13D. | Repel Security Systems Ltd
SP-2023-01357 | 2023-07-26 | 5041 WINDSOR STREET #3, Vancouver, BC V5W 3H6 | Sprinkler Permit | Residential | New | Completed | Residential - Install sprinklers in lwh >BP: To construct a 2 storey laneway house building with an open parking pad, providing 1 parking space, having vehicular access from the lane. Note: This is a 1 ½ storey building pursuant to the Zoning & Development By-law 1- Bar sink proposed in main floor 2- No A/C unit proposed 3- Schedule B: Jason Hui, P.Eng (778.319.3403) Structural & Geotechnical 4- HPO: Kennix Development Group Ltd. | Gold Key Fire Protection Ltd
PP-2023-02229 | 2023-06-23 | 5041 WINDSOR STREET #3, Vancouver, BC V5W 3H6 | Plumbing Permit | Residential | New | Completed | Residential - Plumbing for new lanway house >BP: To construct a 2 storey laneway house building with an open parking pad, providing 1 parking space, having vehicular access from the lane. Note: This is a 1 ½ storey building pursuant to the Zoning & Development By-law 1- Bar sink proposed in main floor 2- No A/C unit proposed 3- Schedule B: Jason Hui, P.Eng (778.319.3403) Structural & Geotechnical 4- HPO: Kennix Development Group Ltd. | Rain Coast Plumbing & Heating Ltd
EP-2023-04043 | 2023-06-05 | 5041 WINDSOR STREET #3, Vancouver, BC V5W 3H6 | Electrical Permit | Residential | New | Completed | Installation / Repair - Residential - Complete wiring and finishing. Main service-200 amps Main house 5041 meter-100 amps Legal suite 2-5041 meter -60 amps Laneway 3-5041 meter-100 amps >BP: To construct a 2 storey laneway house building with an open parking pad, providing 1 parking space, having vehicular access from the lane. Note: This is a 1 ½ storey building pursuant to the Zoning & Development By-law 1- Bar sink proposed in main floor 2- No A/C unit proposed 3- Schedule B: Jason Hui, P.Eng (778.319.3403) Structural & Geotechnical 4- HPO: Kennix Development Group Ltd. ******THIS PERMIT HAS BEEN ISSUED UNDER THE REQUIREMENTS OF VBBL #12511 (2019)****** Combustible projections or roof soffits on an exposing building face shall not project to less than .45m from the property line and shall be in compliance with VBBL 2019 9.10.15.5.(9) The entire building, to be sprinklered to NFPA 13D. | SUNSTONE ELECTRIC LTD
SP-2023-01062 | 2023-06-15 | 8190 CARTIER STREET, Vancouver, BC | Sprinkler Permit | Residential | New | Completed | Residential - 2FD+SS - FRONT - 8192 CARTIER ST BACK - 8190 CARTIER ST - #1 & #2 New duplex >DB: To construct a 2 storey two-family dwelling with a secondary suite located in the Basement with a detached accessory building (garage) and 1 open parking at the rear providing 2 parking spaces, having vehicular access from the lane. 1. COVENANT MUST BE REGISTERED PRIOR TO SHEATHING INSPECTION 2. A/C proposed – Exterior component located in front and rear yard **THIS PERMIT HAS BEEN ISSUED UNDER THE REQUIREMENTS OF VBBL #12511 (2019)** | Yu Fire Protection Inc.
NULL | NULL | 2382 E 5TH AVENUE, Vancouver, BC | Mechanical Permit | NULL | NULL | Withdrawn | NULL | Pacific Star Mechanical Ltd
NULL | NULL | 2382 E 5TH AVENUE, Vancouver, BC | Plumbing Permit | Residential | New | Withdrawn | Residential - Plumbing and Heating | Pacific Star Mechanical Ltd
MP-2023-02156 | 2023-12-04 | 2382 E 5TH AVENUE, Vancouver, BC | Mechanical Permit | NULL | NULL | Issued | NULL | Greg Vavasour
EP-2022-10240 | 2022-12-05 | 1683 W 65TH AVENUE, Vancouver, BC V6P 2R2 | Electrical Permit | Residential | New | Completed | Installation / Repair - Residential - CCTV system, security alarm system, TV network, telephone pre-wiring. >BP: To construct a 2 storey + basement one-family dwelling with a secondary suite ($682,000) located in the basement, to be sprinklered to NFPA 13D, providing 1 parking space, having vehicular access from the lane. 1- Covenant registered at the Land Title Office under CA9700728 2- No strata titling permitted 3- NO Bar sink proposed 4- A/C unit proposed in the rear yard and upper floor 5- Schedule B: Antony Wang P.Eng (604-618-6236) Structural & Geotechnical 6- HPO: Residential Builder - Vantac Management Ltd ******THIS PERMIT HAS BEEN ISSUED UNDER THE REQUIREMENTS OF VBBL #12511 (2019)****** | 8020 Kingkong Enterprises Ltd
SP-2022-01996 | 2022-11-29 | 1683 W 65TH AVENUE, Vancouver, BC V6P 2R2 | Sprinkler Permit | Residential | New | Completed | Residential - new sprinkler installation by NFPA13D >BP: To construct a 2 storey + basement one-family dwelling with a secondary suite ($682,000) located in the basement, to be sprinklered to NFPA 13D, providing 1 parking space, having vehicular access from the lane. Note: The entire building to be sprinklered to NFPA 13D. ******THIS PERMIT HAS BEEN ISSUED UNDER THE REQUIREMENTS OF VBBL #12511 (2019)****** | Spectrum Fire Protection Ltd
PP-2022-03553 | 2022-10-07 | 1683 W 65TH AVENUE, Vancouver, BC V6P 2R2 | Plumbing Permit | Residential | New | Completed | Residential - Plumbing for: >BP: To construct a 2 storey + basement one-family dwelling with a secondary suite ($682,000) located in the basement, to be sprinklered to NFPA 13D, providing 1 parking space, having vehicular access from the lane. | Atlantis Plumbing & Heating Ltd
MP-2022-00400 | 2022-10-13 | 1683 W 65TH AVENUE, Vancouver, BC V6P 2R2 | Mechanical Permit | NULL | NULL | Completed | NULL | Atlantis Plumbing & Heating Ltd
GP-2022-03622 | 2022-11-18 | 1683 W 65TH AVENUE, Vancouver, BC V6P 2R2 | Gas Permit | Residential | New | Completed | Residential - new gas lines >BP: To construct a 2 story + basement one-family dwelling with a secondary suite ($682,000) located in the basement, to be sprinklered to NFPA 13D, providing 1 parking space, having vehicular access from the lane. ******THIS PERMIT HAS BEEN ISSUED UNDER THE REQUIREMENTS OF VBBL #12511 (2019)****** May 8/2023-AMEND -change location to the main house May 8/2023-AMEND to change the associated BP to DB-2021-06248 | K & E Gas Services Ltd
NULL | NULL | 1683 W 65TH AVENUE, Vancouver, BC V6P 2R2 | Sprinkler Permit | Residential | New | Withdrawn | Residential - new sprinkler installations by nfpa13d | Spectrum Fire Protection Ltd
PP-2022-03200 | 2022-09-14 | 1683 W 65TH AVENUE, Vancouver, BC V6P 2R2 | Plumbing Permit | Residential | New | Completed | Residential - SUMP | Trust Excavation & Demolition Ltd
EP-2022-07206 | 2022-08-26 | 1683 W 65TH AVENUE, Vancouver, BC V6P 2R2 | Electrical Permit | Residential | New | Completed | Installation / Repair - Residential - A new single family house wiring, installation of all outlets, lighting system, electrical equipment. 200 A, overhead, 120/240 v, single phase service. >BP: To construct a 2 storey + basement one-family dwelling with a secondary suite ($682,000) located in the basement, to be sprinklered to NFPA 13D, providing 1 parking space, having vehicular access from the lane. Note: The entire building to be sprinklered to NFPA 13D. Note: Parking for the site has been provided under DB-2021-06249 (Laneway House) Note: This is a 2 storey building pursuant to the Zoning and Development By-Law 1- Covenant registered at the Land Title Office under CA9700728 2- No strata titling permitted 3- NO Bar sink proposed 4- A/C unit proposed in the rear yard and upper floor 5- Schedule B: Antony Wang P.Eng (604-618-6236) Structural & Geotechnical 6- HPO: Residential Builder - Vantac Management Ltd Address Note: Addresses have been assigned per the approved plans, access to the secondary suite is from the West side. This access must be provided & maintained at all times and the building addresses posted to be visible from the street in accordance with the Building By-law. ******THIS PERMIT HAS BEEN ISSUED UNDER THE REQUIREMENTS OF VBBL #12511 (2019)****** | Aidea Solutions Ltd
PP-2023-02286 | 2023-06-27 | 1683 W 65TH AVENUE, Vancouver, BC V6P 2R2 | Plumbing Permit | Residential | New | Completed | Residential - 1FD+SS - Dcva added | Atlantis Plumbing & Heating Ltd
EP-2022-07207 | 2022-08-29 | 1683 W 65TH AVENUE #3, Vancouver, BC V6P 2R2 | Electrical Permit | Residential | New | Completed | Installation / Repair - Residential - one single famliy Lane way house wiring, install all outlets, lighting system, electrical equipment. 200 A, 120/240v, single phase service. >BP: To construct a 2 storey laneway house building ($198,750) sprinklered to NFPA 13D standards with an open parking pad, providing 1 parking space, having vehicular access from the lane. Note: The entire building to be sprinklered to NFPA 13D. Note: This is a 1 ½ storey building pursuant to the Zoning & Development By-law 1. Covenant registered at the Land Title Office under CA9700728 2. No Strata Titling permitted 3. No A/C unit proposed 4. Schedule B: Antony Wang P.Eng (604)-618-6236 Structural & Geotechnical 5. HPO: Residential Builder- Vantac Management Ltd Address has been assigned per the approved plans as the fire/emergency access to the laneway house is from the West side. This access must be provided & maintained at all times in accordance with the Building By-law. ******THIS PERMIT HAS BEEN ISSUED UNDER THE REQUIREMENTS OF VBBL #12511 (2019)****** | Aidea Solutions Ltd
PP-2022-04104 | 2022-11-16 | 1683 W 65TH AVENUE #3, Vancouver, BC V6P 2R2 | Plumbing Permit | Residential | New | Completed | Residential - Plumbing roughing >>BP: To construct a 2 storey laneway house building ($198,750) sprinklered to NFPA 13D standards with an open parking pad, providing 1 parking space, having vehicular access from the lane. Note: The entire building to be sprinklered to NFPA 13D. Note: This is a 1 ½ storey building pursuant to the Zoning & Development By-law 1. Covenant registered at the Land Title Office under CA9700728 2. No Strata Titling permitted 3. No A/C unit proposed 4. Schedule B: Antony Wang P.Eng (604)-618-6236 Structural & Geotechnical 5. HPO: Residential Builder- Vantac Management Ltd ******THIS PERMIT HAS BEEN ISSUED UNDER THE REQUIREMENTS OF VBBL #12511 (2019)****** | Atlantis Plumbing & Heating Ltd
EP-2022-10260 | 2022-12-06 | 1683 W 65TH AVENUE #3, Vancouver, BC V6P 2R2 | Electrical Permit | Residential | New | Completed | Installation / Repair - Residential - CCTV, security alarm system, TV, Network, Telephone pre-wiring >BP: To construct a 2 story laneway house building ($198,750) sprinklered to NFPA 13D standards with an open parking pad, providing 1 parking space, having vehicular access from the lane. Note: The entire building to be sprinklered to NFPA 13D. Note: This is a 1 ½ story building pursuant to the Zoning & Development By-law 1. Covenant registered at the Land Title Office under CA9700728 2. No Strata Titling permitted 3. No A/C unit proposed 4. Schedule B: Antony Wang P.Eng (604)-618-6236 Structural & Geotechnical 5. HPO: Residential Builder- Vantac Management Ltd ******THIS PERMIT HAS BEEN ISSUED UNDER THE REQUIREMENTS OF VBBL #12511 (2019)****** | 8020 Kingkong Enterprises Ltd
SP-2022-02087 | 2022-12-16 | 1683 W 65TH AVENUE #3, Vancouver, BC V6P 2R2 | Sprinkler Permit | Residential | New | Completed | Residential - new fire sprinkler installation To construct a 2 story laneway house building sprinklered to NFPA 13D standards with an open parking pad, providing 1 parking space, having vehicular access from the lane. Note: The entire building to be sprinklered to NFPA 13D. Note: This is a 1 ½ story building pursuant to the Zoning & Development By-law 1. Covenant registered at the Land Title Office under CA9700728 2. No Strata Titling permitted 3. No A/C unit proposed 4. Schedule B: Antony Wang P.Eng (604)-618-6236 Structural & Geotechnical 5. HPO: Residential Builder- Vantac Management Ltd | Spectrum Fire Protection Ltd
EP-2022-10262 | 2022-12-06 | 1677 W 65TH AVENUE, Vancouver, BC | Electrical Permit | Residential | New | Completed | Installation / Repair - Residential - CCTV, security alarm system, TV, Network, Telephone pre-wiring >BP: To construct a 2 storey + basement one-family dwelling with a secondary suite ($682,000) located in the basement, to be sprinklered to NFPA 13D, with a detached accessory building (garage), at the rear providing 2 parking spaces, having vehicular access from the lane. Note: The entire building to be sprinklered to NFPA 13D Note: This is a 2 storey building pursuant to the Zoning and Development By-Law 1- Covenant registered at the Land Title Office under CA9700728 2- No strata titling permitted 3- NO Bar sink proposed 4- A/C unit proposed in the rear yard and upper floor 5- Schedule B: Antony Wang P.Eng (604-618-6236) Structural & Geotechnical 6- HPO: Residential Builder - Vantac Management Ltd ******THIS PERMIT HAS BEEN ISSUED UNDER THE REQUIREMENTS OF VBBL #12511 (2019)****** >>>Amend: July 12th, 2023 -this permit was already completed -however the subjob BP was incorrect -correct DB-2021-06250 | 8020 Kingkong Enterprises Ltd
GP-2022-03655 | 2022-11-22 | 1677 W 65TH AVENUE, Vancouver, BC | Gas Permit | Residential | New | Completed | Residential - NEW GAS LINES To construct a 2 storey + basement one-family dwelling with a secondary suite ($682,000) located in the basement, to be sprinklered to NFPA 13D, with a detached accessory building (garage), at the rear providing 2 parking spaces, having vehicular access from the lane. Note: The entire building to be sprinklered to NFPA 13D Note: This is a 2 storey building pursuant to the Zoning and Development By-Law 1- Covenant registered at the Land Title Office under CA9700728 2- No strata titling permitted 3- NO Bar sink proposed 4- A/C unit proposed in the rear yard and upper floor 5- Schedule B: Antony Wang P.Eng (604-618-6236) Structural & Geotechnical 6- HPO: Residential Builder - Vantac Management Ltd ******THIS PERMIT HAS BEEN ISSUED UNDER THE REQUIREMENTS OF VBBL #12511 (2019)****** | K & E Gas Services Ltd
SP-2022-01842 | 2022-11-07 | 1677 W 65TH AVENUE, Vancouver, BC | Sprinkler Permit | Residential | New | Completed | Residential - new sprinkler installations by NFPA13D >>BP: To construct a 2 storey + basement one-family dwelling with a secondary suite ($682,000) located in the basement, to be sprinklered to NFPA 13D, with a detached accessory building (garage), at the rear providing 2 parking spaces, having vehicular access from the lane. Note: The entire building to be sprinklered to NFPA 13D Note: This is a 2 storey building pursuant to the Zoning and Development By-Law 1- Covenant registered at the Land Title Office under CA9700728 2- No strata titling permitted 3- NO Bar sink proposed 4- A/C unit proposed in the rear yard and upper floor 5- Schedule B: Antony Wang P.Eng (604-618-6236) Structural & Geotechnical 6- HPO: Residential Builder - Vantac Management Ltd ******THIS PERMIT HAS BEEN ISSUED UNDER THE REQUIREMENTS OF VBBL #12511 (2019)****** | Spectrum Fire Protection Ltd
PP-2022-03637 | 2022-10-13 | 1677 W 65TH AVENUE, Vancouver, BC | Plumbing Permit | Residential | New | Completed | Residential - Plumbing throw out all 3 floors >DB: To construct a 2 storey + basement one-family dwelling with a secondary suite located in the basement, to be sprinklered to NFPA 13D, with a detached accessory building (garage), at the rear providing 2 parking spaces, having vehicular access from the lane. Note: The entire building to be sprinklered to NFPA 13D Note: This is a 2 storey building pursuant to the Zoning and Development By-Law 1- Covenant registered at the Land Title Office under CA9700728 2- No strata titling permitted 3- NO Bar sink proposed 4- A/C unit proposed in the rear yard and upper floor AMEND: JUN 27/2023 Add 3/4 dcva to the irrigation | Atlantis Plumbing & Heating Ltd
MP-2022-00402 | 2022-10-13 | 1677 W 65TH AVENUE, Vancouver, BC | Mechanical Permit | NULL | NULL | Completed | NULL | Atlantis Plumbing & Heating Ltd
EP-2022-07172 | 2022-08-29 | 1677 W 65TH AVENUE, Vancouver, BC | Electrical Permit | Residential | New | Completed | Installation / Repair - Residential - A new single family house wiring, install all outlets, lighting system and electrical equipment. 200 A, 120/240v, single phase service. >BP: To construct a 2 storey + basement one-family dwelling with a secondary suite ($682,000) located in the basement, to be sprinklered to NFPA 13D, with a detached accessory building (garage), at the rear providing 2 parking spaces, having vehicular access from the lane. Note: The entire building to be sprinklered to NFPA 13D Note: This is a 2 storey building pursuant to the Zoning and Development By-Law 1- Covenant registered at the Land Title Office under CA9700728 2- No strata titling permitted 3- NO Bar sink proposed 4- A/C unit proposed in the rear yard and upper floor 5- Schedule B: Antony Wang P.Eng (604-618-6236) Structural & Geotechnical 6- HPO: Residential Builder - Vantac Management Ltd Address Note: Addresses have been assigned per the approved plans, access to the secondary suite is from the East side. This access must be provided & maintained at all times and the building addresses posted to be visible from the street in accordance with the Building By-law. ******THIS PERMIT HAS BEEN ISSUED UNDER THE REQUIREMENTS OF VBBL #12511 (2019)****** | Aidea Solutions Ltd
PP-2022-03201 | 2022-09-14 | 1677 W 65TH AVENUE, Vancouver, BC | Plumbing Permit | Residential | New | Completed | Residential - SUMP | Trust Excavation & Demolition Ltd
PP-2022-03423 | 2022-09-28 | 1671 W 65TH AVENUE, Vancouver, BC | Plumbing Permit | Residential | New | Completed | Residential - SUMP | Trust Excavation & Demolition Ltd
EP-2022-07173 | 2022-08-29 | 1671 W 65TH AVENUE, Vancouver, BC | Electrical Permit | Residential | New | Completed | Installation / Repair - Residential - A new single family house wiring, install all outlets, lighting system and electrical equipment. 200 A, 120/240V, Single phase service. >BP: To construct a 2 storey + basement one-family dwelling with a secondary suite ($682,000) located in the basement, to be sprinklered to NFPA 13D, with a detached accessory building (garage), at the rear providing 2 parking spaces, having vehicular access from the lane. Note: This is a 2 storey building pursuant to the Zoning and Development By-Law Note: The entire building to be sprinklered to NFPA 13D. 1- Covenant registered at the Land Title Office under CA9700728 2- No strata titling permitted 3- NO Bar sink proposed 4- A/C unit proposed in the rear yard and upper floor 5- Schedule B: Antony Wang P.Eng (604-618-6236) Structural & Geotechnical 6- HPO: Residential Builder - Vantac Management Ltd Address Note: Addresses have been assigned per the approved plans, access to the secondary suite is from the West side. This access must be provided & maintained at all times and the building addresses posted to be visible from the street in accordance with the Building By-law. ******THIS PERMIT HAS BEEN ISSUED UNDER THE REQUIREMENTS OF VBBL #12511 (2019)****** | Aidea Solutions Ltd
MP-2022-00401 | 2022-10-13 | 1671 W 65TH AVENUE, Vancouver, BC | Mechanical Permit | NULL | NULL | Completed | NULL | Atlantis Plumbing & Heating Ltd
PP-2022-03608 | 2022-10-12 | 1671 W 65TH AVENUE, Vancouver, BC | Plumbing Permit | Residential | New | Completed | Residential - New Plumbing for: >BP: To construct a 2 storey + basement one-family dwelling with a secondary suite ($682,000) located in the basement, to be sprinklered to NFPA 13D, with a detached accessory building (garage), at the rear providing 2 parking spaces, having vehicular access from the lane. Note: This is a 2 storey building pursuant to the Zoning and Development By-Law Note: The entire building to be sprinklered to NFPA 13D. 1- Covenant registered at the Land Title Office under CA9700728 2- No strata titling permitted 3- NO Bar sink proposed 4- A/C unit proposed in the rear yard and upper floor 5- Schedule B: Antony Wang P.Eng (604-618-6236) Structural & Geotechnical 6- HPO: Residential Builder - Vantac Management Ltd >Amend: June 27th - to add one 3/4 dcva for irrigation to this permit | Atlantis Plumbing & Heating Ltd
SP-2022-01843 | 2022-11-07 | 1671 W 65TH AVENUE, Vancouver, BC | Sprinkler Permit | Residential | New | Completed | Residential - new sprinkler installations by nfpa13d >>BP: To construct a 2 storey + basement one-family dwelling with a secondary suite ($682,000) located in the basement, to be sprinklered to NFPA 13D, with a detached accessory building (garage), at the rear providing 2 parking spaces, having vehicular access from the lane. Note: This is a 2 storey building pursuant to the Zoning and Development By-Law Note: The entire building to be sprinklered to NFPA 13D. 1- Covenant registered at the Land Title Office under CA9700728 2- No strata titling permitted 3- NO Bar sink proposed 4- A/C unit proposed in the rear yard and upper floor 5- Schedule B: Antony Wang P.Eng (604-618-6236) Structural & Geotechnical 6- HPO: Residential Builder - Vantac Management Ltd Address Note: Addresses have been assigned per the approved plans, access to the secondary suite is from the West side. This access must be provided & maintained at all times and the building addresses posted to be visible from the street in accordance with the Building By-law. ******THIS PERMIT HAS BEEN ISSUED UNDER THE REQUIREMENTS OF VBBL #12511 (2019)****** | Spectrum Fire Protection Ltd
GP-2022-03656 | 2022-11-22 | 1671 W 65TH AVENUE, Vancouver, BC | Gas Permit | Residential | New | Completed | Residential - NEW GAS LINES >BP: To construct a 2 storey + basement one-family dwelling with a secondary suite ($682,000) located in the basement, to be sprinklered to NFPA 13D, with a detached accessory building (garage), at the rear providing 2 parking spaces, having vehicular access from the lane. Note: This is a 2 storey building pursuant to the Zoning and Development By-Law Note: The entire building to be sprinklered to NFPA 13D. 1- Covenant registered at the Land Title Office under CA9700728 2- No strata titling permitted 3- NO Bar sink proposed 4- A/C unit proposed in the rear yard and upper floor 5- Schedule B: Antony Wang P.Eng (604-618-6236) Structural & Geotechnical 6- HPO: Residential Builder - Vantac Management Ltd ******THIS PERMIT HAS BEEN ISSUED UNDER THE REQUIREMENTS OF VBBL #12511 (2019)****** | K & E Gas Services Ltd
EP-2022-10261 | 2022-12-06 | 1671 W 65TH AVENUE, Vancouver, BC | Electrical Permit | Residential | New | Completed | Installation / Repair - Residential - CCTV, security alarm system, TV, Network, Telephone pre-wiring >BP: To construct a 2 storey + basement one-family dwelling with a secondary suite ($682,000) located in the basement, to be sprinklered to NFPA 13D, with a detached accessory building (garage), at the rear providing 2 parking spaces, having vehicular access from the lane. Note: This is a 2 storey building pursuant to the Zoning and Development By-Law Note: The entire building to be sprinklered to NFPA 13D. 1- Covenant registered at the Land Title Office under CA9700728 2- No strata titling permitted 3- NO Bar sink proposed 4- A/C unit proposed in the rear yard and upper floor 5- Schedule B: Antony Wang P.Eng (604-618-6236) Structural & Geotechnical 6- HPO: Residential Builder - Vantac Management Ltd ******THIS PERMIT HAS BEEN ISSUED UNDER THE REQUIREMENTS OF VBBL #12511 (2019)****** | 8020 Kingkong Enterprises Ltd
SP-2023-00067 | 2023-01-13 | 4179 RUPERT STREET #3, Vancouver, BC V5R 2H5 | Sprinkler Permit | Residential | New | Completed | Residential - Install sprinklers in lwh >BP: To construct a 2 story laneway house building with an open parking pad, providing 1 parking space, having vehicular access from the lane. Note: This is a 1 ½ storey building pursuant to the Zoning & Development By-law Note: Bldg 1 (principal bldg) addressed #1 - 4179 Rupert Street retained on site. 1. No A/C unit proposed 2. Schedule B: MD. SHAHIDUL ALAM 604-653-7475. Structural & Geotechnical 3. HPO: Residential Builder- METRO-CITY PROJECTS INC. 42988. 4. Entire Building to have NFPA 13-D | Gold Key Fire Protection Ltd
EP-2022-09827 | 2022-11-21 | 4179 RUPERT STREET #3, Vancouver, BC V5R 2H5 | Electrical Permit | Residential | New | Completed | Installation / Repair - Residential - New construction laneway Upgrade existing service to 200A duplex meter base 125A - Laneway main switch 125A - Main house switch Electrical rough-wire and finishing Underground tek Electrical low voltage rough-wire only Electric Space heating EVC >BP: To construct a 2 storey laneway house building ($174,722.50) with an open parking pad, providing 1 parking space, having vehicular access from the lane. Note: This is a 1 ½ storey building pursuant to the Zoning & Development By-law Note: Bldg 1 (principal bldg) addressed #1 - 4179 Rupert Street retained on site. 1. No A/C unit proposed 2. Schedule B: MD. SHAHIDUL ALAM 604-653-7475. Structural & Geotechnical 3. HPO: Residential Builder- METRO-CITY PROJECTS INC. 42988. 4. Entire Building to have NFPA 13-D Note: As a result of the addition of a laneway house, the main house / principal dwelling will be assigned a suite number and the site will be as follows: #1-4179 Rupert St - Principal Dwelling ****ALL PROJECT COORDINATOR NOTES HAS BEEN ACCEPTED BY THE APPLICANT**** ******THIS PERMIT HAS BEEN ISSUED UNDER THE REQUIREMENTS OF VBBL #12511 (2019)****** | AMTEK Electric Ltd
PP-2022-03292 | 2022-09-21 | 4179 RUPERT STREET #3, Vancouver, BC V5R 2H5 | Plumbing Permit | Residential | New | Completed | Residential - Plumbing for: >BP: To construct a 2 storey laneway house building ($174,722.50) with an open parking pad, providing 1 parking space, having vehicular access from the lane. | AKAL Plumbing & Heating Ltd
PP-2022-02942 | 2022-08-24 | 4179 RUPERT STREET #3, Vancouver, BC V5R 2H5 | Plumbing Permit | Residential | New | Completed | Residential - SUMP | Canstar Excavating & Landscaping Ltd
NULL | NULL | 1230 E 54TH AVENUE #3, Vancouver, BC V5X 1L9 | Electrical Permit | Residential | New | Withdrawn | Installation / Repair - Residential - NEW HOUSE AND LANEWAY ROUGH IN AND FINISHING | Supercharger Electric Ltd
SP-2022-02095 | 2022-12-19 | 1230 E 54TH AVENUE #3, Vancouver, BC V5X 1L9 | Sprinkler Permit | Residential | New | Completed | Residential - Sprinkler Note: The entire building, INCLUDING THE ATTACHED GARAGE, is to be sprinklered to NFPA 13 R per 3.2.5.12.(3)(d) To construct a 2 storey laneway house building with an attached garage and 1 open parking pad, providing a total of 3 parking spaces, having vehicular access from the 20' Lane. Note: This is a 1 ½ storey building pursuant to the Zoning & Development By-law. 1. Covenant registered at the Land Title Office under CA9790884 2. No Strata Titling permitted 3. No A/C Unit proposed 4. Schedule B: (JASON HUI) P.Eng. (778-319-3403) Structural & Geotechnical 5. HPO: Residential Builder- (GILL'S CONSTRUCTION LTD) | Ghuman Mechanical Ltd
PP-2022-04335 | 2022-12-05 | 1230 E 54TH AVENUE #3, Vancouver, BC V5X 1L9 | Plumbing Permit | Residential | New | Completed | Residential - Plumbing >Note: The entire building, INCLUDING THE ATTACHED GARAGE, is to be sprinklered to NFPA 13 R per 3.2.5.12.(3)(d) To construct a 2 storey laneway house building ($206,225.00) with an attached garage and 1 open parking pad, providing a total of 3 parking spaces, having vehicular access from the 20' Lane. Note: This is a 1 ½ storey building pursuant to the Zoning & Development By-law. 1. Covenant registered at the Land Title Office under CA9790884 2. No Strata Titling permitted 3. No A/C Unit proposed 4. Schedule B: (JASON HUI) P.Eng. (778-319-3403) Structural & Geotechnical 5. HPO: Residential Builder- (GILL'S CONSTRUCTION LTD) NOTE: To achieve the required FSR. A floor space exclusion of 3% has been applied to this application as per section 11.24.18 of the district schedule, to accommodate improved building performance. NOTE: Information regarding the principal building on the survey and site plan is for reference only. Any discrepancy between information regarding the principal building on the survey and/or site plan and approved permit drawings for the principal building are neither approved nor authorized under this laneway house permit. *NEW HOUSE* Note: See DB-2021-05922 for Bldg 1 on site (principal bldg) addressed #1-1230 E 54th Av. **THIS PERMIT HAS BEEN ISSUED UNDER THE REQUIREMENTS OF VBBL #12511 (2019) ** | Ghuman Mechanical Ltd
EP-2023-01170 | 2023-02-10 | 1230 E 54TH AVENUE #3, Vancouver, BC V5X 1L9 | Electrical Permit | Residential | New | Completed | Installation / Repair - Residential - Extra Low Voltage Prewire and Finishing for TV, Tel, Data , Security Alarm System. >BP: To construct a 2 storey laneway house building ($206,225.00) with an attached garage and 1 open parking pad, providing a total of 3 parking spaces, having vehicular access from the 20' Lane. Note: This is a 1 ½ storey building pursuant to the Zoning & Development By-law. 1. Covenant registered at the Land Title Office under CA9790884 2. No Strata Titling permitted 3. No A/C Unit proposed 4. Schedule B: (JASON HUI) P.Eng. (778-319-3403) Structural & Geotechnical 5. HPO: Residential Builder- (GILL'S CONSTRUCTION LTD) NOTE: To achieve the required FSR. A floor space exclusion of 3% has been applied to this application as per section 11.24.18 of the district schedule, to accommodate improved building performance. NOTE: Information regarding the principal building on the survey and site plan is for reference only. Any discrepancy between information regarding the principal building on the survey and/or site plan and approved permit drawings for the principal building are neither approved nor authorized under this laneway house permit. *NEW HOUSE* Note: See DB-2021-05922 for Bldg 1 on site (principal bldg) addressed #1-1230 E 54th Av. **THIS PERMIT HAS BEEN ISSUED UNDER THE REQUIREMENTS OF VBBL #12511 (2019) ** | Secure Worx AV & Automation Inc
EP-2023-00672 | 2023-02-10 | 1230 E 54TH AVENUE #3, Vancouver, BC V5X 1L9 | Electrical Permit | Residential | New | Completed | Installation / Repair - Residential - LWH - #3 - new laneway house wiring and installation EP-2023-00558: 1FD + 1SS >DB: Note: The entire building, INCLUDING THE ATTACHED GARAGE, is to be sprinklered to NFPA 13 R per 3.2.5.12.(3)(d) To construct a 2 storey laneway house building with an attached garage and 1 open parking pad, providing a total of 3 parking spaces, having vehicular access from the 20' Lane. Note: This is a 1 ½ storey building pursuant to the Zoning & Development By-law. 1. Covenant registered at the Land Title Office under CA9790884 2. No Strata Titling permitted 3. No A/C Unit proposed | THE PRIME TIME ELECTRIC LTD
EP-2023-00731 | NULL | 3634 W 29TH AVENUE, Vancouver, BC | Electrical Permit | Residential | New | Withdrawn | Installation / Repair - Residential - low voltage wiring >BP: To construct a two-storey two-family dwelling with a detached existing accessory building (garage) at the rear providing 2 parking spaces, having vehicular access from the 20' lane. Note: This is a 2.5 storey building pursuant to the Zoning and Development By-Law 1. A/C units proposed in rear yard and upper floor 2. Bar sinks not proposed 3. Schedule B: JASON HUI P.Eng (778-319-3403) Structural & Geotechnical 4. HPO: Residential Builder - 0820163 B.C. LTD. 5. Entire building to be sprinklered to 2x NFPA 13D. | Ema Electric Ltd
MP-2022-00525 | 2022-11-06 | 3634 W 29TH AVENUE, Vancouver, BC | Mechanical Permit | NULL | NULL | Completed | NULL | ACME PLUMBING HEATING & GAS LTD.
EP-2023-08992 | NULL | 3588 W 42ND AVENUE, Vancouver, BC | Electrical Permit | Residential | New | Withdrawn | Installation / Repair - Residential - new construction deplex | Big Forest Electric Ltd
PP-2022-03632 | 2022-10-12 | 3609 E PENDER STREET, Vancouver, BC V5K 2E5 | Plumbing Permit | Residential | New | Completed | Residential - New fixtures for: >BP: 2FD To construct a two-storey two-family dwelling ($674,500), with a detached accessory building (garage) at the rear providing 2 parking spaces, having vehicular access from the lane. Note: This is a 2 storey building pursuant to the Zoning and Development By-Law. 3. A/C units proposed in the rear yard 4. No bar sinks proposed 5. Schedule B: Eric Man, P.Eng. Structural 5. Schedule B: Tegbir Bajwa P.Eng. Geotechnical 6. BC Housing Residential Builder - Vandwell Developments Inc. | One Stop Mechanical Ltd
SP-2022-02045 | 2022-12-08 | 3609 E PENDER STREET, Vancouver, BC V5K 2E5 | Sprinkler Permit | Residential | New | Completed | Residential - 2FD - FRONT - 3609 E PENDER ST BACK - 3611 E PENDER ST new sprinkler system >DB: To construct a two-storey two-family dwelling, with a detached accessory building (garage) at the rear providing 2 parking spaces, having vehicular access from the lane. Note: This is a 2 storey building pursuant to the Zoning and Development By-Law. 3. A/C units proposed in the rear yard 4. No bar sinks proposed AMEND: JAN 27/2023 This permit is issued under wrong address by mistake. Correct address is 3609 E Pender St. | Haven Fire Protection Ltd
EP-2023-00334 | 2023-01-20 | 3609 E PENDER STREET, Vancouver, BC V5K 2E5 | Electrical Permit | Residential | New | Completed | Installation / Repair - Residential - Wiring for New Duplex Building MP-2022-00320 >BP: 2FD To construct a two-storey two-family dwelling ($674,500), with a detached accessory building (garage) at the rear providing 2 parking spaces, having vehicular access from the lane. Note: This is a 2 storey building pursuant to the Zoning and Development By-Law. 3. A/C units proposed in the rear yard 4. No bar sinks proposed 5. Schedule B: Eric Man, P.Eng. Structural 5. Schedule B: Tegbir Bajwa P.Eng. Geotechnical 6. BC Housing Residential Builder - Vandwell Developments Inc. | Ankor Electrical Ltd.
PP-2022-02646 | 2022-07-28 | 3609 E PENDER STREET, Vancouver, BC V5K 2E5 | Plumbing Permit | Residential | New | Completed | Residential - 2FD - FRONT - 3609 E PENDER ST BACK - 3611 E PENDER ST sump install To construct a two-storey two-family dwelling, with a detached accessory building (garage) at the rear providing 2 parking spaces, having vehicular access from the lane. Note: This is a 2 storey building pursuant to the Zoning and Development By-Law. 3. A/C units proposed in the rear yard 4. No bar sinks proposed | Kingsman Excavating Ltd.
EP-2022-05648 | 2022-07-05 | 3609 E PENDER STREET, Vancouver, BC V5K 2E5 | Electrical Permit | Residential | New | Expired | Temporary Power - Residential - To provide temporary power. | Ankor Electrical Ltd.
MP-2022-00320 | 2022-09-30 | 3609 E PENDER STREET, Vancouver, BC V5K 2E5 | Mechanical Permit | NULL | NULL | Completed | NULL | One Stop Mechanical Ltd
GP-2023-00385 | 2023-02-02 | 3609 E PENDER STREET, Vancouver, BC V5K 2E5 | Gas Permit | Residential | New | Completed | Residential - 2FD - FRONT - 3609 E PENDER ST BACK - 3611 E PENDER ST new duplex >DB: To construct a two-storey two-family dwelling ($674,500), with a detached accessory building (garage) at the rear providing 2 parking spaces, having vehicular access from the lane. Note: This is a 2 storey building pursuant to the Zoning and Development By-Law. 3. A/C units proposed in the rear yard 4. No bar sinks proposed | One Stop Mechanical Ltd
EP-2023-00976 | 2023-02-09 | 3609 E PENDER STREET, Vancouver, BC V5K 2E5 | Electrical Permit | Residential | New | Completed | Installation / Repair - Residential - Installation of TV, Data, Door-Bell Intercom, Security System, Alarm System, Sound System >BP: To construct a two-storey two-family dwelling ($674,500), with a detached accessory building (garage) at the rear providing 2 parking spaces, having vehicular access from the lane. Note: This is a 2 storey building pursuant to the Zoning and Development By-Law. 3. A/C units proposed in the rear yard 4. No bar sinks proposed 5. Schedule B: Eric Man, P.Eng. Structural 5. Schedule B: Tegbir Bajwa P.Eng. Geotechnical 6. BC Housing Residential Builder - Vandwell Developments Inc. Address number assigned as per approved plans for Fire and Emergency response. The address number is to be posted and to the building and to be visible from the street in accordance with the Building By-law prior to final inspection. ******THIS PERMIT HAS BEEN ISSUED UNDER THE REQUIREMENTS OF VBBL #12511 (2019)****** | Blue Horse Electric Ltd
PP-2023-02441 | 2023-07-11 | 3609 E PENDER STREET, Vancouver, BC V5K 2E5 | Plumbing Permit | Residential | New | Completed | Residential - DCVA backflow preventer for lawn irrigation | Yue Jin Qiu
EP-2022-03804 | 2022-05-10 | 1520 DUNBAR STREET, Vancouver, BC | Electrical Permit | Residential | New | Expired | Temporary Power - Residential - To provide temporary power. NOTE: Work authorized by this permit is for placement of a temporary power pole only and does not authorize any site construction and/or excavation. A separate Building Permit will be required prior to commencement of any other work on this site. | Cactus Electrical Corp
SP-2023-00977 | 2023-06-05 | 3228 E 29TH AVENUE #3, Vancouver, BC V5R 1W5 | Sprinkler Permit | Residential | New | Completed | Residential - To Install 15 sprinkler heads >BP: To construct a 2 storey laneway house building with an attached garage and 1 open parking pad, providing a total of 2 parking spaces, having vehicular access from the lane. Note: The entire building, INCLUDING THE ATTACHED GARAGE (if applicable), to be sprinklered to NFPA 13R. Note: This is a 1 ½ storey building pursuant to the Zoning & Development By-law. 1. Covenant registered at the Land Title Office under CB36945 2. No Strata Titling permitted 3. No A/C unit proposed 4. Schedule B: YATENDRA KUMAR SHARMA, P.Eng. (778-863-7076) Structural 5. Schedule B: Ward Phillips P.Eng. (604-716-8881) Geotechnical 6. BC Housing Residential Builder - Alair Homes - 1052296 BC LTD. | General Sprinkler Systems Ltd
EP-2023-04884 | 2023-06-13 | 3228 E 29TH AVENUE #3, Vancouver, BC V5R 1W5 | Electrical Permit | Residential | New | Completed | Installation / Repair - Residential - New wiring >BP: To construct a 2 storey laneway house building ($xxx,xxx) with an attached garage and 1 open parking pad, providing a total of 2 parking spaces, having vehicular access from the lane. Note: The entire building, INCLUDING THE ATTACHED GARAGE (if applicable), to be sprinklered to NFPA 13R. Note: This is a 1 ½ storey building pursuant to the Zoning & Development By-law. 1. Covenant registered at the Land Title Office under CB36945 2. No Strata Titling permitted 3. No A/C unit proposed 4. Schedule B: YATENDRA KUMAR SHARMA, P.Eng. (778-863-7076) Structural 5. Schedule B: Ward Phillips P.Eng. (604-716-8881) Geotechnical 6. BC Housing Residential Builder - Alair Homes - 1052296 BC LTD. Address number assigned as per approved plans for Fire and Emergency response. The address number is to be posted and to the building and to be visible from the street in accordance with the Building By-law prior to final inspection. ******THIS PERMIT HAS BEEN ISSUED UNDER THE REQUIREMENTS OF VBBL #12511 (2019)****** | GMOORE ELECTRIC LTD
PP-2023-00962 | 2023-03-21 | 3228 E 29TH AVENUE #3, Vancouver, BC V5R 1W5 | Plumbing Permit | Residential | New | Completed | Residential - LWH - #3 - New plumbing for laneway house >DB: To construct a 2 storey laneway house building with an attached garage and 1 open parking pad, providing a total of 2 parking spaces, having vehicular access from the lane. Note: The entire building, INCLUDING THE ATTACHED GARAGE (if applicable), to be sprinklered to NFPA 13R. Note: This is a 1 ½ storey building pursuant to the Zoning & Development By-law. 1. Covenant registered at the Land Title Office under CB36945 2. No Strata Titling permitted 3. No A/C unit proposed | RADAR PLUMBING AND HEATING
MP-2023-02219 | 2023-12-13 | 3228 E 29TH AVENUE #3, Vancouver, BC V5R 1W5 | Mechanical Permit | NULL | NULL | Completed | NULL | One Stop Mechanical Ltd
PP-2023-00566 | 2023-02-16 | 3092 E 18TH AVENUE, Vancouver, BC V5M 3P7 | Plumbing Permit | Residential | New | Issued | Residential - 1FD+SS - #1 & #2 - Plumbing project >DB: To construct a 2 storey + basement one-family dwelling with a secondary suite located in the basement with 1 open parking space, having vehicular access from the lane. Note: This Building Permit will remain in a suspended status until the associated (green) Demolition Permit DB-2021-01135 is completed. Note: This is a 2 storey building pursuant to the Zoning and Development By-Law 1- Covenant registered at the Land Title Office under CA9777451 2- No strata titling permitted 3- Bar sink proposed in the basement 4- A/C unit proposed 7- The entire building, INCLUDING THE ATTACHED GARAGE (if applicable), to be sprinklered to NFPA 13D. | Fly On Side Construction Ltd
GP-2023-01689 | 2023-05-31 | 3092 E 18TH AVENUE, Vancouver, BC V5M 3P7 | Gas Permit | Residential | New | Issued | Residential - 1 boiler, 1 range and piping only for 1 bbq. > BP: To construct a 2 storey + basement one-family dwelling with a secondary suite | Deep Gas Fitting Ltd.
EP-2023-05364 | 2023-06-15 | 3092 E 18TH AVENUE, Vancouver, BC V5M 3P7 | Electrical Permit | Residential | New | Issued | Installation / Repair - Residential - Install an extra-low voltage system for the TV, Telephone network, cameras, and alarm system. >BP: To construct a 2 storey + basement one-family dwelling with a secondary suite ($649,202.50) located in the basement with 1 open parking space, having vehicular access from the lane. | EASYAN TECHOLOGIES LTD
SP-2023-01434 | 2023-08-04 | 3092 E 18TH AVENUE, Vancouver, BC V5M 3P7 | Sprinkler Permit | Residential | New | Issued | Residential - Piping and fixture installation >BP: To construct a 2 storey + basement one-family dwelling with a secondary suite ($649,202.50) located in the basement with 1 open parking space, having vehicular access from the lane. Note: This is a 2 storey building pursuant to the Zoning and Development By-Law 1- Covenant registered at the Land Title Office under CA9777451 2- No strata titling permitted 3- Bar sink proposed in the basement 4- A/C unit proposed 5- Schedule B: Jason Hui, P.Eng (778-319-3403) Structural & Geotechnical 6- HPO: Residential Builder – 523 Construction Ltd 7- The entire building, INCLUDING THE ATTACHED GARAGE (if applicable), to be sprinklered to NFPA 13D. | RG Plumbing Ltd
EP-2022-07601 | 2022-09-09 | 3092 E 18TH AVENUE, Vancouver, BC V5M 3P7 | Electrical Permit | Residential | New | Expired | Temporary Power - Residential - To provide temporary power. | 523 Construction Ltd
EP-2022-09232 | 2022-11-02 | 3092 E 18TH AVENUE, Vancouver, BC V5M 3P7 | Electrical Permit | Residential | New | Issued | Installation / Repair - Residential - Install electrical service, wiring for plugs, lighting and appliances >BP: To construct a 2 storey + basement one-family dwelling with a secondary suite ($649,202.50) located in the basement with 1 open parking space, having vehicular access from the lane. Note: This Building Permit will remain in a suspended status until the associated (green) Demolition Permit DB-2021-01135 is completed. Note: This is a 2 storey building pursuant to the Zoning and Development By-Law 1- Covenant registered at the Land Title Office under CA9777451 2- No strata titling permitted 3- Bar sink proposed in the basement 4- A/C unit proposed 5- Schedule B: Jason Hui, P.Eng (778-319-3403) Structural & Geotechnical 6- HPO: Residential Builder – 523 Construction Ltd 7- The entire building, INCLUDING THE ATTACHED GARAGE (if applicable), to be sprinklered to NFPA 13D. ******THIS PERMIT HAS BEEN ISSUED UNDER THE REQUIREMENTS OF VBBL #12511 (2019)****** | 523 Construction Ltd
NULL | NULL | 3092 E 18TH AVENUE, Vancouver, BC V5M 3P7 | Electrical Permit | Residential | New | Draft | Installation / Repair - Residential - Install electrical service, wiring for lights, plugs, and appliances. | 523 Construction Ltd
PP-2022-04145 | 2022-11-17 | 3092 E 18TH AVENUE, Vancouver, BC V5M 3P7 | Plumbing Permit | Residential | New | Issued | Residential - Sump | Trust Excavation & Demolition Ltd
EP-2022-09233 | 2022-11-02 | 3445 LILLOOET STREET, Vancouver, BC | Electrical Permit | Residential | New | Issued | Installation / Repair - Residential - Install electrical service, wiring for plugs, lights, and appliances >BP: To construct a 2 storey laneway house building ($164,638.00) with an open parking pad, providing 1 parking space, having vehicular access from the lane. Note: This is a 1 ½ storey building pursuant to the Zoning & Development By-law 1. Covenant registered at the Land Title Office under CA9777451 2. No Strata Titling permitted 3. No A/C unit proposed 4. Schedule B: Jason Hui, P.Eng (778-319-3403) Structural & Geotechnical 5. HPO: Residential Builder - 523 Construction Ltd. 6. The entire building, INCLUDING THE ATTACHED GARAGE (if applicable), to be sprinklered to NFPA 13D. ******THIS PERMIT HAS BEEN ISSUED UNDER THE REQUIREMENTS OF VBBL #12511 (2019)****** | 523 Construction Ltd
SP-2023-01435 | 2023-08-04 | 3445 LILLOOET STREET, Vancouver, BC | Sprinkler Permit | Residential | New | Issued | Residential - Piping and fixture installation >BP: To construct a 2 storey laneway house building with an open parking pad, providing 1 parking space, having vehicular access from the lane. Note: This is a 1 ½ storey building pursuant to the Zoning & Development By-law 1. Covenant registered at the Land Title Office under CA9777451 2. No Strata Titling permitted 3. No A/C unit proposed 4. Schedule B: Jason Hui, P.Eng (778-319-3403) Structural & Geotechnical 5. HPO: Residential Builder - 523 Construction Ltd. 6. The entire building, INCLUDING THE ATTACHED GARAGE (if applicable), to be sprinklered to NFPA 13D. | RG Plumbing Ltd
EP-2023-05367 | 2023-06-16 | 3445 LILLOOET STREET, Vancouver, BC | Electrical Permit | Residential | New | Issued | Installation / Repair - Residential - Install an extra-low voltage system for the TV, Telephone network, cameras, and alarm system. >BP: To construct a 2 storey laneway house building ($164,638.00) with an open parking pad, providing 1 parking space, having vehicular access from the lane. | EASYAN TECHOLOGIES LTD
GP-2023-01690 | 2023-05-31 | 3445 LILLOOET STREET, Vancouver, BC | Gas Permit | Residential | New | Issued | Residential - Complete 1 boiler & 1 range >BP:To construct a 2 storey laneway house | Deep Gas Fitting Ltd.
PP-2023-00567 | 2023-02-16 | 3445 LILLOOET STREET, Vancouver, BC | Plumbing Permit | Residential | New | Issued | Residential - LWH - Plumbing project >DB: To construct a 2 storey laneway house building with an open parking pad, providing 1 parking space, having vehicular access from the lane. Note: This is a 1 ½ storey building pursuant to the Zoning & Development By-law 1. Covenant registered at the Land Title Office under CA9777451 2. No Strata Titling permitted 3. No A/C unit proposed 6. The entire building, INCLUDING THE ATTACHED GARAGE (if applicable), to be sprinklered to NFPA 13D. | Fly On Side Construction Ltd
EP-2023-05362 | 2023-06-21 | 4150 COLUMBIA STREET, Vancouver, BC | Electrical Permit | Commercial | New | Completed | Interim - Commercial - Installation of core lines, boxes and cables in slab and concrete walls. Installation of underground conduits and cables. BP: To construct a new three-storey multiple dwelling (rowhouse) building, containing six (6) strata dwelling units, all over one level of underground parking providing a total of eight parking spaces having vehicular access from the lane. To be sprinklered to NFPA 13R Related to DP-2021-01046 2019 VBBL | Hayat Electrical Ltd
EP-2023-05213 | 2023-09-01 | 4150 COLUMBIA STREET, Vancouver, BC | Electrical Permit | Commercial | New | Issued | Installation / Repair - Commercial - Rough wire and finishing of 6 stacked town homes, house lights, parking and electrical room. >BP: To construct a new three-storey multiple dwelling (rowhouse) building, containing six (6) strata dwelling units, all over one level of underground parking providing a total of eight parking spaces having vehicular access from the lane. To be sprinklered to NFPA 13R Related to DP-2021-01046 2019 VBBL | Hayat Electrical Ltd
SP-2023-00881 | 2023-09-26 | 4150 COLUMBIA STREET, Vancouver, BC | Sprinkler Permit | Commercial | New | Issued | Commercial - To install sprinklers to NFPA 13R 2013 in this three-storey multiple dwelling (rowhouse) building, containing six (6) strata dwelling units, all over one level of underground parking providing a total of eight parking spaces having vehicular access from the lane. P.Eng Erik Watson-Hurthig | NewTech Fire Protection Ltd
PP-2023-02241 | 2023-07-10 | 4150 COLUMBIA STREET, Vancouver, BC | Plumbing Permit | Commercial | New | Issued | Commercial - 6 new townhomes >BP: To construct a new three-storey multiple dwelling (rowhouse) building, containing six (6) strata dwelling units, all over one level of underground parking providing a total of eight parking spaces having vehicular access from the lane. To be sprinklered to NFPA 13R | Conor Whyte Plumbing And Heating Limited
EP-2023-00671 | 2023-01-27 | 3507 E 46TH AVENUE, Vancouver, BC V5S 3N5 | Electrical Permit | Residential | New | Completed | Installation / Repair - Residential - 1FD+SS - NEW HOUSE WIRING >DB: To construct a 2 storey + basement one-family dwelling with a secondary suite located in the basement with a detached accessory building (garage), at the rear providing 2 parking spaces, having vehicular access from the lane. Note: This is a 2 storey building pursuant to the Zoning and Development By-Law 1- Covenant registered at the Land Title Office under CA9732964 2- No strata titling permitted 3- No bar sink proposed 4- A/C unit proposed in the rear yard | Simon Electric Ltd
GP-2023-01023 | 2023-03-24 | 3507 E 46TH AVENUE, Vancouver, BC V5S 3N5 | Gas Permit | Residential | New | Completed | Residential - Gas Piping for three appliances: one range/boiler/bbq >BP: To construct a 2 storey + basement one-family dwelling with a secondary suite located in the basement with a detached accessory building (garage), at the rear providing 2 parking spaces, having vehicular access from the lane. Note: This is a 2 storey building pursuant to the Zoning and Development By-Law 1- Covenant registered at the Land Title Office under CA9732964 2- No strata titling permitted 3- No bar sink proposed 4- A/C unit proposed in the rear yard 5- Schedule B: Antony Wang, P.Eng (604-618-6236) Structural & Geotechnical 6- HPO: Residential Builder – Koko Construction Ltd. 7- The entire building, INCLUDING THE ATTACHED GARAGE (if applicable), to be sprinklered to NFPA 13D. | HPL Plumbing & Heating Ltd
SP-2023-00704 | 2023-04-21 | 3507 E 46TH AVENUE, Vancouver, BC V5S 3N5 | Sprinkler Permit | Residential | New | Completed | Residential - New sprinkler system for house with basement suite >BP: To construct a 2 storey + basement one-family dwelling with a secondary suite ($749,350.00) located in the basement with a detached accessory building (garage), at the rear providing 2 parking spaces, having vehicular access from the lane. Note: This is a 2 storey building pursuant to the Zoning and Development By-Law 1- Covenant registered at the Land Title Office under CA9732964 2- No strata titling permitted 3- No bar sink proposed 4- A/C unit proposed in the rear yard 5- Schedule B: Antony Wang, P.Eng (604-618-6236) Structural & Geotechnical 6- HPO: Residential Builder – Koko Construction Ltd. 7- The entire building, INCLUDING THE ATTACHED GARAGE (if applicable), to be sprinklered to NFPA 13D. | Allright Sprinklers Ltd
EP-2023-03717 | 2023-04-28 | 3507 E 46TH AVENUE, Vancouver, BC V5S 3N5 | Electrical Permit | Residential | New | Completed | Installation / Repair - Residential - Rough-In and Completion of Low Voltage systems including Burglar alarm, security cameras, tel/data/cable >BP: To construct a 2 storey + basement one-family dwelling with a secondary suite ($749,350.00) located in the basement with a detached accessory building (garage), at the rear providing 2 parking spaces, having vehicular access from the lane. Note: This is a 2 storey building pursuant to the Zoning and Development By-Law 1- Covenant registered at the Land Title Office under CA9732964 2- No strata titling permitted 3- No bar sink proposed 4- A/C unit proposed in the rear yard 5- Schedule B: Antony Wang, P.Eng (604-618-6236) Structural & Geotechnical 6- HPO: Residential Builder – Koko Construction Ltd. 7- The entire building, INCLUDING THE ATTACHED GARAGE (if applicable), to be sprinklered to NFPA 13D. Address Note: 3507 E 46th Av - One Family Dwelling (1st & 2nd floor, west portion of basement) 6190 Arlington St - Secondary Suite (east portion of basement) | Infinitech Security & Integration Inc.
PP-2022-03921 | 2022-10-31 | 3507 E 46TH AVENUE, Vancouver, BC V5S 3N5 | Plumbing Permit | Residential | New | Completed | Residential - SUMPS | JVT EXCAVATING & DEMOLITION LTD
PP-2023-00162 | 2023-01-17 | 3507 E 46TH AVENUE, Vancouver, BC V5S 3N5 | Plumbing Permit | Residential | New | Completed | Residential - plumbing >BP: To construct a 2 storey + basement one-family dwelling with a secondary suite ($749,350.00) located in the basement with a detached accessory building (garage), at the rear providing 2 parking spaces, having vehicular access from the lane. Note: This is a 2 storey building pursuant to the Zoning and Development By-Law 1- Covenant registered at the Land Title Office under CA9732964 2- No strata titling permitted 3- No bar sink proposed 4- A/C unit proposed in the rear yard 5- Schedule B: Antony Wang, P.Eng (604-618-6236) Structural & Geotechnical 6- HPO: Residential Builder – Koko Construction Ltd. 7- The entire building, INCLUDING THE ATTACHED GARAGE (if applicable), to be sprinklered to NFPA 13D. | WDR CONTRACTING LTD
GP-2023-00202 | 2023-01-17 | 3507 E 46TH AVENUE, Vancouver, BC V5S 3N5 | Gas Permit | Residential | New | Cancelled | Residential - Gas >BP: To construct a 2 storey + basement one-family dwelling with a secondary suite located in the basement with a detached accessory building (garage), at the rear providing 2 parking spaces, having vehicular access from the lane. Note: This is a 2 storey building pursuant to the Zoning and Development By-Law 1- Covenant registered at the Land Title Office under CA9732964 2- No strata titling permitted 3- No bar sink proposed 4- A/C unit proposed in the rear yard 5- Schedule B: Antony Wang, P.Eng (604-618-6236) Structural & Geotechnical 6- HPO: Residential Builder – Koko Construction Ltd. 7- The entire building, INCLUDING THE ATTACHED GARAGE (if applicable), to be sprinklered to NFPA 13D. May 15-2023-AMEND -to cancel permit and refund requested less $85 admin fee. | WDR CONTRACTING LTD
EP-2023-03043 | 2023-04-18 | 1334 E 35TH AVENUE #3, Vancouver, BC V5W 1C1 | Electrical Permit | Residential | New | Issued | Installation / Repair - Residential - WIRING NEW LANEWAY HOUSE >BP: To construct a 2 storey laneway house building ($145,500) and 1 open parking pad providing a total of 1 parking spaces, having vehicular access from the 20' Lane. Note: The entire building, INCLUDING THE ATTACHED GARAGE (if applicable), to be sprinklered to NFPA 13D Note: This is a 1 ½ storey building pursuant to the Zoning & Development By-law. 1. Covenant registered at the Land Title Office under CA9757443 2. Schedule B: (A.D.A. Prahalad) P.Eng (604.831.1431) Structural & Geotechnical 3. HPO: Residential Builder- Koko Construction Ltd NOTE: To achieve the required FSR. A floor space exclusion of 3% has been applied to this application as per section 11.24.18 of the district schedule, to accommodate improved building performance. NOTE: Information regarding the principal building on the survey and site plan is for reference only. Any discrepancy between information regarding the principal building on the survey and/or site plan and approved permit drawings for the principal building are neither approved nor authorized under this laneway house permit. *NEW HOUSE* Note: See DB-2021-06261 for Bldg 1 on site (principal bldg) addressed (1-2) 1334 E 35th Avenue **THIS PERMIT HAS BEEN ISSUED UNDER THE REQUIREMENTS OF VBBL #12511 (2019) ** | Simon Electric Ltd
PP-2023-00725 | 2023-03-03 | 1334 E 35TH AVENUE #3, Vancouver, BC V5W 1C1 | Plumbing Permit | Residential | New | Issued | Residential - LWH - #3 - Plumbing >DB: To construct a 2 storey laneway house building and 1 open parking pad providing a total of 1 parking spaces, having vehicular access from the 20' Lane. Note: The entire building, INCLUDING THE ATTACHED GARAGE (if applicable), to be sprinklered to NFPA 13D | HPL Plumbing & Heating Ltd
SP-2023-01441 | 2023-08-04 | 1334 E 35TH AVENUE #3, Vancouver, BC V5W 1C1 | Sprinkler Permit | Residential | New | Issued | Residential - New sprinkler system for laneway >BP: To construct a 2 storey laneway house building and 1 open parking pad providing a total of 1 parking spaces, having vehicular access from the 20' Lane. Note: The entire building, INCLUDING THE ATTACHED GARAGE (if applicable), to be sprinklered to NFPA 13D Note: This is a 1 ½ storey building pursuant to the Zoning & Development By-law. 1. Covenant registered at the Land Title Office under CA9757443 2. Schedule B: (A.D.A. Prahalad) P.Eng (604.831.1431) Structural & Geotechnical 3. HPO: Residential Builder- Koko Construction Ltd | Allright Sprinklers Ltd
EP-2023-09232 | 2023-10-13 | 1334 E 35TH AVENUE #3, Vancouver, BC V5W 1C1 | Electrical Permit | Residential | New | Issued | Installation / Repair - Residential - Low voltage rough-in and completion of security alarm, cameras, tel, data, cable. >BP: To construct a 2 storey laneway house building ($145,500) and 1 open parking pad providing a total of 1 parking spaces, having vehicular access from the 20' Lane. Note: The entire building, INCLUDING THE ATTACHED GARAGE (if applicable), to be sprinklered to NFPA 13D Note: This is a 1 ½ storey building pursuant to the Zoning & Development By-law. 1. Covenant registered at the Land Title Office under CA9757443 2. Schedule B: (A.D.A. Prahalad) P.Eng (604.831.1431) Structural & Geotechnical 3. HPO: Residential Builder- Koko Construction Ltd NOTE: To achieve the required FSR. A floor space exclusion of 3% has been applied to this application as per section 11.24.18 of the district schedule, to accommodate improved building performance. **THIS PERMIT HAS BEEN ISSUED UNDER THE REQUIREMENTS OF VBBL #12511 (2019) ** | Infinitech Security & Integration Inc.
EP-2022-08546 | 2022-10-11 | 2213 NEWPORT AVENUE #3, Vancouver, BC V5P 2J1 | Electrical Permit | Residential | New | Completed | Installation / Repair - Residential - TV,TELEPHONE,ALARM PREWIRE AND COMPLETE SECURITY ALARM SYSTEM >BP: To construct a 2 storey laneway house building ($147,750) and 1 open parking pad, providing a total of 1 parking spaces, having vehicular access from the 20' Lane. Note: The entire building, INCLUDING THE ATTACHED GARAGE (if applicable), to be sprinklered to NFPA 13D Note: This is a 1 ½ storey building pursuant to the Zoning & Development By-law. 1. Covenant registered at the Land Title Office under CA9480868 2. No Strata Titling permitted 3. No A/C Unit proposed 4. Schedule B: (G. Bozsik) P.Eng (604.431.0055) Structural & Geotechnical 5. HPO: Residential Builder- JSS Development Ltd | Tvisha Technologies Ltd
PP-2022-03013 | 2022-08-30 | 2213 NEWPORT AVENUE #3, Vancouver, BC V5P 2J1 | Plumbing Permit | Residential | New | Completed | Residential - LWH - #3 - Plumbing for new laneway house >DB: To construct a 2 storey laneway house building and 1 open parking pad, providing a total of 1 parking spaces, having vehicular access from the 20' Lane. Note: The entire building, INCLUDING THE ATTACHED GARAGE (if applicable), to be sprinklered to NFPA 13D Note: This is a 1 ½ storey building pursuant to the Zoning & Development By-law. 1. Covenant registered at the Land Title Office under CA9480868 2. No Strata Titling permitted 3. No A/C Unit proposed | Rain Coast Plumbing & Heating Ltd
EP-2022-06649 | 2022-08-10 | 2213 NEWPORT AVENUE #3, Vancouver, BC V5P 2J1 | Electrical Permit | Residential | New | Completed | Installation / Repair - Residential - LANEWAY HOUSE ROUGH WIRING ,SERVICE AND FINISHING. Main consumer's service: 200A. Main house service: 125A. LWH service: 100A. >BP: To construct a 2 storey laneway house building ($147,750) and 1 open parking pad, providing a total of 1 parking spaces, having vehicular access from the 20' Lane. Note: The entire building, INCLUDING THE ATTACHED GARAGE (if applicable), to be sprinklered to NFPA 13D Note: This is a 1 ½ storey building pursuant to the Zoning & Development By-law. 1. Covenant registered at the Land Title Office under CA9480868 2. No Strata Titling permitted 3. No A/C Unit proposed 4. Schedule B: (G. Bozsik) P.Eng (604.431.0055) Structural & Geotechnical 5. HPO: Residential Builder- JSS Development Ltd NOTE: To achieve the required FSR. A floor space exclusion of 3% has been applied to this application as per section 11.24.18 of the district schedule, to accommodate improved building performance. NOTE: Information regarding the principal building on the survey and site plan is for reference only. Any discrepancy between information regarding the principal building on the survey and/or site plan and approved permit drawings for the principal building are neither approved nor authorized under this laneway house permit. *NEW HOUSE* Note: See DB-2021-06388 for Bldg 1 on site (principal bldg) #1-2213 Newport Av **THIS PERMIT HAS BEEN ISSUED UNDER THE REQUIREMENTS OF VBBL #12511 (2019) ** | G G S ELECTRICAL LTD
SP-2022-01283 | 2022-08-11 | 2213 NEWPORT AVENUE #3, Vancouver, BC V5P 2J1 | Sprinkler Permit | Residential | New | Completed | Residential - new sprinkler system >BP: To construct a 2 storey laneway house building ($147,750) and 1 open parking pad, providing a total of 1 parking spaces, having vehicular access from the 20' Lane. Note: The entire building, INCLUDING THE ATTACHED GARAGE (if applicable), to be sprinklered to NFPA 13D Note: This is a 1 ½ storey building pursuant to the Zoning & Development By-law. 1. Covenant registered at the Land Title Office under CA9480868 2. No Strata Titling permitted 3. No A/C Unit proposed 4. Schedule B: (G. Bozsik) P.Eng (604.431.0055) Structural & Geotechnical 5. HPO: Residential Builder- JSS Development Ltd NOTE: To achieve the required FSR. A floor space exclusion of 3% has been applied to this application as per section 11.24.18 of the district schedule, to accommodate improved building performance. Address Information: Principle Dwelling: #1- 2213 Newport Av Secondary Suite: #2- 2213 Newport Av Laneway home: #3- 2213 Newport Av Address and suite number assigned as per approved plans for Fire and Emergency response. The address number is to be posted to the building to be visible from the street and the suite number is to be posted at the suite entry in accordance with the Building By-law prior to final inspection. NOTE: Information regarding the principal building on the survey and site plan is for reference only. Any discrepancy between information regarding the principal building on the survey and/or site plan and approved permit drawings for the principal building are neither approved nor authorized under this laneway house permit. *NEW HOUSE* Note: See DB-2021-06388 for Bldg 1 on site (principal bldg) #1-2213 Newport Av **THIS PERMIT HAS BEEN ISSUED UNDER THE REQUIREMENTS OF VBBL #12511 (2019) ** | Haven Fire Protection Ltd
EP-2023-04518 | 2023-05-24 | 4183 W 16TH AVENUE #3, Vancouver, BC V6R 3E4 | Electrical Permit | Residential | New | Completed | Installation / Repair - Residential - Low voltage installation for laneway house. >BP: To construct a 2 storey laneway house building ($158,500) and 1 open parking pad, providing a total of 1 parking spaces, having vehicular access from the 20' Lane. Note: The entire building, INCLUDING THE ATTACHED GARAGE (if applicable), to be sprinklered to NFPA 13D Note: This is a 1 ½ storey building pursuant to the Zoning & Development By-law. 1. Covenant registered at the Land Title Office under CB91642 2. No Strata Titling permitted 3. No A/C Unit proposed 4. Schedule B: (Henry S.N Hsu) P.Eng (604.322.7158) Structural & Geotechnical 5. HPO: Residential Builder- Ronse Massey Developments Inc NOTE: To achieve the required FSR. A floor space exclusion of 3% has been applied to this application as per section 11.24.18 of the district schedule, to accommodate improved building performance. NOTE: Information regarding the principal building on the survey and site plan is for reference only. Any discrepancy between information regarding the principal building on the survey and/or site plan and approved permit drawings for the principal building are neither approved nor authorized under this laneway house permit. *NEW HOUSE* Note: See DB-2021-06239 for Bldg 1 on site (principal bldg) addressed (1-2) 4183 W 16th Av **THIS PERMIT HAS BEEN ISSUED UNDER THE REQUIREMENTS OF VBBL #12511 (2019) ** | Opticnet Communications Inc
PP-2023-00803 | 2023-03-09 | 4183 W 16TH AVENUE #3, Vancouver, BC V6R 3E4 | Plumbing Permit | Residential | New | Completed | Residential - LWH - #3 - plumbing roughen and finish >DB: To construct a 2 storey laneway house building and 1 open parking pad, providing a total of 1 parking spaces, having vehicular access from the 20' Lane. Note: The entire building, INCLUDING THE ATTACHED GARAGE (if applicable), to be sprinklered to NFPA 13D Note: This is a 1 ½ storey building pursuant to the Zoning & Development By-law. 1. Covenant registered at the Land Title Office under CB91642 2. No Strata Titling permitted 3. No A/C Unit proposed | ARCO PLUMBING & HEATING LTD
EP-2023-01660 | 2023-03-16 | 4183 W 16TH AVENUE #3, Vancouver, BC V6R 3E4 | Electrical Permit | Residential | New | Completed | Installation / Repair - Residential - Laneway house wiring >BP: To construct a 2 storey laneway house building ($158,500) and 1 open parking pad, providing a total of 1 parking spaces, having vehicular access from the 20' Lane. Note: The entire building, INCLUDING THE ATTACHED GARAGE (if applicable), to be sprinklered to NFPA 13D Note: This is a 1 ½ storey building pursuant to the Zoning & Development By-law. 1. Covenant registered at the Land Title Office under CB91642 2. No Strata Titling permitted 3. No A/C Unit proposed 4. Schedule B: (Henry S.N Hsu) P.Eng (604.322.7158) Structural & Geotechnical 5. HPO: Residential Builder- Ronse Massey Developments Inc Address Information: Principle Dwelling: #1-4183 W 16th Av Secondary Suite: #2-4183 W 16th Av Laneway home: #3-4183 W 16th Av Address and suite number assigned as per approved plans for Fire and Emergency response. The address number is to be posted to the building to be visible from the street and the suite number is to be posted at the suite entry in accordance with the Building By-law prior to final inspection. NOTE: Information regarding the principal building on the survey and site plan is for reference only. Any discrepancy between information regarding the principal building on the survey and/or site plan and approved permit drawings for the principal building are neither approved nor authorized under this laneway house permit. *NEW HOUSE* Note: See DB-2021-06239 for Bldg 1 on site (principal bldg) addressed (1-2) 4183 W 16th Av **THIS PERMIT HAS BEEN ISSUED UNDER THE REQUIREMENTS OF VBBL #12511 (2019) ** AMEND May 11, 2023: Laneway House - Gas Range 120V 15A | Cathay Services Ltd
SP-2023-00727 | 2023-04-27 | 4183 W 16TH AVENUE #3, Vancouver, BC V6R 3E4 | Sprinkler Permit | Residential | New | Completed | Residential - To install fire sprinkler system in LWH >BP: To construct a 2 storey laneway house building and 1 open parking pad, providing a total of 1 parking spaces, having vehicular access from the 20' Lane. Note: The entire building, INCLUDING THE ATTACHED GARAGE (if applicable), to be sprinklered to NFPA 13D Note: This is a 1 ½ storey building pursuant to the Zoning & Development By-law. 1. Covenant registered at the Land Title Office under CB91642 2. No Strata Titling permitted 3. No A/C Unit proposed 4. Schedule B: (Henry S.N Hsu) P.Eng (604.322.7158) Structural & Geotechnical 5. HPO: Residential Builder- Ronse Massey Developments Inc | Max Fire Pro Ltd
MP-2023-00380 | 2023-03-14 | 4183 W 16TH AVENUE #3, Vancouver, BC V6R 3E4 | Mechanical Permit | NULL | NULL | Completed | NULL | ARCO PLUMBING & HEATING LTD
GP-2023-01141 | 2023-04-05 | 4183 W 16TH AVENUE #3, Vancouver, BC V6R 3E4 | Gas Permit | Residential | New | Completed | Residential - LWH - #3 - gas roughen and finish >DB: To construct a 2 storey laneway house building and 1 open parking pad, providing a total of 1 parking spaces, having vehicular access from the 20' Lane. Note: The entire building, INCLUDING THE ATTACHED GARAGE (if applicable), to be sprinklered to NFPA 13D Note: This is a 1 ½ storey building pursuant to the Zoning & Development By-law. 1. Covenant registered at the Land Title Office under CB91642 2. No Strata Titling permitted 3. No A/C Unit proposed | ARCO PLUMBING & HEATING LTD
MP-2023-00096 | 2023-01-24 | 6190 ARLINGTON STREET, Vancouver, BC V5S 3N5 | Mechanical Permit | NULL | NULL | Completed | NULL | WDR CONTRACTING LTD
MP-2023-02256 | 2023-12-19 | 6190 ARLINGTON STREET, Vancouver, BC V5S 3N5 | Mechanical Permit | NULL | NULL | Completed | NULL | Billco Industries Ltd
EP-2023-02217 | 2023-03-15 | 2436 E 48TH AVENUE #3, Vancouver, BC V5S 1G4 | Electrical Permit | Residential | New | Completed | Installation / Repair - Residential - Alarm, CCTV, Tel/TV/Data, intercom. >BP: To construct a 2 storey laneway house building with an attached garage and an open parking pad providing 2 parking spaces having vehicular access from the lane. The entire building, INCLUDING THE ATTACHED GARAGE, to be sprinklered to NFPA 13R. NOTE: To achieve the required FSR a floor space exclusion of 3% has been applied to this application as per section 11.17.24(d) of the district schedule, to accommodate improved building performance. 1. Covenant registered at the Land Title Office under CA9763203 2. No Strata Titling permitted 3. A/C unit proposed in rear yard 4. Schedule B Jason Hui P.Eng (778-319-3403) Structural and Geotechnical 5. BC Housing Cypher Developments Ltd. Note: This is a 2 storey building pursuant to the Zoning and Development By-Law ******THIS PERMIT HAS BEEN ISSUED UNDER THE REQUIREMENTS OF VBBL 2019****** "Combustible projections or roof soffits on an exposing building face shall not project to less than .45m from the property line and shall be in compliance with VBBL 2019 9.10.15.5.(9)" Any alterations or conversions to the attached garage (if applicable) to habitable living space shall not be permitted without first obtaining the approval of the Director of Planning and the Chief Building Official. Thermal protection measures and Laneway house design guidelines shall be required to be met prior to the approval of the conversion. See DB-2021-06560 for building on site (principal building) addressed 2436 E 48th Ave | AIGO TECHNOLOGY INC
SP-2023-00482 | 2023-03-20 | 2436 E 48TH AVENUE #3, Vancouver, BC V5S 1G4 | Sprinkler Permit | Residential | New | Completed | Residential - LWH - #3 - TO INSTALL 11 SPRINKLER HEADS >DB: To construct a 2 storey laneway house building with an attached garage and an open parking pad providing 2 parking spaces having vehicular access from the lane. The entire building, INCLUDING THE ATTACHED GARAGE, to be sprinklered to NFPA 13R. 1. Covenant registered at the Land Title Office under CA9763203 2. No Strata Titling permitted 3. A/C unit proposed in rear yard | General Sprinkler Systems Ltd
EP-2022-08843 | 2022-10-26 | 2436 E 48TH AVENUE #3, Vancouver, BC V5S 1G4 | Electrical Permit | Residential | New | Completed | Installation / Repair - Residential - Laneway home electrical >To construct a 2 storey laneway house building with an attached garage and an open parking pad providing 2 parking spaces having vehicular access from the lane. The entire building, INCLUDING THE ATTACHED GARAGE, to be sprinklered to NFPA 13R. NOTE: To achieve the required FSR a floor space exclusion of 3% has been applied to this application as per section 11.17.24(d) of the district schedule, to accommodate improved building performance. 1. Covenant registered at the Land Title Office under CA9763203 2. No Strata Titling permitted 3. A/C unit proposed in rear yard 4. Schedule B Jason Hui P.Eng (778-319-3403) Structural and Geotechnical 5. BC Housing Cypher Developments Ltd. Note: This is a 2 storey building pursuant to the Zoning and Development By-Law ******THIS PERMIT HAS BEEN ISSUED UNDER THE REQUIREMENTS OF VBBL 2019****** "Combustible projections or roof soffits on an exposing building face shall not project to less than .45m from the property line and shall be in compliance with VBBL 2019 9.10.15.5.(9)" Any alterations or conversions to the attached garage (if applicable) to habitable living space shall not be permitted without first obtaining the approval of the Director of Planning and the Chief Building Official. Thermal protection measures and Laneway house design guidelines shall be required to be met prior to the approval of the conversion. See DB-2021-06560 for building on site (principal building) addressed 2436 E 48th Ave | Vanline Electric Ltd
PP-2022-04418 | 2022-12-13 | 2436 E 48TH AVENUE #3, Vancouver, BC V5S 1G4 | Plumbing Permit | Residential | New | Completed | Residential - Plumbing >BP: To construct a 2 storey laneway house building with an attached garage and an open parking pad providing 2 parking spaces having vehicular access from the lane. The entire building, INCLUDING THE ATTACHED GARAGE, to be sprinklered to NFPA 13R. | KSS Mechanical Ltd
EP-2022-06711 | 2022-08-10 | 1228 HAMILTON STREET #200, Vancouver, BC V6B 6L2 | Electrical Permit | Commercial | Renovation | Completed | Installation / Repair - Commercial - Installation of lights, Plugs, low voltage piping, and exit sign. >BP: Interior alterations only to consolidate existing office units #200, #205, #210, #215, #220, #225 and #230 into one unit (retaining #200) for a new office tenant in this existing commercial building. Scope of work: remove demising walls, partition walls, doors and construct new partition walls, doors, finishes, new staff kitchen, lighting, electrical, plumbing and sprinkler work. Architectural Schedule A submitted by Narjes (Nadi) Miri, Architect AIBC, ph: 778-997-9421 Building Sprinklered - Separate sprinkler permit required for proposed sprinkler work. OK For Field Review per K. Vogt - Feb 10/22 E2 - Lighting - Upgrade to incorporate Scheduled Shutoff (per 9.4.1.1.(i) of ASHRAE 90.1-2016) Energy checklist is currently no longer required with your Building Permit (BP) application. Some supporting documents are still required at BP stage, specifically Envelope and HVAC, if applicable. Service Water Heating and Lighting supporting documents, if applicable, must be submitted with your related trades permits (e.g. electrical and plumbing). All energy upgrades will be checked during inspections stage. It is the applicant's responsibility to identify and note all required upgrades including energy upgrades on their BP drawings at BP stage. | E S R Electric Ltd
PP-2022-02671 | 2022-08-02 | 1228 HAMILTON STREET #200, Vancouver, BC V6B 6L2 | Plumbing Permit | Commercial | Renovation | Completed | Commercial - UNIT #200 - relocating kitchen sink #200 - 2nd floor (full floor tenant) Interior alterations only to consolidate existing office units #200, #205, #210, #215, #220, #225 and #230 into one unit (retaining #200) for a new office tenant in this existing commercial building. Scope of work: remove demising walls, partition walls, doors and construct new partition walls, doors, finishes, new staff kitchen, lighting, electrical, plumbing and sprinkler work. | STARGATE PLUMBING & HEATING
MP-2023-00004 | 2023-01-02 | 2168 NEWPORT AVENUE #3, Vancouver, BC V5P 2H8 | Mechanical Permit | NULL | NULL | Issued | NULL | HKR Plumbing Ltd
EP-2023-03462 | 2023-05-17 | 2168 NEWPORT AVENUE #3, Vancouver, BC V5P 2H8 | Electrical Permit | Residential | New | Issued | Installation / Repair - Residential - *¦ #3LWH ¦ 2 SEPARATE SERVICES ¦ LWH- 125A ¦ 1FD- 200A ¦ 400 amp main service 125 amp for house 100 amp for suite and 100 amp for lwh, all wiring and finishing *An approved mechanical permit is required for the installation of air conditioning or heat pump unit at the time of installation before an electrical inspection will be performed >Permit Amendment Aug 29, 2023 -"As BC Hydro approved dual service 125 amp. For lwh single meter. 200 anp duplex meter for main house 100 amp for house and 100 amp for suite" *¦ #3LWH ¦ 2 SEPARATE SERVICES ¦ LWH- 125A ¦ 1FD- 200A ¦ *Document(s) uploaded to "Application Documents" tab for Electrical Inspector review. Documents are at pending status at time of permit amendment approval. Electrical contractor to request an electrical inspection online for the District Electrical Inspector to review document(s) Electrical Inspection Requests: https://plposweb.vancouver.ca/Public/Login.aspx >Permit Amendment Aug 18, 2023: -As BC Hydro approved dual service 125 amp. For lwh single meter. 200 anp duplex meter for main house 100 amp for house and 100 amp for suite *Service details change: 1-400A to LWH- 125A ¦ 1FD- 200A >BP: To construct a 1 storey laneway house building ($199,000.000) with an attached garage and 1 open parking pad, providing a total of 2 parking spaces, having vehicular access from the 20' Lane 1. Covenant registered at the Land Title Office under CA9852862 2. No Strata Titling permitted 3. No A/C Unit proposed 4. Schedule B: (Alan Prahalad) P.Eng (604.831.1431) Structural & Geotechnical 5. HPO: Residential Builder- Cyanic Development Inc. | H.L. ELECTRICAL LTD
SP-2023-00597 | 2023-04-11 | 2168 NEWPORT AVENUE #3, Vancouver, BC V5P 2H8 | Sprinkler Permit | Residential | New | Issued | Residential - LWH - #3 - New sprinkler system >DB: To construct a 1 storey laneway house building with an attached garage and 1 open parking pad, providing a total of 2 parking spaces, having vehicular access from the 20' Lane. 1. Covenant registered at the Land Title Office under CA9852862 2. No Strata Titling permitted 3. No A/C Unit proposed | Haven Fire Protection Ltd
PP-2023-01302 | 2023-04-14 | 2168 NEWPORT AVENUE #3, Vancouver, BC V5P 2H8 | Plumbing Permit | Residential | New | Issued | Residential - LWH - #3 - Plumbing >DB: To construct a 1 storey laneway house building with an attached garage and 1 open parking pad, providing a total of 2 parking spaces, having vehicular access from the 20' Lane. 1. Covenant registered at the Land Title Office under CA9852862 2. No Strata Titling permitted 3. No A/C Unit proposed | HKR Plumbing Ltd
MP-2023-00812 | 2023-05-09 | 2168 NEWPORT AVENUE #3, Vancouver, BC V5P 2H8 | Mechanical Permit | NULL | NULL | Issued | NULL | Ultimate Choice Air Conditioning & Renovations Ltd
GP-2023-01854 | 2023-06-19 | 2168 NEWPORT AVENUE #3, Vancouver, BC V5P 2H8 | Gas Permit | Residential | New | Issued | Residential - 1 Boiler & 1 Range Rough-in >BP: To construct a 1 storey laneway house building | FOCUS MECHANICAL LTD.
EP-2023-07121 | 2023-08-08 | 2168 NEWPORT AVENUE #3, Vancouver, BC V5P 2H8 | Electrical Permit | Residential | New | Issued | Installation / Repair - Residential - Installation of Extra Low Voltage. Data, Voice, TV Cable, Alarm Prewire, Door Bell. | SECUTECH DEVELOPMENT LTD.
SP-2023-00944 | 2023-05-30 | 2086 E 45TH AVENUE #3, Vancouver, BC V5P 1N8 | Sprinkler Permit | Residential | New | Issued | Residential - LWH - #3 - New sprinkler system >DB: To construct a 2 storey laneway house building with an open parking pad, providing 1 parking space, having vehicular access from the lane. Note: This is a 1 ½ storey building pursuant to the Zoning & Development By-law 1. Covenant registered at the Land Title Office under CA9291004 2. No Strata Titling permitted 3. No A/C unit proposed 6. The entire building, INCLUDING THE ATTACHED GARAGE (if applicable), to be sprinklered to NFPA 13D. | Haven Fire Protection Ltd
GP-2023-01709 | 2023-06-01 | 2086 E 45TH AVENUE #3, Vancouver, BC V5P 1N8 | Gas Permit | Residential | New | Issued | Residential - 1 Boiler Installation >BP: To construct a 2 storey laneway house | Century Twenty One Gas & Heating Co. Ltd
EP-2023-05008 | 2023-06-20 | 2086 E 45TH AVENUE #3, Vancouver, BC V5P 1N8 | Electrical Permit | Residential | New | Issued | Installation / Repair - Residential - 200 amp service connection,125 amp goes to main house, 100 amp service goes to new Lwh, All new roughing and finish >BP: To construct a 2 storey laneway house building ($176,317.50) with an open parking pad, providing 1 parking space, having vehicular access from the lane. Note: This is a 1 ½ storey building pursuant to the Zoning & Development By-law 1. Covenant registered at the Land Title Office under CA9291004 2. No Strata Titling permitted 3. No A/C unit proposed 4. Schedule B: Tsung-Hua Yang, P. Eng. (604-729-0585) Structural & Geotechnical 5. HPO: Residential Builder - Devine Homes Ltd. 778-707-0406 6. The entire building, INCLUDING THE ATTACHED GARAGE (if applicable), to be sprinklered to NFPA 13D. | AECOM ELECTRIC LTD
MP-2023-00423 | 2023-03-20 | 2086 E 45TH AVENUE #3, Vancouver, BC V5P 1N8 | Mechanical Permit | NULL | NULL | Issued | NULL | Finest Plumbing & Heating Ltd
PP-2023-00701 | 2023-03-02 | 2086 E 45TH AVENUE #3, Vancouver, BC V5P 1N8 | Plumbing Permit | Residential | New | Issued | Residential - LWH - #3 - New plumbing >DB: To construct a 2 storey laneway house building with an open parking pad, providing 1 parking space, having vehicular access from the lane. Note: This is a 1 ½ storey building pursuant to the Zoning & Development By-law 1. Covenant registered at the Land Title Office under CA9291004 2. No Strata Titling permitted 3. No A/C unit proposed 4. Schedule B: Tsung-Hua Yang, P. Eng. (604-729-0585) Structural & Geotechnical 5. HPO: Residential Builder - Devine Homes Ltd. 778-707-0406 6. The entire building, INCLUDING THE ATTACHED GARAGE (if applicable), to be sprinklered to NFPA 13D. | Finest Plumbing & Heating Ltd
NULL | NULL | 715 W 49TH AVENUE, Vancouver, BC | Plumbing Permit | Residential | New | Payment Pending | Residential - Above Ground Plumbing | Jensen's Plumbing & Heating Ltd
EP-2023-11061 | NULL | 715 W 49TH AVENUE, Vancouver, BC | Electrical Permit | Commercial | New | Applicant Revisions | Installation / Repair - Commercial - *EP-2023-11061: BLDG 1: 715 W 49TH AVENUE ¦ BP-2022-04125: Building 1 - 6 dwelling units; private rooftop patios (South-East) -EP-2024-00595: MAIN ELECTRICAL PERMIT ¦ BP-2022-01546: STAGED CONSTRUCTION ¦ 3 X 3ST BUILDINGS ¦ TOTAL 17 UNITS ¦ 13R ¦ FA -EP-2023-11064: BLDG 2: 725 W 49TH AVENUE ¦ BP-2022-04126: Building 2 - 5 dwelling units (North) -EP-2023-11065: BLDG 3: 735 W 49TH AVENUE ¦ BP-2022-04127: Building 3 - 6 dwelling units; private rooftop patios (South-West) *An approved mechanical permit is required for the installation of air conditioning or heat pump unit before a final electrical inspection will be performed To construct a 3-storey residential building (SE building) containing 6 dwelling units & private rooftop patios. Refer to BP-2022-01546 for the site work and basement storage garage. STAGED CONSTRUCTION Stage 1: Excavation & Shoring (S.Yoo, Jan. 24, 2023) Stage 1, Revision 1: Revisions to Excavation & Shoring Drawings (S.Yoo, Jun. 27, 2023) Stage 2: Full Construction (S.Yoo, Aug. 30, 2023) | LORE ELECTRIC INC
EP-2023-11062 | 2023-12-12 | 715 W 49TH AVENUE, Vancouver, BC | Electrical Permit | Commercial | New | Issued | Interim - Commercial - Scope of work: slab, underground, raceways, grounding, branch circuits. Service connection to BC Hydro is not permitted under this permit. BP: This permit is for the site work and construction of a basement storage garage for the following residential development: To construct three 3-storey residential buildings consisting of: Building 1 - 6 dwelling units; private rooftop patios (South-East) Building 2 - 5 dwelling units (North) Building 3 - 6 dwelling units; private rooftop patios (South-West) all over 1 level of underground parking accessed from lane. *This permit has been reviewed under the provisions of VBBL 2019, with updated energy requirements as per By-law #12997, effective Jan. 1, 2022.* | LORE ELECTRIC INC
NULL | NULL | 715 W 49TH AVENUE, Vancouver, BC | Electrical Permit | Commercial | New | Withdrawn | Interim - Commercial - Electrical work for 17 residential townhomes | LORE ELECTRIC INC
EP-2024-00595 | 2024-02-01 | 715 W 49TH AVENUE, Vancouver, BC | Electrical Permit | Commercial | New | Applicant Revisions | Installation / Repair - Commercial - *EP-2024-00595: MAIN ELECTRICAL PERMIT ¦ BP-2022-01546: STAGED CONSTRUCTION ¦ 3 X 3ST BUILDINGS ¦ TOTAL 17 UNITS ¦ 13R ¦ FA -EP-2023-11061: BLDG 1: 715 W 49TH AVENUE ¦ BP-2022-04125: Building 1 - 6 dwelling units; private rooftop patios (South-East) -EP-2023-11064: BLDG 2: 725 W 49TH AVENUE ¦ BP-2022-04126: Building 2 - 5 dwelling units (North) -EP-2023-11065: BLDG 3: 735 W 49TH AVENUE ¦ BP-2022-04127: Building 3 - 6 dwelling units; private rooftop patios (South-West) >BP: This permit is for the site work and construction of a basement storage garage for the following residential development: To construct three 3-storey residential buildings consisting of: Building 1 - 6 dwelling units; private rooftop patios (South-East) Building 2 - 5 dwelling units (North) Building 3 - 6 dwelling units; private rooftop patios (South-West) all over 1 level of underground parking accessed from lane. *This permit has been reviewed under the provisions of VBBL 2019, with updated energy requirements as per By-law #12997, effective Jan. 1, 2022.* Refer to BP-2022-04125 for Building 1 Refer to BP-2022-04126 for Building 2 Refer to BP-2022-04127 for Building 3 STAGED CONSTRUCTION Stage 1: Excavation & Shoring (S.Yoo, Jan. 24, 2023) Stage 1, Revision 1: Revisions to Excavation & Shoring Drawings (S.Yoo, Jun. 27, 2023) Stage 2: Full Construction (S.Yoo, Aug. 30, 2023) | LORE ELECTRIC INC
PP-2023-03756 | 2023-11-16 | 715 W 49TH AVENUE, Vancouver, BC | Plumbing Permit | Commercial | New | Issued | Commercial - *** Underground only *** Plumbing 17 Townhomes on Parkade >BP: This permit is for the site work and construction of a basement storage garage for the following residential development: To construct three 3-storey residential buildings consisting of: Building 1 - 6 dwelling units; private rooftop patios (South-East) Building 2 - 5 dwelling units (North) Building 3 - 6 dwelling units; private rooftop patios (South-West) all over 1 level of underground parking accessed from lane. *This permit has been reviewed under the provisions of VBBL 2019, with updated energy requirements as per By-law #12997, effective Jan. 1, 2022.* Refer to BP-2022-04125 for Building 1 Refer to BP-2022-04126 for Building 2 Refer to BP-2022-04127 for Building 3 STAGED CONSTRUCTION Stage 1: Excavation & Shoring (S.Yoo, Jan. 24, 2023) Stage 1, Revision 1: Revisions to Excavation & Shoring Drawings (S.Yoo, Jun. 27, 2023) Stage 2: Full Construction (S.Yoo, Aug. 30, 2023) | Jensen's Plumbing & Heating Ltd
SP-2023-01511 | 2024-01-19 | 715 W 49TH AVENUE, Vancouver, BC | Sprinkler Permit | Commercial | New | Issued | Commercial - For all sprinkler work to the 2019 VBBL; NFPA 13, 2013; for work below grade including the underground parking for this newly constructed residential development with three 3-storey residential buildings consisting of: Building 1 - 6 dwelling units; private rooftop patios (South-East) Building 2 - 5 dwelling units (North) Building 3 - 6 dwelling units; private rooftop patios (South-West) THIS IS A CERTIFIED PROFESSIONAL PROJECT and the CP is Petar Dimov. Engineer of Record: Ryan Pavey 604-605-0606 pavey@cardinalfire.ca Related Permits: SP-2023-01512 - Building #1 SP-2023-01513 - Building #2 SP-2023-01514 - Building #3 AL-2022-00108 - 2-storey Dwelling Unit w/ Single Exterior Exit Door More Than 1.5 m Above Ground | Milan Balun
SP-2023-01512 | 2024-01-19 | 715 W 49TH AVENUE, Vancouver, BC | Sprinkler Permit | Commercial | New | Issued | Commercial - For all sprinkler work to the 2019 VBBL; NFPA 13R, 2013; for work above grade to construct a 3-storey residential building (Building #1 - SE building) containing 6 dwelling units & private rooftop patios. THIS IS A CERTIFIED PROFESSIONAL PROJECT and the CP is Petar Dimov. Engineer of Record: Ryan Pavey 604-605-0606 pavey@cardinalfire.ca Related Permits: SP-2023-01511 - Site/Underground SP-2023-01513 - Building #2 SP-2023-01514 - Building #3 AL-2022-00108 - 2-storey Dwelling Unit w/ Single Exterior Exit Door More Than 1.5 m Above Ground Approved drawings can be found under the site permit, SP-2023-01511. | Milan Balun
EP-2023-07783 | 2023-08-25 | 715 W 49TH AVENUE, Vancouver, BC | Electrical Permit | Commercial | New | Issued | Temporary Power - Commercial - To provide temporary power. | LORE ELECTRIC INC
SP-2023-01514 | 2024-01-19 | 735 W 49TH AVENUE, Vancouver, BC V5Z 2S6 | Sprinkler Permit | Commercial | New | Issued | Commercial - For all sprinkler work to the 2019 VBBL; NFPA 13R, 2013; for work above grade to construct a 3-storey residential building (Building #3 - SW building) containing 6 dwelling units & private rooftop patios. THIS IS A CERTIFIED PROFESSIONAL PROJECT and the CP is Petar Dimov. Engineer of Record: Ryan Pavey 604-605-0606 pavey@cardinalfire.ca Related Permits: SP-2023-01511 - Site/Underground SP-2023-01512 - Building #1 SP-2023-01513 - Building #2 AL-2022-00108 - 2-storey Dwelling Unit w/ Single Exterior Exit Door More Than 1.5 m Above Ground Approved drawings can be found under the site permit, SP-2023-01511. | Milan Balun
EP-2023-11065 | NULL | 735 W 49TH AVENUE, Vancouver, BC V5Z 2S6 | Electrical Permit | Commercial | New | Applicant Revisions | Installation / Repair - Commercial - *EP-2023-11065: BLDG 3: 735 W 49TH AVENUE ¦ BP-2022-04127: Building 3 - 6 dwelling units; private rooftop patios (South-West) -EP-2024-00595: MAIN ELECTRICAL PERMIT ¦ BP-2022-01546: STAGED CONSTRUCTION ¦ 3 X 3ST BUILDINGS ¦ TOTAL 17 UNITS ¦ 13R ¦ FA -EP-2023-11061: BLDG 1: 715 W 49TH AVENUE ¦ BP-2022-04125: Building 1 - 6 dwelling units; private rooftop patios (South-East) -EP-2023-11064: BLDG 2: 725 W 49TH AVENUE ¦ BP-2022-04126: Building 2 - 5 dwelling units (North) *An approved mechanical permit is required for the installation of air conditioning or heat pump unit before a final electrical inspection will be performed BP: To construct a 3-storey residential building (SW building) containing 6 dwelling units & private rooftop patios. Refer to BP-2022-01546 for the site work and basement storage garage. STAGED CONSTRUCTION Stage 1: Excavation & Shoring (S.Yoo, Jan. 24, 2023) Stage 1, Revision 1: Revisions to Excavation & Shoring Drawings (S.Yoo, Jun. 27, 2023) Stage 2: Full Construction (S.Yoo, Aug. 30, 2023) | LORE ELECTRIC INC
EP-2023-07487 | 2023-08-16 | 540 W 29TH AVENUE, Vancouver, BC | Electrical Permit | Commercial | New | Issued | Temporary Power - Commercial - To provide temporary power. Amend: Aug 29, 2023 amend the address on this permit. BC Hydro is asking it to read 540 w 29th ave | Berts Electric (2001) Ltd
SP-2022-00699 | 2022-11-18 | 6768 OAK STREET, Vancouver, BC | Sprinkler Permit | Commercial | New | Issued | Commercial - To install sprinkler to NFPA 13R 2013 throughout 3 storey town house complex with 3 blocks containing 23 townhouses on top of a single level parkade. | 1ST SHOT FIRE PROTECTION LTD
PP-2023-00761 | 2023-03-07 | 6052 ROSS STREET #3, Vancouver, BC V5W 3L5 | Plumbing Permit | Residential | New | Completed | Residential - LWH - #3 - to install new plumbing Fixtures in LWh >DB: To construct a 2 storey laneway house building and 1 open parking pad having vehicular access from the 20' Lane. Note: The entire building, INCLUDING THE ATTACHED GARAGE (if applicable), to be sprinklered to NFPA 13D Note: This is a 1 ½ storey building pursuant to the Zoning & Development By-law. 1. Covenant registered at the Land Title Office under CA9796277 2. No Strata Titling permitted 3. No A/C Unit proposed | ACME PLUMBING HEATING & GAS LTD.
SP-2023-00175 | 2023-01-30 | 6052 ROSS STREET #3, Vancouver, BC V5W 3L5 | Sprinkler Permit | Residential | New | Completed | Residential - to install a new sprinkler system in LWH >BP: To construct a 2 storey laneway house building and 1 open parking pad having vehicular access from the 20' Lane. Note: The entire building, INCLUDING THE ATTACHED GARAGE (if applicable), to be sprinklered to NFPA 13D Note: This is a 1 ½ storey building pursuant to the Zoning & Development By-law. 1. Covenant registered at the Land Title Office under CA9796277 2. No Strata Titling permitted 3. No A/C Unit proposed 4. Schedule B: (M.Afzal) P.Eng (778.756.9655) Structural & Geotechnical 5. HPO: Residential Builder- SGP Holdings Ltd. | ACME PLUMBING HEATING & GAS LTD.
EP-2023-01273 | 2023-02-17 | 6052 ROSS STREET #3, Vancouver, BC V5W 3L5 | Electrical Permit | Residential | New | Completed | Installation / Repair - Residential - 200amp service installation for home and laneway home with all electrical required. >BP: To construct a 2 storey laneway house building ($207115) and 1 open parking pad having vehicular access from the 20' Lane. Note: The entire building, INCLUDING THE ATTACHED GARAGE (if applicable), to be sprinklered to NFPA 13D Note: This is a 1 ½ storey building pursuant to the Zoning & Development By-law. 1. Covenant registered at the Land Title Office under CA9796277 2. No Strata Titling permitted 3. No A/C Unit proposed 4. Schedule B: (M.Afzal) P.Eng (778.756.9655) Structural & Geotechnical 5. HPO: Residential Builder- SGP Holdings Ltd. NOTE: To achieve the required FSR. A floor space exclusion of 3% has been applied to this application as per section 11.24.18 of the district schedule, to accommodate improved building performance. NOTE: Information regarding the principal building on the survey and site plan is for reference only. Any discrepancy between information regarding the principal building on the survey and/or site plan and approved permit drawings for the principal building are neither approved nor authorized under this laneway house permit. *NEW HOUSE* Note: See DB-2022-00428 for Bldg 1 on site (principal bldg) addressed #1-6052 Ross St **THIS PERMIT HAS BEEN ISSUED UNDER THE REQUIREMENTS OF VBBL #12511 (2019) ** | BRITECH ELECTRIC LTD
NULL | NULL | 6052 ROSS STREET #3, Vancouver, BC V5W 3L5 | Mechanical Permit | NULL | NULL | Draft | NULL | East West Plumbing (2007) Ltd
EP-2023-03395 | 2023-04-19 | 6052 ROSS STREET #3, Vancouver, BC V5W 3L5 | Electrical Permit | Residential | New | Completed | Installation / Repair - Residential - Extra Low Voltage Pre wire & Finishing for TV, Tel, Data & Security Alarm System. >BP: To construct a 2 storey laneway house building ($207115) and 1 open parking pad having vehicular access from the 20' Lane. Note: The entire building, INCLUDING THE ATTACHED GARAGE (if applicable), to be sprinklered to NFPA 13D Note: This is a 1 ½ storey building pursuant to the Zoning & Development By-law. 1. Covenant registered at the Land Title Office under CA9796277 2. No Strata Titling permitted 3. No A/C Unit proposed 4. Schedule B: (M.Afzal) P.Eng (778.756.9655) Structural & Geotechnical 5. HPO: Residential Builder- SGP Holdings Ltd. NOTE: To achieve the required FSR. A floor space exclusion of 3% has been applied to this application as per section 11.24.18 of the district schedule, to accommodate improved building performance. NOTE: Information regarding the principal building on the survey and site plan is for reference only. Any discrepancy between information regarding the principal building on the survey and/or site plan and approved permit drawings for the principal building are neither approved nor authorized under this laneway house permit. *NEW HOUSE* Note: See DB-2022-00428 for Bldg 1 on site (principal bldg) addressed #1-6052 Ross St **THIS PERMIT HAS BEEN ISSUED UNDER THE REQUIREMENTS OF VBBL #12511 (2019) ** | Secure Worx AV & Automation Inc
MP-2023-00765 | NULL | 6052 ROSS STREET #3, Vancouver, BC V5W 3L5 | Mechanical Permit | NULL | NULL | Application Incomplete | NULL | East West Plumbing (2007) Ltd
PP-2023-00937 | 2023-03-20 | 8191 ELLIOTT STREET #3, Vancouver, BC V5S 2P3 | Plumbing Permit | Residential | New | Completed | Residential - LWH - #3 - NEW LANEWAY HOME >DB: ENTIRE BUILDING TO BE SPRINKLERED TO NFPA 13R STANDARD. To construct a 2 storey laneway house building with an attached garage and 1 open parking pad, providing a total of 2 parking spaces, having vehicular access from the 20' Lane. Note: This is a 1 ½ storey building pursuant to the Zoning & Development By-law. 1. No Strata Titling permitted 2. No A/C Unit proposed | L G PLUMBING AND HEATING LTD
EP-2023-02657 | 2023-03-28 | 8191 ELLIOTT STREET #3, Vancouver, BC V5S 2P3 | Electrical Permit | Residential | New | Issued | Installation / Repair - Residential - EXTRA LOW VOLTAGE ROUGH AND FINISH >BP: To construct a 2 storey laneway house building ($214,525) with an attached garage and 1 open parking pad, providing a total of 2 parking spaces, having vehicular access from the 20' Lane. Note: This is a 1 ½ storey building pursuant to the Zoning & Development By-law. 1. No Strata Titling permitted 2. No A/C Unit proposed 3. Schedule B: (Jason Hui) P.Eng (778.319.3403) Structural & Geotechnical 4. HPO: Residential Builder- DILRAJ BHANDAL NOTE: To achieve the required FSR. A floor space exclusion of 3% has been applied to this application as per section 11.24.18 of the district schedule, to accommodate improved building performance. *NEW HOUSE* Note: See DB-2022-00126 for Bldg 1 on site (principal bldg) addressed #1-8191 Elliott St. | Smarthomes Security Ltd.
SP-2023-00185 | 2023-02-01 | 8191 ELLIOTT STREET #3, Vancouver, BC V5S 2P3 | Sprinkler Permit | Residential | New | Completed | Residential - LWH - #3 New sprinkler system >DB: ENTIRE BUILDING TO BE SPRINKLERED TO NFPA 13R STANDARD. COVENANT MUST BE REGISTERED PRIOR TO SHEATHING INSPECTION To construct a 2 storey laneway house building with an attached garage and 1 open parking pad, providing a total of 2 parking spaces, having vehicular access from the 20' Lane. Note: This is a 1 ½ storey building pursuant to the Zoning & Development By-law. 1. No Strata Titling permitted 2. No A/C Unit proposed | Haven Fire Protection Ltd
EP-2022-09859 | 2022-12-01 | 8191 ELLIOTT STREET #3, Vancouver, BC V5S 2P3 | Electrical Permit | Residential | New | Completed | Installation / Repair - Residential - LWH - #3 - laneway house wiring and finishing ENTIRE BUILDING TO BE SPRINKLERED TO NFPA 13R STANDARD. >DB: To construct a 2 storey laneway house building with an attached garage and 1 open parking pad, providing a total of 2 parking spaces, having vehicular access from the 20' Lane. Note: This is a 1 ½ storey building pursuant to the Zoning & Development By-law. 1. No Strata Titling permitted 2. No A/C Unit proposed AMEND: FEB 13/2023 Laneway house : (1)Addition of Range (6000W) in laneway house (but not included in the calculation) interlocked with EV cct. (2) addition of HWT(1500W) New installation value for Laneway: $13000. AMEND: OCT 26/2023 UPLOADED: New load calculation | Volt Amps Electrical Ltd
PP-2022-03685 | 2022-10-17 | 8191 ELLIOTT STREET #3, Vancouver, BC V5S 2P3 | Plumbing Permit | Residential | New | Issued | Residential - Sumps | AKAL DEMOLITION & EXCAVATING LTD
PP-2023-01574 | 2023-05-04 | 5628 CHESTER STREET #3, Vancouver, BC V5W 3B2 | Plumbing Permit | Residential | New | Completed | Residential - LWH - #3 - to install new plumbing fixtures in LWH The entire building, to be sprinklered to NFPA 13D. >DB: To construct a 2 storey laneway house building with an open parking pad, providing 1 parking space, having vehicular access from the lane. 1- Covenant registered at the Land Title Office under CB32357 2- No strata titling permitted 3- NO A/C unit proposed . | ACME PLUMBING HEATING & GAS LTD.
EP-2023-03988 | 2023-05-19 | 5628 CHESTER STREET #3, Vancouver, BC V5W 3B2 | Electrical Permit | Residential | New | Completed | Installation / Repair - Residential - We are going to be doing a new installation. This is for the laneway house which will be wired according to the CEC. >BP: To construct a 2 storey laneway house building with an open parking pad, providing 1 parking space, having vehicular access from the lane. 1- Covenant registered at the Land Title Office under CB32357 2- No strata titling permitted 3- NO A/C unit proposed . 4- Schedule B: Md. Shahidul Alam P.Eng (604.653.7475) Structural & Geotechnical 5- HPO: Thrive Developments Ltd. ******THIS PERMIT HAS BEEN ISSUED UNDER THE REQUIREMENTS OF VBBL #12511 (2019)****** Combustible projections or roof soffits on an exposing building face shall not project to less than .45m from the property line and shall be in compliance with VBBL 2019 9.10.15.5.(9) The entire building, to be sprinklered to NFPA 13D. | BC1196168 Ltd
MP-2023-00788 | 2023-05-07 | 5628 CHESTER STREET #3, Vancouver, BC V5W 3B2 | Mechanical Permit | NULL | NULL | Completed | NULL | ACME PLUMBING HEATING & GAS LTD.
EP-2023-04429 | 2023-05-23 | 5628 CHESTER STREET #3, Vancouver, BC V5W 3B2 | Electrical Permit | Residential | New | Completed | Installation / Repair - Residential - Security, chime, tv, data, tel roughin & completion. >BP: To construct a 2 storey laneway house building with an open parking pad, providing 1 parking space, having vehicular access from the lane. 1- Covenant registered at the Land Title Office under CB32357 2- No strata titling permitted 3- NO A/C unit proposed . 4- Schedule B: Md. Shahidul Alam P.Eng (604.653.7475) Structural & Geotechnical 5- HPO: Thrive Developments Ltd. ******THIS PERMIT HAS BEEN ISSUED UNDER THE REQUIREMENTS OF VBBL #12511 (2019)****** Combustible projections or roof soffits on an exposing building face shall not project to less than .45m from the property line and shall be in compliance with VBBL 2019 9.10.15.5.(9) The entire building, to be sprinklered to NFPA 13D. | Repel Security Systems Ltd
SP-2023-00898 | 2023-05-19 | 5628 CHESTER STREET #3, Vancouver, BC V5W 3B2 | Sprinkler Permit | Residential | New | Completed | Residential - LWH - #3 - to install a new sprinkler system in LWH The entire building, to be sprinklered to NFPA 13D. >DB: To construct a 2 storey laneway house building with an open parking pad, providing 1 parking space, having vehicular access from the lane. 1- Covenant registered at the Land Title Office under CB32357 2- No strata titling permitted 3- NO A/C unit proposed . | ACME PLUMBING HEATING & GAS LTD.
GP-2023-01912 | 2023-06-26 | 5628 CHESTER STREET #3, Vancouver, BC V5W 3B2 | Gas Permit | Residential | New | Completed | Residential - 1 Boiler & 1 BBQ rough in BBQ >BP: To construct a 2 storey laneway house | ACME PLUMBING HEATING & GAS LTD.
EP-2023-04685 | 2023-05-26 | 3559 E 48TH AVENUE, Vancouver, BC | Electrical Permit | Residential | New | Issued | Temporary Power - Residential - To provide temporary power. | H.L. ELECTRICAL LTD
GP-2023-01189 | 2023-04-12 | 3559 E 48TH AVENUE, Vancouver, BC | Gas Permit | Residential | New | Issued | Residential - 2FD+2SS - FRONT - 3561 E 48TH AV - #1 & #2 BACK - 3559 E 48TH AV - #1 & #2 ROUGH IN >DB: To construct a 2 storey two-family dwelling with 2 secondary suites located in the Basement with a detached accessory building (garage) and 1 open parking at the rear providing a total of 3 parking spaces, having vehicular access from the lane. 1. Covenant registered at the Land Title Office under CA9794731 2. A/C proposed – Exterior components located in East yard (contained in building envelope), Interior components located in second floor closets. 3. Bar sink not proposed. | FOCUS MECHANICAL LTD.
GP-2023-01052 | 2023-03-27 | 7525 ELLIOTT STREET #3, Vancouver, BC V5S 2N8 | Gas Permit | Residential | New | Issued | Residential - gas piping in new build laneway house >BP: To construct a 1 storey laneway house building ($192,000) with an attached garage and 1 open parking pad, providing a total of 2 parking spaces, having vehicular access from the 20' Lane. | PROWORK PLUMBING & HEATING LTD.
SP-2023-00584 | 2023-04-05 | 7525 ELLIOTT STREET #3, Vancouver, BC V5S 2N8 | Sprinkler Permit | Residential | New | Issued | Residential - LWH - #3 - installation of a new fire sprinkler system >DB: To construct a 1 storey laneway house building with an attached garage and 1 open parking pad, providing a total of 2 parking spaces, having vehicular access from the 20' Lane. 1. Covenant registered at the Land Title Office under CA9712303 2. No Strata Titling permitted 3. No A/C Unit proposed | CENTRE LINE FIRE SPRINKLERS LTD
MP-2023-00549 | 2023-03-30 | 7525 ELLIOTT STREET #3, Vancouver, BC V5S 2N8 | Mechanical Permit | NULL | NULL | Issued | NULL | PROWORK PLUMBING & HEATING LTD.
PP-2023-00414 | 2023-02-07 | 7525 ELLIOTT STREET #3, Vancouver, BC V5S 2N8 | Plumbing Permit | Residential | New | Issued | Residential - LWH - #3 - plumbing work at new build laneway house >DB: To construct a 1 storey laneway house building with an attached garage and 1 open parking pad, providing a total of 2 parking spaces, having vehicular access from the 20' Lane. 1. Covenant registered at the Land Title Office under CA9712303 2. No Strata Titling permitted 3. No A/C Unit proposed | PROWORK PLUMBING & HEATING LTD.
EP-2023-01996 | 2023-03-08 | 7525 ELLIOTT STREET #3, Vancouver, BC V5S 2N8 | Electrical Permit | Residential | New | Issued | Installation / Repair - Residential - LWH - #3 - lane way house electrical rough wire and finish. *No A/C Unit proposed on DB-2021-06763 *An approved mechanical permit is required for the installation of air conditioning or heat pump unit at the time of installation before an electrical inspection will be performed >DB: To construct a 1 storey laneway house building with an attached garage and 1 open parking pad, providing a total of 2 parking spaces, having vehicular access from the 20' Lane. 1. Covenant registered at the Land Title Office under CA9712303 2. No Strata Titling permitted 3. No A/C Unit proposed | Green Mountain Multitech Ltd
SP-2023-00744 | 2023-05-01 | 3527 E 46TH AVENUE #3, Vancouver, BC V5S 1B7 | Sprinkler Permit | Residential | New | Issued | Residential - Install sprinklers in LWH >BP: To construct a 1 storey laneway house building with an attached garage and 1 open parking pad, providing a total of 2 parking spaces, having vehicular access from the lane. Note: This is a 1 ½ storey building pursuant to the Zoning & Development By-law 1. Covenant registered at the Land Title Office under CA9516766 2. No Strata Titling permitted 3. No A/C unit proposed 4. Schedule B: Tsung-Hua Yang, P. Eng. (604-729-0585) Structural & Geotechnical 5. HPO: Residential Builder - Golden Flame Construction Ltd. 6. The entire building, INCLUDING THE ATTACHED GARAGE (if applicable), to be sprinklered to NFPA 13D. | Gold Key Fire Protection Ltd
EP-2023-05208 | 2023-08-01 | 3527 E 46TH AVENUE #3, Vancouver, BC V5S 1B7 | Electrical Permit | Residential | New | Issued | Installation / Repair - Residential - lane way house wiring 2x200 AMP SERVICE >BP: To construct a 1 storey laneway house building ($225,000) with an attached garage and 1 open parking pad, providing a total of 2 parking spaces, having vehicular access from the lane. Note: This is a 1 ½ storey building pursuant to the Zoning & Development By-law 1. Covenant registered at the Land Title Office under CA9516766 2. No Strata Titling permitted 3. No A/C unit proposed 4. Schedule B: Tsung-Hua Yang, P. Eng. (604-729-0585) Structural & Geotechnical 5. HPO: Residential Builder - Golden Flame Construction Ltd. 6. The entire building, INCLUDING THE ATTACHED GARAGE (if applicable), to be sprinklered to NFPA 13D. ******THIS PERMIT HAS BEEN ISSUED UNDER THE REQUIREMENTS OF VBBL #12511 (2019)****** | Ema Electric Ltd
PP-2022-04487 | 2022-12-15 | 3527 E 46TH AVENUE #3, Vancouver, BC V5S 1B7 | Plumbing Permit | Residential | New | Issued | Residential - This is a new laneway house with 9 fixtures >BP: To construct a 1 story laneway house building with an attached garage and 1 open parking pad, providing a total of 2 parking spaces, having vehicular access from the lane. Note: This is a 1 ½ storey building pursuant to the Zoning & Development By-law 1. Covenant registered at the Land Title Office under CA9516766 2. No Strata Titling permitted 3. No A/C unit proposed 4. Schedule B: Tsung-Hua Yang, P. Eng. (604-729-0585) Structural & Geotechnical 5. HPO: Residential Builder - Golden Flame Construction Ltd. 6. The entire building, INCLUDING THE ATTACHED GARAGE (if applicable), to be sprinklered to NFPA 13D. | AKAL Plumbing & Heating Ltd
EP-2023-07786 | 2023-08-29 | 3527 E 46TH AVENUE #3, Vancouver, BC V5S 1B7 | Electrical Permit | Residential | New | Issued | Installation / Repair - Residential - Installation of Tv, data, camera. >BP: To construct a 1 storey laneway house building ($225,000) with an attached garage and 1 open parking pad, providing a total of 2 parking spaces, having vehicular access from the lane. | Burglar Busters Alarm & Security Ltd
MP-2023-00791 | 2023-05-07 | 4137 ATLIN STREET, Vancouver, BC | Mechanical Permit | NULL | NULL | Issued | NULL | Sun Light Plumbing And Heating Ltd
SP-2023-00447 | NULL | 788 W 13TH AVENUE, Vancouver, BC | Sprinkler Permit | Commercial | New | In Review | Commercial - To construct a 6 storey wood frame residential building (Heather Place Building B) consisting of 87 affordable rental dwelling units and a day care unit for 8 or less children at the 1 st floor, all over one level of underground parking, as approved under the DPMA DP-2021-00881. Note: This 6 storey Heather Place Building B is part of a larger development approved under the DE418891. The develop decided to split the work into two Phases: - Phase I includes only Building B - Phase II incudes only Building C. Building B and Building C share common entrance to underground parkade connected via a vehicle opening at the imaginary line separating Phase I and Phase II. Note: This is a combustible building constructed to 3.2.2.50 requirements per VBBL 2019. The childcare facility on the first floor is allowed to accommodate only 8 (eight) children in order to be considered group C major occupancy and to allow combustible construction. Any increase of capacity of the child care would classify this facility as A-2 major occupancy, and will require the child care to be separated by a fire separation with at least a 2 hr. fire-resistance rating constructed of concrete, masonry, or encapsulated mass timber. 12-June-2023 - Full Construction Stage issued. Rev#1 -16-Jun. 2023 By mistake the Engineering review group has been cleared prior to payment of commercial sewer permit. Engineering is awaiting the sewer permit payment asap. | NULL
EP-2023-07900 | 2023-08-30 | 788 W 13TH AVENUE, Vancouver, BC | Electrical Permit | Commercial | New | Issued | Temporary Power - Commercial - To provide temporary power. | Berts Electric (2001) Ltd
PP-2023-02949 | 2023-08-21 | 788 W 13TH AVENUE, Vancouver, BC | Plumbing Permit | Commercial | New | Completed | Commercial - temp water service >BP: To construct a 6 storey wood frame residential building (Heather Place Building B) consisting of 87 affordable rental dwelling units and a day care unit for 8 or less children at the 1 st floor, all over one level of underground parking, as approved under the DPMA DP-2021-00881. Note: This 6 storey Heather Place Building B is part of a larger development approved under the DE418891. The develop decided to split the work into two Phases: - Phase I includes only Building B - Phase II incudes only Building C. Building B and Building C share common entrance to underground parkade connected via a vehicle opening at the imaginary line separating Phase I and Phase II. Note: This is a combustible building constructed to 3.2.2.50 requirements per VBBL 2019. The childcare facility on the first floor is allowed to accommodate only 8 (eight) children in order to be considered group C major occupancy and to allow combustible construction. Any increase of capacity of the child care would classify this facility as A-2 major occupancy, and will require the child care to be separated by a fire separation with at least a 2 hr. fire-resistance rating constructed of concrete, masonry, or encapsulated mass timber. 12-June-2023 - Full Construction Stage issued. | GML Mechanical Ltd
PP-2023-03609 | 2023-11-29 | 788 W 13TH AVENUE, Vancouver, BC | Plumbing Permit | Commercial | New | Issued | Commercial - To construct a 6 storey wood frame residential building (Heather Place Building B) consisting of 87 affordable rental dwelling units and a daycare unit for 8 or less children at the 1st floor, all over one level of underground parking, approved under the DPMA-2021-00881. >BP: Note: This 6 storey Heather Place Building B is part of a larger development approved under the DE418891. The developer decided to split the work into two Phases: - Phase I includes only Building B - Phase II incudes only Building C. Building B and Building C share common entrance to underground parkade connected via a vehicle opening at the imaginary line separating Phase I and Phase II. Note: This is a combustible building constructed to 3.2.2.50 requirements per VBBL 2019. The childcare facility on the first floor is allowed to accommodate only 8 (eight) children in order to be considered group C major occupancy and to allow combustible construction. Any increase of capacity of the child care would classify this facility as A-2 major occupancy, and will require the child care to be separated by a fire separation with at least a 2 hr. fire-resistance rating constructed of concrete, masonry, or encapsulated mass timber. 12-June-2023 - Full Construction Stage issued. 13-Oct-2023 - Rev#1 issued. Changes to shoring arrangement to south wall. | GML Mechanical Ltd
EP-2023-10087 | NULL | 788 W 13TH AVENUE, Vancouver, BC | Electrical Permit | Commercial | New | In Review | Installation / Repair - Commercial - This is new construction multi family residential consisting of 87 units. >BP: To construct a 6 storey wood frame residential building (Heather Place Building B) consisting of 87 affordable rental dwelling units and a day care unit for 8 or less children at the 1 st floor, all over one level of underground parking, as approved under the DPMA DP-2021-00881. Note: This 6 storey Heather Place Building B is part of a larger development approved under the DE418891. The developer decided to split the work into two Phases: - Phase I includes only Building B - Phase II incudes only Building C. Building B and Building C share common entrance to underground parkade connected via a vehicle opening at the imaginary line separating Phase I and Phase II. Note: This is a combustible building constructed to 3.2.2.50 requirements per VBBL 2019. The childcare facility on the first floor is allowed to accommodate only 8 (eight) children in order to be considered group C major occupancy and to allow combustible construction. Any increase of capacity of the child care would classify this facility as A-2 major occupancy, and will require the child care to be separated by a fire separation with at least a 2 hr. fire-resistance rating constructed of concrete, masonry, or encapsulated mass timber. 12-June-2023 - Full Construction Stage issued. 13-Oct-2023 - Rev#1 issued. Changes to shoring arrangement to south wall. | Berts Electric (2001) Ltd
EP-2023-10671 | 2023-12-07 | 788 W 13TH AVENUE, Vancouver, BC | Electrical Permit | Commercial | New | Issued | Interim - Commercial - This will be an interim permit only for underground work and slab conduit/ent until the full install permit is issued. Interim permit for main permit EP-2023-10087 Scope of work: slab, underground, raceways, grounding, branch circuits. Service connection to BC Hydro is not permitted under this permit >BP: To construct a 6 storey wood frame residential building (Heather Place Building B) consisting of 87 affordable rental dwelling units and a day care unit for 8 or less children at the 1 st floor, all over one level of underground parking, as approved under the DPMA DP-2021-00881. Note: This 6 storey Heather Place Building B is part of a larger development approved under the DE418891. The developer decided to split the work into two Phases: - Phase I includes only Building B - Phase II incudes only Building C. Building B and Building C share common entrance to underground parkade connected via a vehicle opening at the imaginary line separating Phase I and Phase II. Building B and Building C will operate under the same ownership and cannot be stratified due to shared sanitary lines and water lines between the two buildings. Note: This is a combustible building constructed to 3.2.2.50 requirements per VBBL 2019. The childcare facility on the first floor is allowed to accommodate only 8 (eight) children in order to be considered group C major occupancy and to allow combustible construction. Any increase of capacity of the child care would classify this facility as A-2 major occupancy, and will require the child care to be separated by a fire separation with at least a 2 hr. fire-resistance rating constructed of concrete, masonry, or encapsulated mass timber. 12-June-2023 - Full Construction Stage issued. | Berts Electric (2001) Ltd
EP-2023-07658 | 2023-08-23 | 6192 LARCH STREET #3, Vancouver, BC V6M 4E7 | Electrical Permit | Residential | New | Issued | Installation / Repair - Residential - Cable, internet, tel, doorbell, camera, security prewire. >BP: To construct a 2 storey laneway house building ($178,500.00) with an attached garage and 1 open parking pad, providing a total of 2 parking spaces, having vehicular access from the rear 20' Lane. | PLANET SMART HOMES LTD.
SP-2023-01624 | 2023-09-07 | 6192 LARCH STREET #3, Vancouver, BC V6M 4E7 | Sprinkler Permit | Residential | New | Issued | Residential - LWH - #3 - New sprinkler system >DB: To construct a 2 storey laneway house building with an attached garage and 1 open parking pad, providing a total of 2 parking spaces, having vehicular access from the rear 20' Lane. Note: This is a 1 ½ storey building pursuant to the Zoning & Development By-law. 1. No external mechanical unit proposed 2. Entire building to be sprinklered 13D | Haven Fire Protection Ltd
EP-2023-05984 | 2023-07-24 | 6192 LARCH STREET #3, Vancouver, BC V6M 4E7 | Electrical Permit | Residential | New | Issued | Installation / Repair - Residential - ¦#3LWH/ 200A ¦ Main service is 200 amp laneway 125 amp and main house 125 amp and new wiring and finishing for laneway house >BP: To construct a 2 storey laneway house building ($178,500.00) with an attached garage and 1 open parking pad, providing a total of 2 parking spaces, having vehicular access from the rear 20' Lane. Note: This is a 1 ½ storey building pursuant to the Zoning & Development By-law. 1. No external mechanical unit proposed 2. Entire building to be sprinklered 13D 3. Schedule B: (Yatendra Kumar Sharma) P.Eng (778.863.7076) Structural 4. Schedule B: (Zhao Guan) P.Eng (778.868.5635) Geotechnical 5. HPO: Residential Builder- (0825886 BC Ltd.) NOTE: To achieve the required FSR. A floor space exclusion of 3% has been applied to this application as per section 11.24.18 of the district schedule, to accommodate improved building performance. Note: See DB-2021-05853 for Bldg 1 on site (principal bldg) addressed #1-6192 Larch St. NOTE: Information regarding the principal building on the survey and site plan is for reference only. Any discrepancy between information regarding the principal building on the survey and/or site plan and approved permit drawings for the principal building are neither approved nor authorized under this laneway house permit. | DHESI ELECTRICAL LTD.
PP-2023-02712 | 2023-07-31 | 6192 LARCH STREET #3, Vancouver, BC V6M 4E7 | Plumbing Permit | Residential | New | Issued | Residential - LWH - #3 - Plumbing for new lanway house >DB: To construct a 2 storey laneway house building with an attached garage and 1 open parking pad, providing a total of 2 parking spaces, having vehicular access from the rear 20' Lane. Note: This is a 1 ½ storey building pursuant to the Zoning & Development By-law. 1. No external mechanical unit proposed 2. Entire building to be sprinklered 13D | Rain Coast Plumbing & Heating Ltd
EP-2023-03658 | 2023-04-28 | 4042 W 28TH AVENUE #3, Vancouver, BC V6S 1S8 | Electrical Permit | Residential | New | Issued | Temporary Power - Residential - To provide temporary power. NOTE: Work authorized by this permit is for placement of a temporary power pole only and does not authorize any site construction and/or excavation. A separate Building Permit will be required prior to commencement of any other work on this site. | Jeff Electric Ltd
PP-2022-03106 | 2022-09-07 | 4790 REID STREET #3, Vancouver, BC V5R 3Y8 | Plumbing Permit | Residential | New | Completed | Residential - This a new laneway house with 9 fixtures. >BP: To construct a 2 storey laneway house building ($142,975.00) with an open parking pad, providing 1 parking space, having vehicular access from the lane. | AKAL Plumbing & Heating Ltd
SP-2023-00068 | 2023-01-13 | 4790 REID STREET #3, Vancouver, BC V5R 3Y8 | Sprinkler Permit | Residential | New | Completed | Residential - Install sprinklers in lwh >BP: To construct a 2 story laneway house building with an open parking pad, providing 1 parking space, having vehicular access from the lane. Note: This is a 1 ½ storey building pursuant to the Zoning & Development By-law Note: Bldg 1 (principal bldg) addressed x#1 - 4790 Reid Street retained on site. 1. No A/C unit proposed 2. Schedule B: Md. Shahidul Alam P.Eng (604-653-7475) Structural & Geotechnical 3. HPO: Residential Builder- Metro-City Projects Inc. #42988 4. Entire Building to have NFPA 13-D | Gold Key Fire Protection Ltd
EP-2022-09826 | 2022-11-23 | 4790 REID STREET #3, Vancouver, BC V5R 3Y8 | Electrical Permit | Residential | New | Completed | Installation / Repair - Residential - New construction laneway Upgrade existing service to 200A duplex meter base 125A - Laneway main switch 125A - Main house switch Electrical rough-wire and finishing Underground tek Electrical low voltage rough-wire only electric heating EVC To construct a 2 storey laneway house building with an open parking pad, providing 1 parking space, having vehicular access from the lane. Note: This is a 1 ½ storey building pursuant to the Zoning & Development By-law Note: Bldg 1 (principal bldg) addressed x#1 - 4790 Reid Street retained on site. 1. No A/C unit proposed 2. Schedule B: Md. Shahidul Alam P.Eng (604-653-7475) Structural & Geotechnical 3. HPO: Residential Builder- Metro-City Projects Inc. #42988 4. Entire Building to have NFPA 13-D | AMTEK Electric Ltd
PP-2022-04037 | 2022-11-08 | 4790 REID STREET #3, Vancouver, BC V5R 3Y8 | Plumbing Permit | Residential | New | Completed | Residential - Sump | Canstar Excavating & Landscaping Ltd
SP-2023-01652 | 2023-09-08 | 2136 QUALICUM DRIVE #3, Vancouver, BC V5P 2M2 | Sprinkler Permit | Residential | New | Completed | Residential - LWH - #3 - To install piping and fixtures for a new laneway house >DB: To construct a one storey laneway house building with an attached garage providing 3 parking spaces and one open parking pad, having vehicular access from the lane. Note: The entire building, INCLUDING THE ATTACHED GARAGE (if applicable), to be sprinklered to NFPA 13D. 1. Covenant registered at the Land Title Office under CA9827632 2. No Strata Titling permitted 3. No A/C unit proposed ******THIS PERMIT HAS BEEN ISSUED UNDER THE REQUIREMENTS OF VBBL #12511 (2019)****** | Skyway Plumbing & gas Ltd
EP-2023-07729 | 2023-08-25 | 2136 QUALICUM DRIVE #3, Vancouver, BC V5P 2M2 | Electrical Permit | Residential | New | Completed | Installation / Repair - Residential - TV, telephone, security alarm prewire and complete installation. >BP: To construct a one storey laneway house building ($224,690) with an attached garage providing 3 parking spaces and one open parking pad, having vehicular access from the lane. | Tvisha Technologies Ltd
PP-2023-03022 | 2023-08-25 | 2136 QUALICUM DRIVE #3, Vancouver, BC V5P 2M2 | Plumbing Permit | Residential | New | Completed | Residential - To install piping and fixtures for a new laneway house. >BP: To construct a one storey laneway house building with an attached garage providing 3 parking spaces and one open parking pad, having vehicular access from the lane. Note: The entire building, INCLUDING THE ATTACHED GARAGE (if applicable), to be sprinklered to NFPA 13D. 1. Covenant registered at the Land Title Office under CA9827632 2. No Strata Titling permitted 3. No A/C unit proposed 4. Schedule B: Md. Shahidul Alam P.Eng (604.537.7475) Structural & Geotechnical 5. HPO: Residential Builder- Dod Construction Ltd. 6. Changing Demo contractor to Bigcity Excavation Ltd. | Skyway Plumbing & gas Ltd
EP-2023-07412 | 2023-08-21 | 2136 QUALICUM DRIVE #3, Vancouver, BC V5P 2M2 | Electrical Permit | Residential | New | Issued | Installation / Repair - Residential - Laneway >BP: To construct a one storey laneway house building ($224,690) with an attached garage providing 3 parking spaces and one open parking pad, having vehicular access from the lane. Note: The entire building, INCLUDING THE ATTACHED GARAGE (if applicable), to be sprinklered to NFPA 13D. 1. Covenant registered at the Land Title Office under CA9827632 2. No Strata Titling permitted 3. No A/C unit proposed 4. Schedule B: Md. Shahidul Alam P.Eng (604.537.7475) Structural & Geotechnical 5. HPO: Residential Builder- Dod Construction Ltd. 6. Changing Demo contractor to Bigcity Excavation Ltd. Amrit Paul (604)- 379-9596 ******THIS PERMIT HAS BEEN ISSUED UNDER THE REQUIREMENTS OF VBBL #12511 (2019)****** | C M & Sons Electrical Inc
GP-2022-02353 | 2022-08-15 | 1833 E 15TH AVENUE, Vancouver, BC V5N 2G2 | Gas Permit | Residential | New | Completed | Residential - 2FD - FRONT - 1835 E 15TH AV BACK - 18335 E 15TH AV all black iron piping include fitting. Complete installation for boilers. Piping only for 2 fireplaces ( 1 in each Duplex ) and 2 kitchens range ( 1 in each Duplex. PIPING ONLY FOR KITCHEN RANGES AND FIREPLACES. To construct a two-storey two-family dwelling with two secondary suites located in the basement, with a detached accessory building (garage) at the rear providing 2 parking spaces, having vehicular access from the lane. Note: This is a 2.5 storey building pursuant to the Zoning and Development By-Law 1. A/C units proposed in the rear yard 2. No bar sinks proposed AMEND: AUG 23/2022 ADD 2 Boiler 200000 btu each. 2 ranges 50000 btu each. 2 fireplace 30000 btu each.Complete installation for boiler and piping only for kitchen ranges and fireplaces.No bbq >>>>Amend: Sept. 21st -Permit to reflect installation, boiler., range and fp, boiler venting and gas piping ok. Fp permit and inspection required. AMEND: MAY 12/2023 Complete installation for both kitchen ranges (77000 btu each ) | POLLY MECHANICAL LTD
GP-2022-02141 | 2022-07-22 | 1833 E 15TH AVENUE, Vancouver, BC V5N 2G2 | Gas Permit | Residential | New | Completed | Residential - 2FD - FRONT - 1835 E 15TH AV BACK - 1833 E 15TH AV To install 2 gas fireplace This is duplex house each has 1 fireplace To construct a two-storey two-family dwelling with two secondary suites located in the basement, with a detached accessory building (garage) at the rear providing 2 parking spaces, having vehicular access from the lane. Note: This Building Permit will remain in a suspended status until the associated (green) Demolition Permit BP-2021-01501 is completed. Note: This is a 2.5 storey building pursuant to the Zoning and Development By-Law 1. A/C units proposed in the rear yard 2. No bar sinks proposed | JOT MECHANICAL LTD
PP-2022-04474 | 2022-12-15 | 4610 ELGIN STREET #3, Vancouver, BC V5V 4R8 | Plumbing Permit | Residential | New | Issued | Residential - Abs rough in water pipes and all plumbing related work Dec 15/22-AMEND Hi there is an error in address it should have been 4610 Elgin Street >BP: To construct a 2 story laneway house building with an attached garage and 1 open parking pad, providing a total of 3 parking spaces, having vehicular access from the 20' Lane. Note: The entire building, INCLUDING THE ATTACHED GARAGE (if applicable), to be sprinklered to NFPA 13D Note: This is a 1 ½ storey building pursuant to the Zoning & Development By-law. 1. Covenant registered at the Land Title Office under CA9799343 2. No Strata Titling permitted 3. Schedule B: (A.D.A Prahalad) P.Eng (604.831.1431) Structural & Geotechnical 4. HPO: Residential Builder- ParCan Enterprises Ltd | Superstar Plumbing Heating & Sprinkler Supplies Ltd
EP-2023-03813 | 2023-05-29 | 4610 ELGIN STREET #3, Vancouver, BC V5V 4R8 | Electrical Permit | Residential | New | Issued | Installation / Repair - Residential - Electrical wiring Garage and Laneway House wiring 100 amp overhead service >BP: To construct a 2 storey laneway house building ($161,240) with an attached garage and 1 open parking pad, providing a total of 3 parking spaces, having vehicular access from the 20' Lane. Note: The entire building, INCLUDING THE ATTACHED GARAGE (if applicable), to be sprinklered to NFPA 13D Note: This is a 1 ½ storey building pursuant to the Zoning & Development By-law. 1. Covenant registered at the Land Title Office under CA9799343 2. No Strata Titling permitted 3. Schedule B: (A.D.A Prahalad) P.Eng (604.831.1431) Structural & Geotechnical 4. HPO: Residential Builder- ParCan Enterprises Ltd NOTE: To achieve the required FSR. A floor space exclusion of 3% has been applied to this application as per section 11.24.18 of the district schedule, to accommodate improved building performance. NOTE: Information regarding the principal building on the survey and site plan is for reference only. Any discrepancy between information regarding the principal building on the survey and/or site plan and approved permit drawings for the principal building are neither approved nor authorized under this laneway house permit. *NEW HOUSE* Note: See DB-2021-06752 for Bldg 1 on site (principal bldg) addressed (1-2) 4610 Elgin St **THIS PERMIT HAS BEEN ISSUED UNDER THE REQUIREMENTS OF VBBL #12511 (2019) ** | Blue Whale Electrical Ltd
EP-2023-04531 | 2023-05-24 | 4610 ELGIN STREET #3, Vancouver, BC V5V 4R8 | Electrical Permit | Residential | New | Issued | Installation / Repair - Residential - Pre-wire & completion: security alarm, doorbell, cable TV, data, telephone >BP: To construct a 2 storey laneway house building ($161,240) with an attached garage and 1 open parking pad, providing a total of 3 parking spaces, having vehicular access from the 20' Lane.. Note: The entire building, INCLUDING THE ATTACHED GARAGE (if applicable), to be sprinklered to NFPA 13D Note: This is a 1 ½ storey building pursuant to the Zoning & Development By-law. 1. Covenant registered at the Land Title Office under CA9799343 2. No Strata Titling permitted 3. Schedule B: (A.D.A Prahalad) P.Eng (604.831.1431) Structural & Geotechnical 4. HPO: Residential Builder- ParCan Enterprises Ltd NOTE: To achieve the required FSR. A floor space exclusion of 3% has been applied to this application as per section 11.24.18 of the district schedule, to accommodate improved building performance. NOTE: Information regarding the principal building on the survey and site plan is for reference only. Any discrepancy between information regarding the principal building on the survey and/or site plan and approved permit drawings for the principal building are neither approved nor authorized under this laneway house permit. *NEW HOUSE* Note: See DB-2021-06752 for Bldg 1 on site (principal bldg) addressed (1-2) 4610 Elgin St **THIS PERMIT HAS BEEN ISSUED UNDER THE REQUIREMENTS OF VBBL #12511 (2019) ** | Dream Security Solutions Inc
SP-2023-00857 | 2023-05-16 | 4610 ELGIN STREET #3, Vancouver, BC V5V 4R8 | Sprinkler Permit | Residential | New | Issued | Residential - INSTALLING SPRINKLER HEADS >BP: To construct a 2 storey laneway house building with an attached garage and 1 open parking pad, providing a total of 3 parking spaces, having vehicular access from the 20' Lane. Note: The entire building, INCLUDING THE ATTACHED GARAGE (if applicable), to be sprinklered to NFPA 13D | Superstar Plumbing Heating & Sprinkler Supplies Ltd
EP-2022-08854 | 2022-10-19 | 1286 HOWE STREET, Vancouver, BC V6Z 1R5 | Electrical Permit | Commercial | Tenant Improvement | Completed | Installation / Repair - Commercial - New 100A panel New receptacles Related to DP-2021-01063, change of use application -Adding a new 100A panel to a CRU unit 1286. 100A, 3ph 120v/208V. We are reusing an existing feeder switch and meter that once fed this CRU >BP: Interior alterations and to demise this existing Health Enhancement Centre into two units and change the use of one of the newly created unit (approximately 898 sq.ft.) from a Health Enhancement Centre to a Beauty Salon. Remaining Health Enhancement Centre is addressed 1282 Howe Street. Newly Created Beauty Salon is addressed 1286 Howe Street. E2 Energy Upgrade - HVAC - clean and Balance all Air Systems (per 6.7.2.3.2 of ASHRAE 90.1-2016) DWG#: G1-02 Sch. A & B (Arch): Peter J. Mallen, AIBC Architect, 604-484-8285 Amend: Nov 3, 2022 Adding new exits and new FA speakers | Sasco Contractors Ltd
SP-2022-01654 | 2022-10-21 | 1286 HOWE STREET, Vancouver, BC V6Z 1R5 | Sprinkler Permit | Commercial | Tenant Improvement | Completed | Commercial - Add and relocate sprinkler heads for tenant improvement. >BP: Interior alterations and to demise this existing Health Enhancement Centre into two units and change the use of one of the newly created unit (approximately 898 sq.ft.) from a Health Enhancement Centre to a Beauty Salon. *****This application does not include any of the following: 1. Not more than 20 sprinklers (add, relocate, or remove), 2. hydraulic calculations, 3. change in occupancy and /or hazard classification, 4. warehouse storage arrangements, 5. mobile compact storage arrangements, 6. alternative solutions, 7. changes to the sprinkler system supply piping (e.g. valves, mains, cross-mains, branch-lines, etc.), or 8. flexible sprinkler pipe. | Priority Fire Systems Ltd
PP-2022-03666 | 2022-10-14 | 1286 HOWE STREET, Vancouver, BC V6Z 1R5 | Plumbing Permit | Commercial | Renovation | Completed | Commercial - cap off sink, shower and relocate 1 toilet >Interior alterations and to demise this existing Health Enhancement Centre into two units and change the use of one of the newly created unit (approximately 898 sq.ft.) from a Health Enhancement Centre to a Beauty Salon. Remaining Health Enhancement Centre is addressed 1282 Howe Street. Newly Created Beauty Salon is addressed 1286 Howe Street. | Aquarius Mechanical Services Inc
PP-2022-03162 | 2022-09-13 | 3887 W 15TH AVENUE #3, Vancouver, BC | Plumbing Permit | Residential | New | Issued | Residential - New plumbing for : >BP: 1 STOREY LANEWAY HOME + ATTACHED GARAGE + 1 OPEN PARKING To construct a 1 storey laneway house building ($201,150.00) with an attached garage providing 1 parking space and 1 required open parking over gravel providing 2 parking spaces in total, having vehicular access from the 20' Lane. | AVATAR PLUMBING AND HEATING LTD
SP-2023-00403 | 2023-03-09 | 3887 W 15TH AVENUE #3, Vancouver, BC | Sprinkler Permit | Residential | New | Issued | Residential - New sprinkler system installations for laneway house >BP: 1 STOREY LANEWAY HOME + ATTACHED GARAGE + 1 OPEN PARKING To construct a 1 storey laneway house building ($201,150.00) with an attached garage providing 1 parking space and 1 required open parking over gravel providing 2 parking spaces in total, having vehicular access from the 20' Lane. 1. Covenant not required 2. No Strata Titling permitted 3. No A/C Unit proposed 4. Schedule B: (ANTONY WANG) P.Eng (604-618-6236) Structural & Geotechnical 5. BC Housing (K Chen Construction Management Inc) 6. Rev#4: HPO: Phileo Enterprise Corp. (604-720-3548) | Spectrum Fire Protection Ltd
EP-2023-01573 | 2023-02-24 | 3887 W 15TH AVENUE #3, Vancouver, BC | Electrical Permit | Residential | New | Issued | Installation / Repair - Residential - Laneway wiring for security alarm, cable, tel, data, doorbell >BP: To construct a 1 storey laneway house building ($201,150.00) with an attached garage providing 1 parking space and 1 required open parking over gravel providing 2 parking spaces in total, having vehicular access from the 20' Lane. | One Stop Alarm Systems Ltd
EP-2022-02690 | 2022-05-02 | 3887 W 15TH AVENUE #3, Vancouver, BC | Electrical Permit | Residential | New | Issued | Installation / Repair - Residential - LWH wiring, single-phase service, all outlets, roughing and connection, lighting system, and all electrical equipment connection. Double Meter system. Building to be sprinkled to NFPA 13D requirement. Service:200A, Single phase, 120/240V, Main house 150A, LWH 100A. >>BP: To construct a 1 storey laneway house building ($201,150.00) with an attached garage providing 1 parking space and 1 required open parking over gravel providing 2 parking spaces in total, having vehicular access from the 20' Lane. 1. Covenant not required 2. No Strata Titling permitted 3. No A/C Unit proposed 4. Schedule B: (ANTONY WANG) P.Eng (604-618-6236) Structural & Geotechnical 5. BC Housing (K Chen Construction Management Inc) | Aidea Solutions Ltd
SP-2022-00589 | 2022-09-22 | 1055 VERNON DRIVE #100, Vancouver, BC V6A 3P4 | Sprinkler Permit | Commercial | Tenant Improvement | Completed | Commercial - For sprinkler system alterations to the 2019 VBBL and NFPA 13, 2013 for the tenant improvements to provide Interior alteration for this first tenant Improvement on the 1st Floor of this newly built manufacturing/office base building. Tenant fit out totals approx. 28,500 sf. 24,500 sf of which is the Motor Vehicle Repair Shop, and, 4,000 sf is support areas (office, lunch rooms, etc.) THIS IS A CERTIFIED PROFESSIONAL PROJECT and the CP is Susana Chui, P.Eng., CP *** This application does not include any of the following: • Warehouse storage arrangements, or mobile compact storage arrangements. • Changes to the sprinkler system supply piping (e.g. valves, mains, cross-mains, etc.). • Flexible sprinkler pipe. • Information Technology Equipment Rooms (e.g. IT Rooms, LAN Rooms, etc.). • Paint spray booths. *** Related Permit: 1. SP-2022-00982 - Paint Spray Booth - In Review. 2. AL-2021-00210-R2 - Glazing Protected by Specific Application Window Sprinklers Notes: 1. Sprinkler engineer of record Mr. Ryan Pavey, P.Eng. of Cardinal Engineering. T: 604 605 0606. E: pavey@cardinalfire.ca 2. One set of approved drawings and permit to be available for viewing at the jobsite. 3. No Horizontal mullions in Glazing Protected by Specific Application Window Sprinklers (AL-2021-00210-R2) 4. *** Subject to the review and issuance of Building Permit Revision for interior alteration which includes the deletion of the horizontal mullions in the interior glazing assemblies protected in accordance with AL-2021-00210 as per the August 23, 2022 email correspondence from Eric Morrill of Camphora.*** 5. *** Subject to receiving revised sprinkler system shop drawings with updated references to AL-2021-00210-R2 - Issued September 22, 2022.*** | Pacific Rim Fire Protection (2008) Ltd
NULL | NULL | 1055 VERNON DRIVE #100, Vancouver, BC V6A 3P4 | Sprinkler Permit | Commercial | Tenant Improvement | Withdrawn | Commercial - New office space, water curtain system | Pacific Rim Fire Protection (2008) Ltd
EP-2022-04399 | 2022-05-27 | 1055 VERNON DRIVE #100, Vancouver, BC V6A 3P4 | Electrical Permit | Commercial | Tenant Improvement | Completed | Installation / Repair - Commercial - Low Voltage, PA Speaker wiring and installation -and Low Voltage, Data Cabling for WiF >BP: Interior alteration for this first tenant Improvement on the 1st Floor of this newly built manufacturing/office base building. Tenant fit out totals approx. 28,500 sf. 24,500 sf of which is the Motor Vehicle Repair Shop, and, 4,000 sf is support areas (office, lunch rooms, etc.) No spray booth proposed. NO DP REQUIRED AS PER JOHN GREER FEB-11-21 VBBL-2019 - NFPA 13 Stage 1 - Full Construction for First Tenant Improvement issued on April 22, 2022. | Optinet Systems Inc
EP-2022-04414 | NULL | 1055 VERNON DRIVE #100, Vancouver, BC V6A 3P4 | Electrical Permit | Commercial | New | Withdrawn | Installation / Repair - Commercial - Low Voltage, Data Cabling for WiFi | Optinet Systems Inc
EP-2022-06710 | 2022-08-18 | 1055 VERNON DRIVE #100, Vancouver, BC V6A 3P4 | Electrical Permit | Commercial | Tenant Improvement | Completed | Installation / Repair - Commercial - Connection to control cabinets for three spray booths. Add emergency lighting. >BP: To install new Spray Booths in this tenant improvement on the 1st floor of an existing building at 1055 Vernon Drive (suite #100). VBBL2019- NFPA 33 / 13. Stage 1 - Full Construction for Tenant Improvement issued on Aug. 8, 2022. | INT Electrical Ltd
SP-2022-00982 | 2023-05-05 | 1055 VERNON DRIVE #100, Vancouver, BC V6A 3P4 | Sprinkler Permit | Commercial | Tenant Improvement | Issued | Commercial - For all sprinkler work to the 2019 VBBL; 2019 VFBL, NFPA 13, 2013, NFPA 33, NFPA 30 to install new spray booths for the the tenant Improvement on the 1st floor of an existing building at 1055 Vernon Drive. (base building currently under construction). Sprinkler heads to be installed in the spray booth and exhaust ducting of an existing building THIS IS A CERTIFIED PROFESSIONAL PROJECT and the CP is Susana Chui, PEng CP This application does not include any of the following: • Warehouse storage arrangements, or mobile compact storage arrangements. • Changes to the sprinkler system supply piping (e.g. valves, mains, cross-mains, etc.). • Flexible sprinkler pipe. • ITE Rooms. • New AL's or modifications to existing AL's. Related Permits: 1 SP-2020-00836 - 1055 Vernon Dr. (Above grade sprinklers and final standpipe design) 2 SP-2020-00713 - Below grade sprinklers and standpipe 3 AL-2020-00091 - Combined Garbage Room and Loading Bay (no modification) 4 AL-2021-00210 - Glazing Protected by Specific Application Window Sprinklers (no modifications) Notes: 1 Sprinkler Engineer of Record Mr Ryan Pavey, PEng of Cardinal Engineering. 2 Per February 20, 2023 email correspondence from Ryan Pavey, PEng Commodity Class a Total quantity of paint in the rack is 60L, which is below the Class 1A max allowable quantity. NFPA 33 indicates that the quantities of paint being stored/used are within what is shown in Table 8.2. of NFPA 33. b Storage Containers – The paint is stored in plastic containers that range in size from 0.5L to 3.5L, depending on the colour. c Storage Shelving – The storage shelving is a Fillon Quick-Mix 220. Dimensions as per [drawings]. This is a specialty shelving system for mixing room applications and is appropriately ULC/CSA certified to be in this type of environment. 3 Per February 20, 2023 email correspondence from Ryan Pavey, P.Eng No plenums above the spray booths. | Pacific Rim Fire Protection (2008) Ltd
NULL | NULL | 1055 VERNON DRIVE #200, Vancouver, BC V6A 3P4 | Gas Permit | Commercial | New | Draft | Commercial - Temporary Gas Lines for Temporary Construction Heaters | NULL
EP-2023-03445 | 2023-04-21 | 1055 VERNON DRIVE #400, Vancouver, BC V6A 3P4 | Electrical Permit | Commercial | Tenant Improvement | Issued | Installation / Repair - Commercial - Tenant improvement for bio-manufacturing and support offices; lighting, lighting control, emergency lighting, distribution. >BP: #400 - Interior alteration to provide tenant fitout for this new General Office tenant and exterior alterations to install a new HRV unit and penetrations to the existing exterior wall and roof at unit #400 at this existing mixed-use industrial and office building. Tenant: Precision Nanosystems Inc. Exterior alterations for a new HRV unit and penetrations to the existing exterior wall and roof at unit #400 has been accepted by planner Samantha Patterson, January 14, 2022. | Bridge Electric Corp
SP-2023-01049 | 2023-10-30 | 1055 VERNON DRIVE #400, Vancouver, BC V6A 3P4 | Sprinkler Permit | Commercial | Tenant Improvement | Issued | Commercial - For sprinkler system alterations to the 2019 VBBL and NFPA 13, 2013 for the tenant improvements to provide interior alteration to provide tenant fit out for this new General Office tenant and exterior alterations to install a new HRV unit and penetrations to the existing exterior wall and roof at unit #400 at this existing mixed-use industrial and office building. This application does not include any of the following: • Warehouse storage arrangements, or mobile compact storage arrangements. • New alternative solutions and/or modifications to existing alternative solutions. Notes: - Fire Suppression System Engineer of Record Laurence Peng, P.Eng. of Viking T: 604 324 7122 E: lpeng@vikingfire.ca - One set of approved drawings and permit to be available for viewing at the jobsite Flexible Sprinkler Drops - (Tenant Improvement Area Only (Unit 400)) - Automatic sprinkler system has been designed for the use of Victaulic AH2 flexible sprinkler drops with 1/2" outlets, up to 48" with a maximum of 3 x 90 degree bends at a 7" bend radius for use with standard coverage pendent sprinklers as noted on the drawings. | Viking Fire Protection Inc
EP-2023-03051 | 2023-04-06 | 2156 NAPIER STREET, Vancouver, BC V5L 2N9 | Electrical Permit | Residential | Addition | Completed | Installation / Repair - Residential - Install an EV Charger receptacle 30A, a 15A receptacle on Arc fault and GFCI breakers from existing wiring in junction box at back parking pad area. | Hot Electric Inc.
EP-2023-09189 | 2023-10-12 | 315 E 2ND AVENUE, Vancouver, BC V5T 1B9 | Electrical Permit | Commercial | Addition | Issued | Installation / Repair - Commercial - Installation of Controls for energy Transfer Station. | Ainsworth Inc
EP-2023-09411 | 2023-10-17 | 1888 SCOTIA STREET, Vancouver, BC | Electrical Permit | Commercial | New | Issued | Temporary Power - Commercial - To provide temporary power. | Alpine Electric Ltd
EP-2024-00345 | 2024-01-18 | 1888 SCOTIA STREET, Vancouver, BC | Electrical Permit | Residential | New | Issued | Installation / Repair - Residential - Low voltage Hvac controls wiring and installations >BP: To construct a new 10-storey mixed-use building | Olympic Controls Inc
EP-2022-08622 | 2022-10-11 | 1888 SCOTIA STREET, Vancouver, BC | Electrical Permit | Commercial | New | Expired | Temporary Power - Commercial - To provide temporary power. | Alpine Electric Ltd
EP-2022-08623 | 2022-12-23 | 1888 SCOTIA STREET, Vancouver, BC | Electrical Permit | Commercial | New | Issued | Installation / Repair - Commercial - New 10-storey building with 2 levels of CRU's and 133 residential units all over 2 levels underground parking. >BP: To construct a new 10-storey mixed-use building consisting of: • 1st. storey - residential lobby, industrial flex space (shell) at 1886 Scotia St., and lower level of industrial flex spaces (shell) at 319 & 323 E 2nd Ave. • 2nd. storey Restaurant (shell) ( Group A-2), upper level of lower level of shell industrial flex spaces at 319 & 323 E 2nd Ave. ( Group F2) Retail shell (limited food) Group E-2 ( or OFFICE D ???TBD) Office shell Group D • 3rd to 8th storeys - 126 rental residential units • 9th and 10th storeys - seven (7) 2 level residential rental units; all over 2 levels underground parking. Total number of residential rental units is 133. Note: Due to sloping site, the 2nd storey CRU units at are accessible from entry plaza directly connected to E 2nd Ave. Building is TIPs eligible as at the time of construction. Note: Interior accessible route will be designed to Section 4.3 & 5.1 of CSA B651 in lieu of Article 3.8.3.2 of VBBL 2019. 13-May-2022- Stage 1 (excavation, shoring - to install secant piles on all 4 sides on this site, and foundation to grade structural only) issued. Stage 2 ( full Permit) in review | Alpine Electric Ltd
PP-2022-03738 | 2023-01-30 | 1888 SCOTIA STREET, Vancouver, BC | Plumbing Permit | Commercial | New | Issued | Commercial - 10 storey concrete residential building >BP: To construct a new 10-storey mixed-use building consisting of: • 1st. storey - residential lobby, industrial flex space (shell) at 1886 Scotia St., and lower level of industrial flex spaces (shell) at 319 & 323 E 2nd Ave. • 2nd. storey Restaurant (shell) ( Group A-2), upper level of lower level of shell industrial flex spaces at 319 & 323 E 2nd Ave. ( Group F2) Retail shell (limited food) Group E-2 ( or OFFICE D ???TBD) Office shell Group D • 3rd to 8th storeys - 126 rental residential units • 9th and 10th storeys - seven (7) 2 level residential rental units; all over 2 levels underground parking. Total number of residential rental units is 133. Note: Due to sloping site, the 2nd storey CRU units at are accessible from entry plaza directly connected to E 2nd Ave. Building is TIPs eligible as at the time of construction. Note: Interior accessible route will be designed to Section 4.3 & 5.1 of CSA B651 in lieu of Article 3.8.3.2 of VBBL 2019. 13-May-2022- Stage 1 (excavation, shoring - to install secant piles on all 4 sides on this site, and foundation to grade structural only) issued. Stage 2 ( full Permit) in review | GEORGIA MECHANICAL SYSTEMS (2008) LTD
EP-2022-10440 | 2022-12-09 | 1888 SCOTIA STREET, Vancouver, BC | Electrical Permit | Commercial | New | Expired | Temporary Power - Commercial - To provide temporary power. | Alpine Electric Ltd
EP-2022-03963 | 2022-05-13 | 1888 SCOTIA STREET, Vancouver, BC | Electrical Permit | Commercial | New | Expired | Temporary Power - Commercial - To provide temporary power. | Berts Electric (2001) Ltd
PP-2023-00241 | 2023-01-24 | 3285 SOPHIA STREET, Vancouver, BC | Plumbing Permit | Residential | New | Issued | Residential - Draintile,Rainwater leader,Sanitary,Storm and sump connection(Outside services) | Khela Excavating Ltd.
NULL | NULL | 3285 SOPHIA STREET, Vancouver, BC | Plumbing Permit | Residential | New | Draft | Residential - Plumbing for new build | Saran Plumbing and Heating Ltd
PP-2023-01322 | 2023-04-17 | 3285 SOPHIA STREET, Vancouver, BC | Plumbing Permit | Residential | New | Issued | Residential - Plumbing for new build >BP: To construct a 2 storey + cellar one-family dwelling. Note: Parking for the site has been provided under DB-2021-06537 (Laneway House). Note: This is a 2 storey building pursuant to the Zoning and Development By-Law. 1- No bar/Sink proposed 2- A/C unit proposed in the rear yard 3- Schedule B: Vishnu Suresh (778-885-0551) Structural & Geotechnical with Architectural ( glass guards) 4- BC Housing Residential Builder - Nugen Boutique Homes Ltd. | Saran Plumbing and Heating Ltd
MP-2023-00728 | 2023-04-28 | 3285 SOPHIA STREET, Vancouver, BC | Mechanical Permit | NULL | NULL | Issued | NULL | Saran Plumbing and Heating Ltd
GP-2023-01752 | 2023-06-06 | 3285 SOPHIA STREET, Vancouver, BC | Gas Permit | Residential | New | Issued | Residential - Complete boiler, bbq and piping only for fireplace, firepit. >BP: To construct a 2 storey + cellar one-family dwelling | Deep Gas Fitting Ltd.
GP-2023-01553 | 2023-05-15 | 3285 SOPHIA STREET, Vancouver, BC | Gas Permit | Residential | New | Issued | Residential - Installation of 1 gas fireplace -venting and hook up only >BP: To construct a 2 storey + cellar one-family dwelling May 15-2023-AMEND -permit address 3285 Sophia St | Urban Fireplaces Ltd
EP-2023-06162 | 2023-07-10 | 3285 SOPHIA STREET, Vancouver, BC | Electrical Permit | Residential | New | Issued | Installation / Repair - Residential - Installation of alarm, Cctv, data, Intercom, Sound, >BP: To construct a 2 storey + cellar one-family dwelling ($945,750). Note: This Building Permit will remain in a suspended status until the associated (green) Demolition Permit BP-2022-00596 is completed. Note: Parking for the site has been provided under DB-2021-06537 (Laneway House). Note: This is a 2 storey building pursuant to the Zoning and Development By-Law. 1- No bar/Sink proposed 2- A/C unit proposed front yard facing East elevation. 3- Schedule B: Vishnu Suresh (778-885-0551) Structural & Geotechnical with Architectural ( glass guards) 4- BC Housing Residential Builder - Nugen Boutique Homes Ltd. ******THIS PERMIT HAS BEEN ISSUED UNDER THE REQUIREMENTS OF VBBL #12511 (2019)****** | Supertech Systems Ltd
EP-2023-06384 | 2023-08-09 | 3285 SOPHIA STREET, Vancouver, BC | Electrical Permit | Residential | New | Issued | Installation / Repair - Residential - Rough wiring with service >BP: >BP: To construct a 2 storey + cellar one-family dwelling ($945,750). Note: Parking for the site has been provided under DB-2021-06537 (Laneway House). Note: This is a 2 storey building pursuant to the Zoning and Development By-Law. 1- No bar/Sink proposed 2- A/C unit proposed front yard facing East elevation. 3- Schedule B: Vishnu Suresh (778-885-0551) Structural & Geotechnical with Architectural ( glass guards) 4- BC Housing Residential Builder - Nugen Boutique Homes Ltd. ******THIS PERMIT HAS BEEN ISSUED UNDER THE REQUIREMENTS OF VBBL #12511 (2019)****** | ALPHA ONE ELECTRIC LTD
SP-2023-01133 | 2023-06-27 | 3285 SOPHIA STREET, Vancouver, BC | Sprinkler Permit | Residential | New | Issued | Residential - new home >BP: To construct a 2 storey + cellar one-family dwelling Note: Parking for the site has been provided under DB-2021-06537 (Laneway House). Note: This is a 2 storey building pursuant to the Zoning and Development By-Law. 1- No bar/Sink proposed 2- A/C unit proposed front yard facing East elevation. 3- Schedule B: Vishnu Suresh (778-885-0551) Structural & Geotechnical with Architectural ( glass guards) 4- BC Housing Residential Builder - Nugen Boutique Homes Ltd. | SBMS Construction Ltd
SP-2023-01134 | 2023-06-27 | 3255 SOPHIA STREET, Vancouver, BC | Sprinkler Permit | Residential | New | Issued | Residential - NEW HOME >BP: To construct a 2 storey laneway house building with an attached garage and 1 open parking pad, providing a total of 3 parking spaces, having vehicular access from the lane. Note: This is a 1 ½ storey building pursuant to the Zoning & Development By-law. 1. Covenant registered at the Land Title Office under CA9992828 2. No Strata Titling permitted 3. Schedule B: Vishnu Suresh (778-885-0551) Structural & Geotechnical 4. BC Housing Residential Builder - Nugen Boutique Homes Ltd. | SBMS Construction Ltd
EP-2023-06163 | 2023-07-10 | 3255 SOPHIA STREET, Vancouver, BC | Electrical Permit | Residential | New | Issued | Installation / Repair - Residential - Installation of alarm, cable, data, doorbell. >BP: To construct a 2 storey laneway house building ($221,500) with an attached garage and 1 open parking pad, providing a total of 3 parking spaces, having vehicular access from the lane. Note: This is a 1 ½ storey building pursuant to the Zoning & Development By-law. 1. Covenant registered at the Land Title Office under CA9992828 2. No Strata Titling permitted 3. Schedule B: Vishnu Suresh (778-885-0551) Structural & Geotechnical 4. BC Housing Residential Builder - Nugen Boutique Homes Ltd. ******THIS PERMIT HAS BEEN ISSUED UNDER THE REQUIREMENTS OF VBBL #12511 (2019)****** | Supertech Systems Ltd
EP-2023-06385 | 2023-07-31 | 3255 SOPHIA STREET, Vancouver, BC | Electrical Permit | Residential | New | Issued | Installation / Repair - Residential - Laneway 2x200 amp service >BP: To construct a 2 storey laneway house building ($221,500) with an attached garage and 1 open parking pad, providing a total of 3 parking spaces, having vehicular access from the lane. Note: This is a 1 ½ storey building pursuant to the Zoning & Development By-law. 1. Covenant registered at the Land Title Office under CA9992828 2. No Strata Titling permitted 3. Schedule B: Vishnu Suresh (778-885-0551) Structural & Geotechnical 4. BC Housing Residential Builder - Nugen Boutique Homes Ltd. ******THIS PERMIT HAS BEEN ISSUED UNDER THE REQUIREMENTS OF VBBL #12511 (2019)****** | ALPHA ONE ELECTRIC LTD
PP-2023-02995 | 2023-08-24 | 3255 SOPHIA STREET, Vancouver, BC | Plumbing Permit | Residential | New | Issued | Residential - Plumbing for laneway >BP: To construct a 2 storey laneway house building ($221,500) with an attached garage and 1 open parking pad, providing a total of 3 parking spaces, having vehicular access from the lane. Note: This is a 1 ½ storey building pursuant to the Zoning & Development By-law. 1. Covenant registered at the Land Title Office under CA9992828 2. No Strata Titling permitted 3. Schedule B: Vishnu Suresh (778-885-0551) Structural & Geotechnical 4. BC Housing Residential Builder - Nugen Boutique Homes Ltd. | Saran Plumbing and Heating Ltd
PP-2023-00242 | 2023-01-24 | 3255 SOPHIA STREET, Vancouver, BC | Plumbing Permit | Residential | New | Issued | Residential - Draintile, Rainwater leader, Sanitary, storm and sump connection (Outside services) April 4/2023-AMEND - to add sump pump. NOTE: Engineering Assurance letter will be submitted to the Plumbing Inspector on the site. Letter shall conform to the requirements of Vancouver Bulletin 2000-008-EL/P | Khela Excavating Ltd.
GP-2023-00507 | 2023-02-13 | 2726 E 26TH AVENUE, Vancouver, BC V5R 1L2 | Gas Permit | Residential | New | Completed | Residential - To install 2 boiler 2 range 1 BBQ There is pipping for BBQ >BP: To construct a 2 storey two-family dwelling with one secondary suite located in the Basement with a detached accessory building (garage) and 1 open parking at the rear providing 3 parking spaces, having vehicular access from the lane. Note: The entire building, INCLUDING THE ATTACHED GARAGE (if applicable), to be sprinklered to 2 x NFPA 13D 1. Covenant registered at the Land Title Office under CA9942410 2. No A/C proposed 3. Schedule B: (S.N.Biswas) P.Eng (604.250.8666) Structural & Geotechnical 4. HPO: Residential Builder- Gidda and Lakhvir Aujla at Ess & Ess Enterprises Ltd | JOT MECHANICAL LTD
PP-2022-02135 | 2022-06-20 | 5305 TAUNTON STREET #3, Vancouver, BC V5R 4B2 | Plumbing Permit | Residential | New | Completed | Residential - Sumps -NOTE: Engineering Assurance letter will be submitted to the Plumbing Inspector on the site. Letter shall conform to the requirements of Vancouver Bulletin 2000-008-EL/PL | Bhullar Excavating and Demolition
PP-2022-02398 | 2022-07-11 | 5305 TAUNTON STREET #3, Vancouver, BC V5R 4B2 | Plumbing Permit | Residential | New | Completed | Residential - Plumbing for new house >To construct a 1 storey laneway house building ($191,875) with a basement and 1 open parking pad, providing a total of 1 parking spaces, having vehicular access from the 20' Lane. 1. Covenant not required with existing house 2. No Strata Titling permitted 3. No A/C Unit proposed 4. Entire building to be sprinklered 13D 5. Schedule B: (Shamsul Alam Shikder) P.Eng (778.889.3740) Structural 6. Schedule B: (Shamsul Alam Shikder) P.Eng (778.889.3740) Geotechnical 7. HPO: Residential Builder- Heer Properties Group Corp NOTE: To achieve the required FSR. A floor space exclusion of 3% has been applied to this application as per section 11.24.18 of the district schedule, to accommodate improved building performance. Address Information: Principle Dwelling: #1-5305 Taunton St Laneway home: #3-5305 Taunton St Address and suite number assigned as per approved plans for Fire and Emergency response. The address number is to be posted to the building to be visible from the street and the suite number is to be posted at the suite entry in accordance with the Building By-law prior to final inspection. NOTE: Information regarding the principal building on the survey and site plan is for reference only. Any discrepancy between information regarding the principal building on the survey and/or site plan and approved permit drawings for the principal building are neither approved nor authorized under this laneway house permit. *EXISTING HOUSE* Note: Bldg 1 (principal bldg) addressed #1-5305 Taunton St retained on site. **THIS PERMIT HAS BEEN ISSUED UNDER THE REQUIREMENTS OF VBBL #12511 (2019) ** | Rain Coast Plumbing & Heating Ltd
SP-2022-01312 | 2022-08-22 | 5305 TAUNTON STREET #3, Vancouver, BC V5R 4B2 | Sprinkler Permit | Residential | New | Completed | Residential - new sprinkler installation >To construct a 1 storey laneway house building ($191,875) with a basement and 1 open parking pad, providing a total of 1 parking spaces, having vehicular access from the 20' Lane. 1. Covenant not required with existing house 2. No Strata Titling permitted 3. No A/C Unit proposed 4. Entire building to be sprinklered 13D 5. Schedule B: (Shamsul Alam Shikder) P.Eng (778.889.3740) Structural 6. Schedule B: (Shamsul Alam Shikder) P.Eng (778.889.3740) Geotechnical 7. HPO: Residential Builder- Heer Properties Group Corp NOTE: To achieve the required FSR. A floor space exclusion of 3% has been applied to this application as per section 11.24.18 of the district schedule, to accommodate improved building performance. Address Information: Principle Dwelling: #1-5305 Taunton St Laneway home: #3-5305 Taunton St Address and suite number assigned as per approved plans for Fire and Emergency response. The address number is to be posted to the building to be visible from the street and the suite number is to be posted at the suite entry in accordance with the Building By-law prior to final inspection. NOTE: Information regarding the principal building on the survey and site plan is for reference only. Any discrepancy between information regarding the principal building on the survey and/or site plan and approved permit drawings for the principal building are neither approved nor authorized under this laneway house permit. *EXISTING HOUSE* Note: Bldg 1 (principal bldg) addressed #1-5305 Taunton St retained on site. **THIS PERMIT HAS BEEN ISSUED UNDER THE REQUIREMENTS OF VBBL #12511 (2019) ** | Real Tech Fire Protection Ltd
EP-2022-06888 | 2022-08-17 | 5305 TAUNTON STREET #3, Vancouver, BC V5R 4B2 | Electrical Permit | Residential | New | Completed | Installation / Repair - Residential - Laneway House at back of main house with 200 amp service . Low voltage and extra low voltage , security prewire only. Main consumer's service: 200A. Main house service: 100A. LWH service: 100A. >BP: To construct a 1 storey laneway house building ($191,875) with a basement and 1 open parking pad, providing a total of 1 parking spaces, having vehicular access from the 20' Lane. 1. Covenant not required with existing house 2. No Strata Titling permitted 3. No A/C Unit proposed 4. Entire building to be sprinklered 13D 5. Schedule B: (Shamsul Alam Shikder) P.Eng (778.889.3740) Structural 6. Schedule B: (Shamsul Alam Shikder) P.Eng (778.889.3740) Geotechnical 7. HPO: Residential Builder- Heer Properties Group Corp Address Information: Principle Dwelling: #1-5305 Taunton St Laneway home: #3-5305 Taunton St Address and suite number assigned as per approved plans for Fire and Emergency response. The address number is to be posted to the building to be visible from the street and the suite number is to be posted at the suite entry in accordance with the Building By-law prior to final inspection. NOTE: Information regarding the principal building on the survey and site plan is for reference only. Any discrepancy between information regarding the principal building on the survey and/or site plan and approved permit drawings for the principal building are neither approved nor authorized under this laneway house permit. *EXISTING HOUSE* Note: Bldg 1 (principal bldg) addressed #1-5305 Taunton St retained on site. **THIS PERMIT HAS BEEN ISSUED UNDER THE REQUIREMENTS OF VBBL #12511 (2019) ** | Blueridge Electrical Ltd.
EP-2022-05120 | 2022-06-17 | 103 W 6TH AVENUE, Vancouver, BC V5Y 1K3 | Electrical Permit | Commercial | New | Completed | Interim - Commercial - Scope of work: slab, underground, raceways, branch circuits. Note: A separate installation permit is required. The proposed high-voltage installation requires an installation permit obtained by a (TSBC) licensed contractor registered with an unrestricted ‘A’ FSR on its licence and a designated AFSR must be named on the permit application for the HV installation. This condition applies to an interim permit for the HV installation. >BP: To construct a new 4-storey (3-storey under Zoning & Development) industrial and commercial mixed use building consisting 2nd storey - manufacturing use (shell), 3rd & 4th storeys - office use (shell), all over 2 levels of parking (Level P1 (1st storey) and Level P2 below grade) via car elevator, having vehicular access from the lane. Separate tenant improvement permits are required for all shell tenant spaces. This permit has been reviewed under the 2019 Vancouver Building By-law (#12511). Building to be sprinklered to NFPA 13 requirements. The office shell portions of the building are TIPs eligible at the time of constuction. Related to DP-2017-01190, M/A DP-2019-00636 and M/A DP-2020-00571. STAGED CONSTRUCTION Stage 1 - Excavation and Shoring - issued September 27, 2021 Stage 2 - Full Construction - issued April 26, 2022 | Maple Reinders Constructors Ltd
EP-2022-06154 | 2022-07-26 | 103 W 6TH AVENUE, Vancouver, BC V5Y 1K3 | Electrical Permit | Commercial | New | Issued | Installation / Repair - Commercial - High-voltage installation. Installation of Switchgear and MV cables with connection to rooftop transformer. BP: To construct a new 4-storey (3-storey under Zoning & Development) industrial and commercial mixed use building consisting 2nd storey - manufacturing use (shell), 3rd & 4th storeys - office use (shell), all over 2 levels of parking (Level P1 (1st storey) and Level P2 below grade) via car elevator, having vehicular access from the lane. | Allteck Line Contractors Inc
PP-2023-02666 | 2023-07-27 | 103 W 6TH AVENUE, Vancouver, BC V5Y 1K3 | Plumbing Permit | Commercial | Tenant Improvement | Issued | Commercial - Installing (3) washrooms on the 2nd floor of the Man6 (Ekistics) building. >BP: Interior alterations to provide tenant improvements for Level 2- #201 for an Office (Group D) in this existing commercial building on this site. Building Review Branch Notes: This is considered to be the First TI. | SOMATIC HVAC SOLUTIONS LTD
SP-2023-01121 | 2023-10-23 | 103 W 6TH AVENUE, Vancouver, BC V5Y 1K3 | Sprinkler Permit | Commercial | Tenant Improvement | Issued | Commercial - For sprinkler system alterations to the 2019 VBBL and NFPA 13, 2013 for the tenant improvements to provide interior alterations for Level 2- #201 for an Office (Group D) in this existing commercial building on this site. This is a CP project and the CP is John Buscemi. Engineer of Record: Ryan Pavey 604-605-0606 pavey@cardinalfire.ca | Viking Fire Protection Inc
EP-2023-07537 | 2023-08-18 | 103 W 6TH AVENUE, Vancouver, BC V5Y 1K3 | Electrical Permit | Commercial | New | Issued | Temporary Power - Commercial - To provide temporary power. | Maple Reinders Constructors Ltd
EP-2023-08206 | 2023-09-28 | 103 W 6TH AVENUE, Vancouver, BC V5Y 1K3 | Electrical Permit | Commercial | Tenant Improvement | Issued | Installation / Repair - Commercial - Installation of lighting, receptacles and data. (Power and (quadlogic) electronic metering provided by base building). >BP: Interior alterations to provide tenant improvements for Level 2- #201 for an Office (Group D) in this existing commercial building on this site. Building Review Branch Notes: This is considered to be the First TI. This is a CP Process Permit and the applicant is John Buscemi, P.Eng, CP. Cleared for BP only by M.Au. ***REVIEWED UNDER VBBL 2019, WITH UPDATED ENERGY REQUIREMENTS AS PER BYLAW #12997 EFFECTIVE JAN 01, 2023*** STAGED CONSTRUCTION Stage 1: Full Construction - 2023-06-27- S.Le | INCLINED ELECTRIC LTD.
EP-2023-08653 | 2023-09-26 | 103 W 6TH AVENUE, Vancouver, BC V5Y 1K3 | Electrical Permit | Commercial | New | Issued | Installation / Repair - Commercial - Install heat trace to domestic cold water in parkade & on roof; all electrical connections by others. >BP: To construct a new 4-storey (3-storey under Zoning & Development) industrial and commercial mixed use building consisting 2nd storey - manufacturing use (shell), 3rd & 4th storeys - office use (shell), all over 2 levels of parking (Level P1 (1st storey) and Level P2 below grade) via car elevator, having vehicular access from the lane. Separate tenant improvement permits are required for all shell tenant spaces. This permit has been reviewed under the 2019 Vancouver Building By-law (#12511). Building to be sprinklered to NFPA 13 requirements. Related to DP-2017-01190, M/A DP-2019-00636 and M/A DP-2020-00571. STAGED CONSTRUCTION Stage 1 - Excavation and Shoring - issued September 27, 2021 Stage 2 - Full Construction - issued April 26, 2022 Revision 1 - Exterior alterations that include changing the composite decking to concrete tiles/pavers, proposing wood non-moveable planters, revising fence to metal guard around mechanical enclosure, removing sidewalk strips and exposed aggregate, to match M/A DP-2023-00128. - in review | Artech Electric Ltd
SP-2022-00526 | 2023-04-12 | 103 W 6TH AVENUE, Vancouver, BC V5Y 1K3 | Sprinkler Permit | Commercial | New | Issued | Commercial - For all sprinkler work to the 2019 VBBL; NFPA 13, 2013; standpipe work to NFPA 14, 2013 and alternative solutions prepared by GHL Consultants Ltd for this newly constructed 4-storey (3-storey under Zoning & Development) industrial and commercial mixed use building consisting 2nd storey - manufacturing use (shell only), 3rd & 4th storeys - office use (shell only), all over 2 levels of parking (Level P1 (1st storey) and Level P2 below grade) via car elevator, having vehicular access from the lane. THIS IS A CERTIFIED PROFESSIONAL PROJECT and the CP is John Buscemi, P.Eng.,C.P. of GHL Consultants Ltd. This application does not include any of the following: • Warehouse storage arrangements, or mobile compact storage arrangements. • Flexible sprinkler pipe. • Information Technology Equipment Rooms (e.g. IT Rooms, LAN Rooms, etc.). Related Permits: AL-2021-00149: Exposure Protection at Loading Bay Entry Notes: 1. Fire Suppression System Engineer of Record Mr. Ryan Pavey, P.Eng. of Cardinal Engineering Ltd. T: 604 605 0606. E: pavey@cardinalfire.ca. 2. One set of approved drawings and permit to be available for viewing at the jobsite. 3. Separate tenant improvement permits are required for all shell tenant spaces. 4. Construction Standpipe to Bulletin 2017-003-BU/FI, VBBL, NFPA 14, and VFBL. 5. *** Hose valve locations and signage reviewed with and approved by VFRS. Specific to this project only. a. Stair P1/1 - hose connections at the main landings. b. Stair 3 (located directly above Stair 1) - hose connections consistent with Stair P1/1 at the main landings. c. Stair P2/2 - hose connections be located at the intermediate landings. d. Provide signage outside the doors entering Stair P2/2 stating, "HOSE CONNECTIONS AT INTERMEDIATE LANDINGS".*** | Viking Fire Protection Inc
EP-2022-02634 | 2022-07-26 | 103 W 6TH AVENUE, Vancouver, BC V5Y 1K3 | Electrical Permit | Commercial | New | Issued | Installation / Repair - Commercial - Construction of a new mass timber 4-storey light industrial and commercial office building, including 2 levels of underground parking garage, a rooftop amenity area, and related onsite civil work and services. EP-2022-06154 for HV installation. >BP:To construct a new 4-storey (3-storey under Zoning & Development) industrial and commercial mixed use building consisting 2nd storey - manufacturing use (shell), 3rd & 4th storeys - office use (shell), all over 2 levels of parking (Level P1 (1st storey) and Level P2 below grade) via car elevator, having vehicular access from the lane. Separate tenant improvement permits are required for all shell tenant spaces. This permit has been reviewed under the 2019 Vancouver Building By-law (#12511). Building to be sprinklered to NFPA 13 requirements. The office shell portions of the building are TIPs eligible at the time of constuction. Related to DP-2017-01190, M/A DP-2019-00636 and M/A DP-2020-00571. STAGED CONSTRUCTION Stage 1 - Excavation and Shoring - issued September 27, 2021 Stage 2 - Full Construction - issued April 26, 2022 Amend: Nov 16th, 2023 requesting to change the FSR to Richard Booth FSR #CEL000219659 Class B | Maple Reinders Constructors Ltd
PP-2022-01286 | 2022-04-14 | 3467 MONMOUTH AVENUE #3, Vancouver, BC V5R 5R8 | Plumbing Permit | Residential | New | Completed | Residential - LWH - #3 - One sump out of the laneway To construct a 2 storey laneway house building with 1 open parking pad, providing a total of 1 parking spaces, having vehicular access from the 20' Lane. Note: This is a 1 ½ storey building pursuant to the Zoning & Development By-law. 1. Covenant not required with existing house 2. No Strata Titling permitted 3. No A/C Unit proposed | Jewel Mini Excavating Ltd
GP-2022-01212 | 2022-04-21 | 3467 MONMOUTH AVENUE #3, Vancouver, BC V5R 5R8 | Gas Permit | Residential | New | Completed | Residential - To install piping and appliances for a new laneway with complete installation. | Skyway Plumbing & gas Ltd
PP-2022-01504 | 2022-05-04 | 3467 MONMOUTH AVENUE #3, Vancouver, BC V5R 5R8 | Plumbing Permit | Residential | New | Completed | Residential - To install piping and fixtures for a new laneway house. | Skyway Plumbing & gas Ltd
SP-2022-00906 | 2022-06-07 | 3467 MONMOUTH AVENUE #3, Vancouver, BC V5R 5R8 | Sprinkler Permit | Residential | New | Completed | Residential - To install piping and fixtures for a new laneway house. To construct a 2 storey laneway house building with 1 open parking pad, providing a total of 1 parking spaces, having vehicular access from the 20' Lane. Note: This is a 1 ½ storey building pursuant to the Zoning & Development By-law. 1. Covenant not required with existing house 2. No Strata Titling permitted 3. No A/C Unit proposed 4. Entire building to be sprinklered 13D 5. Schedule B: (ZHANCHAO ZHAO) P.Eng (604.526.1305) Structural 6. Schedule B: (ZHANCHAO ZHAO) P.Eng (604.526.1305) Geotechnical 7. HPO: Owner Builder - 103620 | Skyway Plumbing & gas Ltd
PP-2023-03248 | 2023-09-13 | 2471 EDGAR CRESCENT, Vancouver, BC V6L 2G5 | Plumbing Permit | Residential | New | Issued | Residential - This is a new house with 21 fixtures >BP: To construct a 2 storey + basement one-family dwelling with a secondary suite located in the basement with a detached accessory building (garage) and open parking pad, at the rear providing 2 parking spaces, having vehicular access from the lane. Note: This is a 2.5 storey building pursuant to the Zoning and Development By-Law 1- Covenant registered at the Land Title Office under CB642561 2- External mechanical unit proposed in rear yard 3- Schedule B: Wing Ki Leung, P.Eng (604.543.8044) Structural & Geotechnical 4- HPO: Bill's Developments Ltd. Oct 26/2023-AMEND Address 2475 Edgar retired and primary is 2471 Edgar Cres according to addressing notes on Oct 25/23 | AKAL Plumbing & Heating Ltd
EP-2023-04469 | 2023-05-23 | 2471 EDGAR CRESCENT, Vancouver, BC V6L 2G5 | Electrical Permit | Residential | New | Issued | Temporary Power - Residential - To provide temporary power. ***NOTE: Work authorized by this permit is for placement of a temporary power pole only and does not authorize any site construction and/or excavation. A separate Building Permit will be required prior to commencement of any other work on this site. | N & M Electric Ltd
GP-2023-03183 | 2023-10-24 | 2481 EDGAR CRESCENT, Vancouver, BC V6L 2G5 | Gas Permit | Residential | New | Issued | Residential - 1 Gas Range & 1 BBQ >BP: To construct a 2 storey + basement one-family dwelling with a secondary suite located in the basement with a detached accessory building (garage), at the rear providing 2 parking spaces, having vehicular access from the lane. | AKAL Plumbing & Heating Ltd
MP-2023-01997 | 2023-11-07 | 2481 EDGAR CRESCENT, Vancouver, BC V6L 2G5 | Mechanical Permit | NULL | NULL | Issued | NULL | AKAL Plumbing & Heating Ltd
EP-2023-10234 | 2023-11-22 | 2481 EDGAR CRESCENT, Vancouver, BC V6L 2G5 | Electrical Permit | Residential | New | Issued | Installation / Repair - Residential - All electrical work All electrical work including wiring for lights, receptacles, appliances, grounding and bonding. All wiring as per electrical code >BP: To construct a 2 storey + basement one-family dwelling with a secondary suite located in the basement with a detached accessory building (garage), at the rear providing 2 parking spaces, having vehicular access from the lane. | N & M Electric Ltd
PP-2023-03839 | 2023-11-01 | 2481 EDGAR CRESCENT, Vancouver, BC V6L 2G5 | Plumbing Permit | Residential | New | Issued | Residential - This is a new house with 21 fixtures >BP: To construct a 2 storey + basement one-family dwelling with a secondary suite located in the basement with a detached accessory building (garage), at the rear providing 2 parking spaces, having vehicular access from the lane. Note: This is a 2.5 storey building pursuant to the Zoning and Development By-Law 1- Covenant registered at the Land Title Office under CB642559 2- External mechanical unit (Heat pump) proposed in rear yard 3- Schedule B: Wing Ki Leung, P.Eng (604.543.8044) Structural & Geotechnical 4- HPO: Bill's Developments Ltd. | AKAL Plumbing & Heating Ltd
SP-2023-02227 | 2023-12-12 | 2481 EDGAR CRESCENT, Vancouver, BC V6L 2G5 | Sprinkler Permit | Residential | New | Issued | Residential - 1FD+SS - #1 & #2 - Install sprinklers in SFD >DB: To construct a 2 storey + basement one-family dwelling with a secondary suite located in the basement with a detached accessory building (garage), at the rear providing 2 parking spaces, having vehicular access from the lane. Note: This is a 2.5 storey building pursuant to the Zoning and Development By-Law 1- Covenant registered at the Land Title Office under CB642559 2- External mechanical unit (Heat pump) proposed in rear yard ***This permit is issued under the VBBL 2019, with updated energy requirements as per bylaw # 12997 effective Jan 01, 2022.*** The entire building, to be sprinklered to NFPA 13D. ******THIS PERMIT HAS BEEN ISSUED UNDER THE REQUIREMENTS OF VBBL #12511 (2019)****** | Gold Key Fire Protection Ltd
EP-2023-11059 | 2023-12-11 | 2481 EDGAR CRESCENT, Vancouver, BC V6L 2G5 | Electrical Permit | Residential | New | Issued | Installation / Repair - Residential - Low voltage - tv, tel, alarm, intercom >BP: To construct a 2 storey + basement one-family dwelling with a secondary suite located in the basement with a detached accessory building (garage), at the rear providing 2 parking spaces, having vehicular access from the lane. Note: This is a 2.5 storey building pursuant to the Zoning and Development By-Law 1- Covenant registered at the Land Title Office under CB642559 2- External mechanical unit (Heat pump) proposed in rear yard 3- Schedule B: Wing Ki Leung, P.Eng (604.543.8044) Structural & Geotechnical 4- HPO: Bill's Developments Ltd. ******THIS PERMIT HAS BEEN ISSUED UNDER THE REQUIREMENTS OF VBBL #12511 (2019)****** | Ads Security Systems Ltd
GP-2022-02419 | 2022-08-26 | 872 E 22ND AVENUE, Vancouver, BC | Gas Permit | Residential | New | Completed | Residential - Gas piping roughing & finishing >BP: 2FD (LOT A) To construct a 2 and half storey two-family dwelling ($703,750) with a detached accessory building (garage) at the rear providing 2 parking spaces, having vehicular access from the lane. | FAST ROUTE PLUMBING & REFRIGERATION MECHANICAL LTD
EP-2022-07147 | 2022-08-24 | 872 E 22ND AVENUE, Vancouver, BC | Electrical Permit | Residential | New | Completed | Installation / Repair - Residential - 2FD - FRONT - 872 E 22ND AV BACK - 874 E 22ND AV wiring and service for new duplex. >DB: To construct a 2 and half storey two-family dwelling with a detached accessory building (garage) at the rear providing 2 parking spaces, having vehicular access from the lane. The entire building, INCLUDING THE ATTACHED GARAGE (if applicable), to be sprinklered to 2x NFPA 13D. 1. A/C unit proposed in the rear by garage, int. upper floor roof deck 2. No bar sink proposed | G.S.G. Electric Ltd.
SP-2022-01459 | 2022-09-23 | 872 E 22ND AVENUE, Vancouver, BC | Sprinkler Permit | Residential | New | Completed | Residential - 2FD - FRONT - 872 E 22ND AV BACK - 874 E 22ND AV To Install 49 sprinkler heads >DB: To construct a 2 and half storey two-family dwelling with a detached accessory building (garage) at the rear providing 2 parking spaces, having vehicular access from the lane. The entire building, INCLUDING THE ATTACHED GARAGE (if applicable), to be sprinklered to 2x NFPA 13D. Note: This is a 2 and half storey building pursuant to the Zoning and Development By-Law 1. A/C unit proposed in the rear by garage, int. upper floor roof deck 2. No bar sink proposed ** Amend 09/26/2022** uploaded revised drawings and schedule B | General Sprinkler Systems Ltd
PP-2022-01479 | 2022-05-05 | 872 E 22ND AVENUE, Vancouver, BC | Plumbing Permit | Residential | New | Completed | Residential - SUMP | Bhullar Excavating and Demolition
PP-2022-01404 | 2022-04-26 | 872 E 22ND AVENUE, Vancouver, BC | Plumbing Permit | Residential | New | Completed | Residential - 2FD - FRONT UNIT - 872 E 22ND AV BACK UNIT - 874 E 22ND AV abs roughing & water piping To construct a 2 and half storey two-family dwelling with a detached accessory building (garage) at the rear providing 2 parking spaces, having vehicular access from the lane. The entire building, INCLUDING THE ATTACHED GARAGE (if applicable), to be sprinklered to 2x NFPA 13D. Note: This is a 2 and half storey building pursuant to the Zoning and Development By-Law 1. A/C unit proposed in the rear by garage, int. upper floor roof deck 2. No bar sink proposed | Morteza Shahrvand
EP-2022-07195 | 2022-08-29 | 874 E 22ND AVENUE, Vancouver, BC | Electrical Permit | Residential | New | Completed | Installation / Repair - Residential - My extra low voltage scope of work is Cablevision, Computer data cabling, Security cameras, Complete Security Alarm System, Telephone and Vacuum system <BP: 2FD (LOT A) To construct a 2 and half storey two-family dwelling ($703,750) with a detached accessory building (garage) at the rear providing 2 parking spaces, having vehicular access from the lane. The entire building, INCLUDING THE ATTACHED GARAGE (if applicable), to be sprinklered to 2x NFPA 13D. Note: This is a 2 and half storey building pursuant to the Zoning and Development By-Law 1. A/C unit proposed in the rear by garage, int. upper floor roof deck 2. No bar sink proposed 3. Schedule B: Alan Prahalad, P.Eng (604.831.1431) Structural & Geotechnical 4. HPO: Residential Builder, Indra Construction Ltd. | Karma Communications Ltd.
EP-2022-07196 | 2022-08-29 | 882 E 22ND AVENUE, Vancouver, BC | Electrical Permit | Residential | New | Completed | Installation / Repair - Residential - My low voltage scope of work is Cablevision, Computer data cabling, Security cameras, Complete Security Alarm System, Telephone and Vacuum system. >BP: To construct a two-storey two-family dwelling ($703,750) with a detached accessory building (garage) at the rear providing 2 parking spaces, having vehicular access from the lane. Note: This is a 2 and half storey building pursuant to the Zoning and Development By-Law 1. A/C unit proposed in the rear by garage, int. upper floor roof deck 2. No bar sink proposed 3. Schedule B: Alan Prahalad, P.Eng (604.831.1431) Structural & Geotechnical 4. HPO: Residential Builder, Indra Construction Ltd. | Karma Communications Ltd.
SP-2022-01435 | 2022-09-07 | 882 E 22ND AVENUE, Vancouver, BC | Sprinkler Permit | Residential | New | Completed | Residential - To Install 49 sprinkler heads >BP: To construct a two-storey two-family dwelling ($703,750) with a detached accessory building (garage) at the rear providing 2 parking spaces, having vehicular access from the lane. | General Sprinkler Systems Ltd
GP-2022-02420 | 2022-08-17 | 882 E 22ND AVENUE, Vancouver, BC | Gas Permit | Residential | New | Completed | Residential - gas piping roughing & finishing >BP: To construct a two-storey two-family dwelling ($703,750) with a detached accessory building (garage) at the rear providing 2 parking spaces, having vehicular access from the lane. Note: This is a 2 and half storey building pursuant to the Zoning and Development By-Law 1. A/C unit proposed in the rear by garage, int. upper floor roof deck 2. No bar sink proposed 3. Schedule B: Alan Prahalad, P.Eng (604.831.1431) Structural & Geotechnical 4. HPO: Residential Builder, Indra Construction Ltd. | FAST ROUTE PLUMBING & REFRIGERATION MECHANICAL LTD
PP-2022-01405 | 2022-04-26 | 882 E 22ND AVENUE, Vancouver, BC | Plumbing Permit | Residential | New | Completed | Residential - 2FD - FRONT UNIT - 882 E 22ND AV BACK UNIT - 880 E 22ND AV Abs roughing & water piping To construct a two-storey two-family dwelling with a detached accessory building (garage) at the rear providing 2 parking spaces, having vehicular access from the lane. Note: This is a 2 and half storey building pursuant to the Zoning and Development By-Law 1. A/C unit proposed in the rear by garage, int. upper floor roof deck 2. No bar sink proposed | Morteza Shahrvand
PP-2022-01480 | 2022-05-05 | 882 E 22ND AVENUE, Vancouver, BC | Plumbing Permit | Residential | New | Completed | Residential - SUMP WITHOUT PUMP | Bhullar Excavating and Demolition
PP-2022-01406 | 2022-04-26 | 892 E 22ND AVENUE, Vancouver, BC | Plumbing Permit | Residential | New | Completed | Residential - 1FD+SS- Abs roughing & water piping To construct a 2 storey + basement one-family dwelling with a secondary suite and a open parking pad at the rear providing one parking space, having vehicular access from the lane. Covenant to be registered prior to sheathing inspection. Note: This is a 2 storey building pursuant to the Zoning and Development By-Law 1- No Bar/Sink proposed 2- A/C unit proposed on second storey AMEND: SEPT 28/2022 ADD 2 deck drains. In main house AMEND: OCT 4/2022 Add 2 more roof drain | Morteza Shahrvand
PP-2022-02016 | 2022-06-13 | 892 E 22ND AVENUE, Vancouver, BC | Plumbing Permit | Residential | New | Completed | Residential - sump no pump Amend: Aug 15, 2022 add another sump to this permit for laneway with gravity | Bhullar Excavating and Demolition
SP-2022-01437 | 2022-09-07 | 892 E 22ND AVENUE, Vancouver, BC | Sprinkler Permit | Residential | New | Completed | Residential - To Install 27 sprinkler heads >BP: To construct a 2 storey + basement one-family dwelling with a secondary suite ($718,000) and a open parking pad at the rear providing one parking space, having vehicular access from the lane. **The entire building, INCLUDING THE ATTACHED GARAGE (if applicable), to be sprinklered to NFPA 13D.** | General Sprinkler Systems Ltd
GP-2022-02557 | 2022-08-29 | 892 E 22ND AVENUE, Vancouver, BC | Gas Permit | Residential | New | Completed | Residential - Gas piping roughing & finishing Amended- Sept 29th **Gas fire place & fire pit piping only** >BP: To construct a 2 storey + basement one-family dwelling with a secondary suite ($718,000) and a open parking pad at the rear providing one parking space, having vehicular access from the lane. | FAST ROUTE PLUMBING & REFRIGERATION MECHANICAL LTD
EP-2022-07654 | 2022-09-26 | 892 E 22ND AVENUE, Vancouver, BC | Electrical Permit | Residential | New | Completed | Installation / Repair - Residential - Wiring and Service for main house. Main House: 150 Amp Laneway: 100 Amp Total Service: 200 Amp >BP: To construct a 2 storey + basement one-family dwelling with a secondary suite ($718,000) and a open parking pad at the rear providing one parking space, having vehicular access from the lane. Covenant to be registered prior to sheathing inspection. Note: This is a 2 storey building pursuant to the Zoning and Development By-Law 1- No Bar/Sink proposed 2- A/C unit proposed on second storey 3- Schedule B: Alan Prahalad P.Eng (604.831.1431) Structural & Geotechnical 4-HPO: Residential Builder - Indra Construction Ltd. | G.S.G. Electric Ltd.
EP-2022-08104 | 2022-09-27 | 892 E 22ND AVENUE, Vancouver, BC | Electrical Permit | Residential | New | Completed | Installation / Repair - Residential - Extra Low Voltage & Alarm prewire and finishing - Complete Security Alarm System >BP: To construct a 2 storey + basement one-family dwelling with a secondary suite ($718,000) and a open parking pad at the rear providing one parking space, having vehicular access from the lane. | Karma Communications Ltd.
GP-2022-02902 | 2022-09-29 | 892 E 22ND AVENUE, Vancouver, BC | Gas Permit | Residential | New | Completed | Residential - Install fireplace only >BP: 2FD (LOT A) To construct a 2 and half storey two-family dwelling ($703,750) with a detached accessory building (garage) at the rear providing 2 parking spaces, having vehicular access from the lane. Amended: Oct 4,2022 Spoke to Ram today and the change of address is to 892 E 22nd. | JOT MECHANICAL LTD
NULL | NULL | 892 E 22ND AVENUE, Vancouver, BC | Mechanical Permit | NULL | NULL | Draft | NULL | Morteza Shahrvand
NULL | NULL | 892 E 22ND AVENUE, Vancouver, BC | Mechanical Permit | NULL | NULL | Draft | NULL | Morteza Shahrvand
EP-2022-08105 | 2022-09-29 | 3805 ST. CATHERINES STREET, Vancouver, BC | Electrical Permit | Residential | New | Completed | Installation / Repair - Residential - Extra Low Voltage & Alarm system prewire and finishing - Complete Security Alarm System >BP: To construct a 2 storey laneway house building ($160,750.00) with an open parking pad, providing 1 parking space, having vehicular access from the lane. Covenant to be registered prior to sheathing inspection. Note: This is a 1 ½ storey building pursuant to the Zoning & Development By-law 1- No Bar/Sink proposed 2- No A/C unit proposed 3- Schedule B: Alan Prahalad P.Eng (604.831.1431) Structural & Geotechnical 4-HPO: Residential Builder - Indra Construction Ltd. | Karma Communications Ltd.
EP-2022-07655 | 2022-09-16 | 3805 ST. CATHERINES STREET, Vancouver, BC | Electrical Permit | Residential | New | Completed | Installation / Repair - Residential - Wiring and service for new laneway Main house: 150 Amp Laneway: 100 Amp Total service: 200 Amp >BP: To construct a 2 storey laneway house building ($160,750.00) with an open parking pad, providing 1 parking space, having vehicular access from the lane. Covenant to be registered prior to sheathing inspection. Note: This is a 1 ½ storey building pursuant to the Zoning & Development By-law 1- No Bar/Sink proposed 2- No A/C unit proposed 3- Schedule B: Alan Prahalad P.Eng (604.831.1431) Structural & Geotechnical 4-HPO: Residential Builder - Indra Construction Ltd. | G.S.G. Electric Ltd.
SP-2022-01628 | 2022-10-03 | 3805 ST. CATHERINES STREET, Vancouver, BC | Sprinkler Permit | Residential | New | Completed | Residential - To Install 11 sprinkler heads To construct a 2 storey laneway house building with an open parking pad, providing 1 parking space, having vehicular access from the lane. Covenant to be registered prior to sheathing inspection. Note: This is a 1 ½ storey building pursuant to the Zoning & Development By-law 1- No Bar/Sink proposed 2- No A/C unit proposed 3- Schedule B: Alan Prahalad P.Eng (604.831.1431) Structural & Geotechnical 4-HPO: Residential Builder - Indra Construction Ltd. | General Sprinkler Systems Ltd
PP-2022-01407 | 2022-04-26 | 3805 ST. CATHERINES STREET, Vancouver, BC | Plumbing Permit | Residential | New | Completed | Residential - LWH - Abs roughing & water piping To construct a 2 storey laneway house building with an open parking pad, providing 1 parking space, having vehicular access from the lane. Covenant to be registered prior to sheathing inspection. Note: This is a 1 ½ storey building pursuant to the Zoning & Development By-law 1- No Bar/Sink proposed 2- No A/C unit proposed | Morteza Shahrvand
EP-2022-07148 | 2022-08-24 | 880 E 22ND AVENUE, Vancouver, BC | Electrical Permit | Residential | New | Completed | Installation / Repair - Residential - 2FD - FRONT - 882 E 22ND AV BACK - 880 E 22ND AV Wiring and service for new duplex >DB: To construct a two-storey two-family dwelling with a detached accessory building (garage) at the rear providing 2 parking spaces, having vehicular access from the lane. Note: This is a 2 and half storey building pursuant to the Zoning and Development By-Law 1. A/C unit proposed in the rear by garage, int. upper floor roof deck 2. No bar sink proposed | G.S.G. Electric Ltd.
PP-2022-04117 | 2022-11-16 | 3566 E 27TH AVENUE #3, Vancouver, BC | Plumbing Permit | Residential | New | Completed | Residential - Plumbing for new laneway house >BP: To construct a 2 storey laneway house building ($149,500.00) with an open parking pad, providing 1 parking space, having vehicular access from the lane. Note: This is a 1 ½ storey building pursuant to the Zoning & Development By-law 1. Covenant registered at the Land Title Office under CA9796278 2. No Strata Titling permitted 3. No A/C unit proposed 4. Schedule B: MD. Shahidul Alam, P.Eng (604-653-7475) Structural & Geotechnical 5. HPO: Residential Builder - Horizon One Properties Ltd. 6. The entire building, INCLUDING THE ATTACHED GARAGE (if applicable), to be sprinklered to NFPA 13D. | Rain Coast Plumbing & Heating Ltd
EP-2023-00254 | 2023-01-12 | 3566 E 27TH AVENUE #3, Vancouver, BC | Electrical Permit | Residential | New | Completed | Installation / Repair - Residential - The security alarm and data tel are pre-wired and finished, as well as the doorbell >BP: To construct a 2 storey laneway house building ($149,500.00) with an open parking pad, providing 1 parking space, having vehicular access from the lane. Note: This is a 1 ½ storey building pursuant to the Zoning & Development By-law 1. Covenant registered at the Land Title Office under CA9796278 2. No Strata Titling permitted 3. No A/C unit proposed 4. Schedule B: MD. Shahidul Alam, P.Eng (604-653-7475) Structural & Geotechnical 5. HPO: Residential Builder - Horizon One Properties Ltd. 6. The entire building, INCLUDING THE ATTACHED GARAGE (if applicable), to be sprinklered to NFPA 13D. ******THIS PERMIT HAS BEEN ISSUED UNDER THE REQUIREMENTS OF VBBL #12511 (2019)****** | Innova Security Systems Inc
SP-2023-00056 | 2023-01-13 | 3566 E 27TH AVENUE #3, Vancouver, BC | Sprinkler Permit | Residential | New | Completed | Residential - new sprinkler installation >BP: To construct a 2 storey laneway house building ($149,500.00) with an open parking pad, providing 1 parking space, having vehicular access from the lane. Note: This is a 1 ½ storey building pursuant to the Zoning & Development By-law 1. Covenant registered at the Land Title Office under CA9796278 2. No Strata Titling permitted 3. No A/C unit proposed 4. Schedule B: MD. Shahidul Alam, P.Eng (604-653-7475) Structural & Geotechnical 5. HPO: Residential Builder - Horizon One Properties Ltd. 6. The entire building, INCLUDING THE ATTACHED GARAGE (if applicable), to be sprinklered to NFPA 13D. ******THIS PERMIT HAS BEEN ISSUED UNDER THE REQUIREMENTS OF VBBL #12511 (2019)****** | Real Tech Fire Protection Ltd
MP-2023-01666 | 2023-09-13 | 3566 E 27TH AVENUE #3, Vancouver, BC | Mechanical Permit | NULL | NULL | Completed | NULL | Ultimate Choice Air Conditioning & Renovations Ltd
EP-2023-00678 | 2023-01-30 | 3566 E 27TH AVENUE #3, Vancouver, BC | Electrical Permit | Residential | New | Completed | Installation / Repair - Residential - rough in and finishing of laneway house. 2FD + BSMT/ EP-2022-10289 >BP: To construct a 2 storey laneway house building with an open parking pad, providing 1 parking space, having vehicular access from the lane. Note: This is a 1 ½ storey building pursuant to the Zoning & Development By-law 1. Covenant registered at the Land Title Office under CA9796278 2. No Strata Titling permitted 3. No A/C unit proposed 4. Schedule B: MD. Shahidul Alam, P.Eng (604-653-7475) Structural & Geotechnical 5. HPO: Residential Builder - Horizon One Properties Ltd. 6. The entire building, INCLUDING THE ATTACHED GARAGE (if applicable), to be sprinklered to NFPA 13D. | STAT ELECTRICS LIMITED
MP-2022-00442 | 2022-10-20 | 1980 NASSAU DRIVE, Vancouver, BC | Mechanical Permit | NULL | NULL | Completed | NULL | Lally Plumbing & Heating Ltd
MP-2023-00401 | 2023-03-16 | 3571 MAYFAIR AVENUE, Vancouver, BC | Mechanical Permit | NULL | NULL | Issued | NULL | Forbes Mechanical Ltd
PP-2022-03916 | 2022-10-31 | 319 E 50TH AVENUE #3, Vancouver, BC | Plumbing Permit | Residential | New | Completed | Residential - Laneway work To construct a 2 storey laneway house building with 1 open parking pad, providing a total of 1 parking space, having vehicular access from the 20' Lane. Note: This is a 1 ½ storey building pursuant to the Zoning & Development By-law. 1. Covenant registered at the Land Title Office under CA9810186 2. No Strata Titling permitted 3. No A/C Unit proposed 4. Schedule B: Md. Shahidul Alam) P.Eng (604.653.7475) Structural & Geotechnical 5. HPO: Residential Builder- (Woodbine Builders Ltd.) >>>Amend: June 7, 2023 -Add 2 plumbing fixture on this permit 1-Kitchen sink 1- Dishwasher | Blueline Plumbing & Heating Ltd
EP-2022-10001 | 2022-11-30 | 319 E 50TH AVENUE #3, Vancouver, BC | Electrical Permit | Residential | New | Completed | Installation / Repair - Residential - New laneway house electrical work main service 200 amp. 125 amp to laneway house 150 amp to main house. >BP: To construct a 2 storey laneway house building ($167,000) with 1 open parking pad, providing a total of 1 parking space, having vehicular access from the 20' Lane. Note: This is a 1 ½ storey building pursuant to the Zoning & Development By-law. 1. Covenant registered at the Land Title Office under CA9810186 2. No Strata Titling permitted 3. No A/C Unit proposed 4. Schedule B: Md. Shahidul Alam) P.Eng (604.653.7475) Structural & Geotechnical 5. HPO: Residential Builder- (Woodbine Builders Ltd.) NOTE: To achieve the required FSR. A floor space exclusion of 3% has been applied to this application as per section 11.17.24.(d) of the district schedule, to accommodate improved building performance. NOTE: Information regarding the principal building on the survey and site plan is for reference only. Any discrepancy between information regarding the principal building on the survey and/or site plan and approved permit drawings for the principal building are neither approved nor authorized under this laneway house permit. *NEW HOUSE* Note: See DB-2021-05906 for Bldg 1 on site (principal bldg) addressed #1-319 E 50th Av. **THIS PERMIT HAS BEEN ISSUED UNDER THE REQUIREMENTS OF VBBL #12511 (2019) ** ****ALL PC NOTES HAS BEEN ACCEPTED BY THE APPLICANT*** | Uppal Electrical Ltd
SP-2023-00070 | 2023-01-13 | 319 E 50TH AVENUE #3, Vancouver, BC | Sprinkler Permit | Residential | New | Completed | Residential - new sprinkler system >BP: To construct a 2 story laneway house building with 1 open parking pad, providing a total of 1 parking space, having vehicular access from the 20' Lane. Note: This is a 1 ½ storey building pursuant to the Zoning & Development By-law. 1. Covenant registered at the Land Title Office under CA9810186 2. No Strata Titling permitted 3. No A/C Unit proposed 4. Schedule B: Md. Shahidul Alam) P.Eng (604.653.7475) Structural & Geotechnical 5. HPO: Residential Builder- (Woodbine Builders Ltd.) | Haven Fire Protection Ltd
EP-2023-00208 | 2023-01-11 | 319 E 50TH AVENUE #3, Vancouver, BC | Electrical Permit | Residential | New | Completed | Installation / Repair - Residential - Low voltage rough for tel, data, cable and doorbell. Rough wire for alarm system. >BP: To construct a 2 story laneway house building with 1 open parking pad, providing a total of 1 parking space, having vehicular access from the 20' Lane. Note: This is a 1 ½ storey building pursuant to the Zoning & Development By-law. 1. Covenant registered at the Land Title Office under CA9810186 2. No Strata Titling permitted 3. No A/C Unit proposed 4. Schedule B: Md. Shahidul Alam) P.Eng (604.653.7475) Structural & Geotechnical 5. HPO: Residential Builder- (Woodbine Builders Ltd.) | Paratech Integrated Systems Ltd
PP-2022-03207 | 2022-09-14 | 319 E 50TH AVENUE #3, Vancouver, BC | Plumbing Permit | Residential | New | Completed | Residential - Installation sump | J B Siteworks Inc
PP-2023-01482 | 2023-04-27 | 3349 W 37TH AVENUE #3, Vancouver, BC | Plumbing Permit | Residential | New | Issued | Residential - This is a new laneway house with 9 fixtures >BP: To construct a 2 storey laneway house building with an attached garage and 1 open parking pad, providing a total of 2 parking spaces, having vehicular access from the lane This is a 1 ½ storey building pursuant to the Zoning & Development By-law 1- No A/C unit proposed. 2- Schedule B: Antony Wang P.Eng (604.618.6236) Structural & Geotechnical 3- HPO: Calvin & Collin Construction Ltd. | AKAL Plumbing & Heating Ltd
EP-2023-01482 | 2023-02-24 | 3349 W 37TH AVENUE #3, Vancouver, BC | Electrical Permit | Residential | New | Issued | Installation / Repair - Residential - Electrical wiring for laneway house. And install 400amp service with two meters. 1st meter- 200amp for 3349 W37th Ave (main house) 2nd meter- 125amp for #3-3349 W37th Ave(laneway house) >BP: To construct a 2 storey laneway house building with an attached garage and 1 open parking pad, providing a total of 2 parking spaces, having vehicular access from the lane This is a 1 ½ storey building pursuant to the Zoning & Development By-law 1- No A/C unit proposed. 2- Schedule B: Antony Wang P.Eng (604.618.6236) Structural & Geotechnical 3- HPO: Calvin & Collin Construction Ltd. | Altech Electric Ltd
SP-2023-01136 | 2023-06-27 | 3349 W 37TH AVENUE #3, Vancouver, BC | Sprinkler Permit | Residential | New | Issued | Residential - NEW HOME >BP: To construct a 2 storey laneway house building with an attached garage and 1 open parking pad, providing a total of 2 parking spaces, having vehicular access from the lane This is a 1 ½ storey building pursuant to the Zoning & Development By-law 1- No A/C unit proposed. 2- Schedule B: Antony Wang P.Eng (604.618.6236) Structural & Geotechnical 3- HPO: Calvin & Collin Construction Ltd. | SBMS Construction Ltd
EP-2023-06097 | 2023-07-07 | 3349 W 37TH AVENUE #3, Vancouver, BC | Electrical Permit | Residential | New | Issued | Installation / Repair - Residential - Low voltage rough-in and completion of security alarm, tel, data, cable. >BP: To construct a 2 storey laneway house building with an attached garage and 1 open parking pad, providing a total of 2 parking spaces, having vehicular access from the lane This is a 1 ½ storey building pursuant to the Zoning & Development By-law 1- No A/C unit proposed. 2- Schedule B: Antony Wang P.Eng (604.618.6236) Structural & Geotechnical 3- HPO: Calvin & Collin Construction Ltd. Combustible projections or roof soffits on an exposing building face shall not project to less than .45m from the property line and shall be in compliance with VBBL 2019 9.10.15.5.(9) ******THIS PERMIT HAS BEEN ISSUED UNDER THE REQUIREMENTS OF VBBL #12511 (2019)****** | Infinitech Security & Integration Inc.
NULL | NULL | 3349 W 37TH AVENUE #3, Vancouver, BC | Mechanical Permit | NULL | NULL | Draft | NULL | Altech Electric Ltd
NULL | NULL | 3349 W 37TH AVENUE #3, Vancouver, BC | Mechanical Permit | NULL | NULL | Draft | NULL | Altech Electric Ltd
NULL | NULL | 3067 KITCHENER STREET, Vancouver, BC | Plumbing Permit | Residential | New | Draft | Residential - Storm sump installation | Bison Excavation & Demolition
NULL | NULL | 3067 KITCHENER STREET, Vancouver, BC | Plumbing Permit | Residential | New | Draft | Residential - Outside sump installation | Bison Excavation & Demolition
MP-2023-01051 | 2023-06-08 | 3180 LARCH STREET, Vancouver, BC | Mechanical Permit | NULL | NULL | Issued | NULL | JAI Plumbing & Heating Ltd
SP-2023-01067 | 2023-06-19 | 3250 W 26TH AVENUE #3, Vancouver, BC | Sprinkler Permit | Residential | New | Completed | Residential - LWH - #3 - new sprinkler installation >DB: To construct a 2 storey laneway house building with an attached garage and 1 open parking pad, providing a total of 2 parking spaces, having vehicular access from the 20' Lane. Note: This is a 1 ½ storey building pursuant to the Zoning & Development By-law. 1. Covenant registered at the Land Title Office under CA9499985 2. No Strata Titling permitted 3. No A/C Unit proposed **THIS PERMIT HAS BEEN ISSUED UNDER THE REQUIREMENTS OF VBBL #12511 (2019) ** | Real Tech Fire Protection Ltd
PP-2023-01743 | 2023-05-17 | 3250 W 26TH AVENUE #3, Vancouver, BC | Plumbing Permit | Residential | New | Completed | Residential - Plumbing >BP: To construct a 2 storey laneway house building wiith an attached garage and 1 open parking pad, providing a total of 2 parking spaces, having vehicular access from the 20' Lane. Note: This is a 1 ½ storey building pursuant to the Zoning & Development By-law. 1. Covenant registered at the Land Title Office under CA9499985 2. No Strata Titling permitted 3. No A/C Unit proposed 4. Schedule B: (ALAN PRAHALAD, P.Eng. 604-831-1431.) Structural & Geotechnical 5. HPO: Residential Builder- (GREAT WALL PROJECTS LTD.) | Gurumehar Plumbing & Heating Ltd
EP-2023-05914 | 2023-07-04 | 3250 W 26TH AVENUE #3, Vancouver, BC | Electrical Permit | Residential | New | Completed | Installation / Repair - Residential - Installation of security alarm and data wiring. >BP: To construct a 2 storey laneway house building ($224,987.50) with an attached garage and 1 open parking pad, providing a total of 2 parking spaces, having vehicular access from the 20' Lane. | Opticnet Communications Inc
EP-2022-07981 | 2022-09-23 | 3250 W 26TH AVENUE #3, Vancouver, BC | Electrical Permit | Residential | New | Completed | Installation / Repair - Residential - LWH Electrical wiring for NEW: LWH Service 200 amps of Laneway house *Permit Amendment Jul 05, 2023 -2 separate 200A SERVICES -1FD + 1SS- 200A -LWH- 200A >BP: To construct a 2 storey laneway house building ($224,987.50) with an attached garage and 1 open parking pad, providing a total of 2 parking spaces, having vehicular access from the 20' Lane. Note: This is a 1 ½ storey building pursuant to the Zoning & Development By-law. 1. Covenant registered at the Land Title Office under CA9499985 2. No Strata Titling permitted 3. No A/C Unit proposed 4. Schedule B: (ALAN PRAHALAD, P.Eng. 604-831-1431.) Structural & Geotechnical 5. HPO: Residential Builder- (GREAT WALL PROJECTS LTD.) | Apaar Electrical Ltd
EP-2022-09863 | 2023-03-07 | 3236 W 35TH AVENUE #3, Vancouver, BC | Electrical Permit | Residential | New | Issued | Installation / Repair - Residential - new house wiring >BP: To construct a 2 storey laneway house building ($225,000.00) with an attached garage and 1 open parking pad, providing a total of 2 parking spaces, having vehicular access from the 20' Lane. Note: This is a 1 ½ storey building pursuant to the Zoning & Development By-law. Note: The entire building, INCLUDING THE ATTACHED GARAGE, is to be sprinklered to NFPA 13 D per 3.2.5.12.(3)(d) 1. Covenant registered at the Land Title Office under CA9880091 2. No Strata Titling permitted 3. No A/C Unit proposed 4. Schedule B: (Ke Jian Ma) P.Eng (604-599-8890) Structural & Geotechnical 5. HPO: Residential Builder- (Boyoung Group Homes Ltd)) *NEW HOUSE* Note: See DB-2021-06230 for Bldg 1 on site (principal bldg) addressed #1-3236 W 35th Av. **THIS PERMIT HAS BEEN ISSUED UNDER THE REQUIREMENTS OF VBBL #12511 (2019) ** >>>>>>> Amend: Oct. 4th -New Service should have been selected. this permit has now been amended for new service | Ema Electric Ltd
MP-2023-01860 | 2023-10-17 | 3236 W 35TH AVENUE #3, Vancouver, BC | Mechanical Permit | NULL | NULL | Issued | NULL | Lumi HVAC Ltd
SP-2023-01844 | 2023-10-05 | 3236 W 35TH AVENUE #3, Vancouver, BC | Sprinkler Permit | Residential | New | Issued | Residential - LWH - #3 - Install sprinklers in LWH >DB: To construct a 2 storey laneway house building with an attached garage and 1 open parking pad, providing a total of 2 parking spaces, having vehicular access from the 20' Lane. Note: This is a 1 ½ storey building pursuant to the Zoning & Development By-law. Note: The entire building, INCLUDING THE ATTACHED GARAGE, is to be sprinklered to NFPA 13 D per 3.2.5.12.(3)(d) 1. Covenant registered at the Land Title Office under CA9880091 2. No Strata Titling permitted 3. No A/C Unit proposed **THIS PERMIT HAS BEEN ISSUED UNDER THE REQUIREMENTS OF VBBL #12511 (2019) ** | Gold Key Fire Protection Ltd
PP-2023-03045 | 2023-08-28 | 3236 W 35TH AVENUE #3, Vancouver, BC | Plumbing Permit | Residential | New | Issued | Residential - LWH - #3 - Plumbing for 2 bathroom laneway house >DB: To construct a 2 storey laneway house building with an attached garage and 1 open parking pad, providing a total of 2 parking spaces, having vehicular access from the 20' Lane. Note: This is a 1 ½ storey building pursuant to the Zoning & Development By-law. Note: The entire building, INCLUDING THE ATTACHED GARAGE, is to be sprinklered to NFPA 13 D per 3.2.5.12.(3)(d) 1. Covenant registered at the Land Title Office under CA9880091 2. No Strata Titling permitted 3. No A/C Unit proposed **THIS PERMIT HAS BEEN ISSUED UNDER THE REQUIREMENTS OF VBBL #12511 (2019) ** | Apple Mechanical Ltd
PP-2023-03854 | 2023-11-02 | 528 E 56TH AVENUE #3, Vancouver, BC | Plumbing Permit | Residential | New | Issued | Residential - plumbing at main and >BP: To construct a 2 storey laneway house building 1 open parking pad having vehicular access from the 20' Lane. Note: The entire building, INCLUDING THE ATTACHED GARAGE (if applicable), to be sprinklered to NFPA 13D Note: This is a 1 ½ storey building pursuant to the Zoning & Development By-law. 1. Covenant registered at the Land Title Office under CA9860659 2. No Strata Titling permitted 3. No heat pump proposed 4. Schedule B: (M.S. Alam) P.Eng (604.653.7475) Structural & Geotechnical 5. HPO: Residential Builder- Senghera Holdings ltd | Kennedy Mechanical Ltd
EP-2023-09730 | 2023-11-07 | 528 E 56TH AVENUE #3, Vancouver, BC | Electrical Permit | Residential | New | Issued | Installation / Repair - Residential - ¦ #3LWH- 200A ¦ Laneway house >BP: To construct a 2 storey laneway house building ($155,835.00) 1 open parking pad having vehicular access from the 20' Lane. Note: The entire building, INCLUDING THE ATTACHED GARAGE (if applicable), to be sprinklered to NFPA 13D Note: This is a 1 ½ storey building pursuant to the Zoning & Development By-law. 1. Covenant registered at the Land Title Office under CA9860659 2. No Strata Titling permitted 3. No heat pump proposed 4. Schedule B: (M.S. Alam) P.Eng (604.653.7475) Structural & Geotechnical 5. HPO: Residential Builder- Senghera Holdings ltd NOTE: To achieve the required FSR. A floor space exclusion of 3% has been applied to this application as per section 11.24.18 of the district schedule, to accommodate improved building performance. *NEW HOUSE* Note: See DB-2021-06839 for Bldg 1 on site (principal bldg) addressed(1-2) 528 E 56th Ave **THIS PERMIT HAS BEEN ISSUED UNDER THE REQUIREMENTS OF VBBL #12511 (2019) ** | Eminence Electrical Ltd
EP-2023-11078 | 2023-12-12 | 528 E 56TH AVENUE #3, Vancouver, BC | Electrical Permit | Residential | New | Issued | Installation / Repair - Residential - Security Alarm, Internet, Intercom, TV, Tel. | Covert Security Solutions Inc
SP-2023-02295 | 2023-12-20 | 528 E 56TH AVENUE #3, Vancouver, BC | Sprinkler Permit | Residential | New | Issued | Residential - Install sprinklers in lwh >BP: To construct a 2 storey laneway house building 1 open parking pad having vehicular access from the 20' Lane. Note: The entire building, INCLUDING THE ATTACHED GARAGE (if applicable), to be sprinklered to NFPA 13D Note: This is a 1 ½ storey building pursuant to the Zoning & Development By-law. 1. Covenant registered at the Land Title Office under CA9860659 2. No Strata Titling permitted 3. No heat pump proposed 4. Schedule B: (M.S. Alam) P.Eng (604.653.7475) Structural & Geotechnical 5. HPO: Residential Builder- Senghera Holdings ltd | Gold Key Fire Protection Ltd
PP-2023-02607 | 2023-07-24 | 528 E 56TH AVENUE #3, Vancouver, BC | Plumbing Permit | Residential | New | Issued | Residential - Sentry and storm con with sump | AKAL DEMOLITION & EXCAVATING LTD
MP-2023-00960 | 2023-05-30 | 4419 W 16TH AVENUE, Vancouver, BC | Mechanical Permit | NULL | NULL | Cancelled | NULL | Apple Mechanical Ltd
NULL | NULL | 336 E 35TH AVENUE, Vancouver, BC | Mechanical Permit | NULL | NULL | Draft | NULL | NULL
PP-2023-01722 | 2023-05-16 | 336 E 35TH AVENUE, Vancouver, BC | Plumbing Permit | Residential | New | Issued | Residential - Duplex >BP: To construct a two-storey two-family dwelling, with a detached accessory building (garage) at the rear providing 2 parking spaces, having vehicular access from the lane. Note: This is a 2 storey building pursuant to the Zoning and Development By-Law 1. A/C units proposed in rear yard 2. Bar sinks proposed in main floor 3. Schedule B: Md. Shahidul Alam (604.653.7475) Structural & Geotechnical 4. HPO: 1041211 B.C. Ltd. | JAI Plumbing & Heating Ltd
SP-2023-00431 | 2023-03-13 | 5835 CLARENDON STREET #3, Vancouver, BC | Sprinkler Permit | Residential | New | Completed | Residential - LWH - #3 - sprinkler >DB: To construct a 2 storey laneway house building with an attached garage and 1 open parking pad, providing a total of 2 parking spaces, having vehicular access from the lane. Note: This is a 1 ½ storey building pursuant to the Zoning & Development By-law 1- Covenant registered at the Land Title Office under (CA9984659). 2- No strata titling permitted. 3- No A/C unit proposed. The entire building, INCLUDING THE ATTACHED GARAGE , to be sprinklered to NFPA 13D. | Ghuman Mechanical Ltd
EP-2023-02249 | 2023-03-16 | 5835 CLARENDON STREET #3, Vancouver, BC | Electrical Permit | Residential | New | Completed | Installation / Repair - Residential - tv, telephone, alarm prewire and complete >BP: To construct a 2 storey laneway house building with an attached garage and 1 open parking pad, providing a total of 2 parking spaces, having vehicular access from the lane. Note: This is a 1 ½ storey building pursuant to the Zoning & Development By-law 1- Covenant registered at the Land Title Office under (CA9984659). 2- No strata titling permitted. 3- No A/C unit proposed. 4- Schedule B: Beerinder SidhuM.Eng. P.Eng (604.339.0034) Structural & Geotechnical 5- HPO: Happy Pacific Developments Ltd. ******THIS PERMIT HAS BEEN ISSUED UNDER THE REQUIREMENTS OF VBBL #12511 (2019)****** Combustible projections or roof soffits on an exposing building face shall not project to less than .45m from the property line and shall be in compliance with VBBL 2019 9.10.15.5.(9) The entire building, INCLUDING THE ATTACHED GARAGE , to be sprinklered to NFPA 13D. Any alterations or conversions to the attached garage to habitable living space shall not be permitted without first obtaining the approval of the Director of Planning and the Chief Building Official. Thermal protection measures and Laneway house design guidelines shall be required to be met prior to the approval of the conversion. | Tvisha Technologies Ltd
NULL | NULL | 5835 CLARENDON STREET #3, Vancouver, BC | Electrical Permit | Residential | New | Draft | Installation / Repair - Residential - Laneway house wiring and service | ALPHA ONE ELECTRIC LTD
EP-2023-02709 | 2023-04-05 | 5835 CLARENDON STREET #3, Vancouver, BC | Electrical Permit | Residential | New | Completed | Installation / Repair - Residential - Laneway wiring and service >BP: To construct a 2 storey laneway house building with an attached garage and 1 open parking pad, providing a total of 2 parking spaces, having vehicular access from the lane. Note: This is a 1 ½ storey building pursuant to the Zoning & Development By-law 1- Covenant registered at the Land Title Office under (CA9984659). 2- No strata titling permitted. 3- No A/C unit proposed. 4- Schedule B: Beerinder SidhuM.Eng. P.Eng (604.339.0034) Structural & Geotechnical 5- HPO: Happy Pacific Developments Ltd. | ALPHA ONE ELECTRIC LTD
PP-2023-00161 | 2023-01-17 | 5835 CLARENDON STREET #3, Vancouver, BC | Plumbing Permit | Residential | New | Completed | Residential - Plumbing >BP: To construct a 2 storey laneway house building with an attached garage and 1 open parking pad, providing a total of 2 parking spaces, having vehicular access from the lane. Note: This is a 1 ½ storey building pursuant to the Zoning & Development By-law 1- Covenant registered at the Land Title Office under (CA9984659). 2- No strata titling permitted. 3- No A/C unit proposed. 4- Schedule B: Beerinder SidhuM.Eng. P.Eng (604.339.0034) Structural & Geotechnical 5- HPO: Happy Pacific Developments Ltd. | Ghuman Mechanical Ltd
GP-2022-01302 | NULL | 1408 E 49TH AVENUE, Vancouver, BC V5P 1S3 | Gas Permit | Residential | Tenant Improvement | Withdrawn | Residential - Add one boiler | Karan Plumbing & Heating Ltd
PP-2022-01425 | 2022-05-03 | 1410 E 49TH AVENUE, Vancouver, BC V5P 1S3 | Plumbing Permit | Commercial | Tenant Improvement | Cancelled | Commercial - Install toilet and sink | Karan Plumbing & Heating Ltd
GP-2022-01301 | NULL | 1410 E 49TH AVENUE, Vancouver, BC V5P 1S3 | Gas Permit | Residential | Tenant Improvement | Withdrawn | Residential - Install hot water tank | Karan Plumbing & Heating Ltd
EP-2023-02489 | NULL | 6973 DOMAN STREET, Vancouver, BC V5S 3H9 | Electrical Permit | Residential | New | Withdrawn | Installation / Repair - Residential - New service installation and roughing and finishing | Wiremaster Electrical Ltd
NULL | NULL | 2136 GRAVELEY STREET #3, Vancouver, BC V5L 3B9 | Plumbing Permit | Residential | Renovation | Draft | Residential - To install one outside sump | Adam Kosel
PP-2023-01602 | 2023-05-08 | 2136 GRAVELEY STREET #3, Vancouver, BC V5L 3B9 | Plumbing Permit | Residential | New | Issued | Residential - Bathroom and kitchen for a laneway >BP: To construct a 1 storey laneway house building with 1 open parking pad, providing a total of 1 parking spaces, having vehicular access from the 20' Lane. 1. Covenant registered at the Land Title Office under CA9625820 2. No Strata Titling permitted 3. No A/C Unit proposed 4. Entire building to be sprinklered 13D 5. Schedule B: (Carlos Chiu) P.Eng (604.737.9830) Structural (see App documents for digital copy) 6. Schedule B: (Tegbir Bajwa) P.Eng (778.995.2404) Geotechnical (see App documents for digital copy) 7. HPO: Residential Builder- Averra Developments Inc. | Ben Jesson
EP-2023-05203 | 2023-06-29 | 2136 GRAVELEY STREET #3, Vancouver, BC V5L 3B9 | Electrical Permit | Residential | New | Issued | Installation / Repair - Residential - New Laneway house wiring. Installation of 400 amp service *Laneway: No A/C Unit proposed on DB-2022-00155 *An approved mechanical permit is required for the installation of air conditioning or heat pump unit at the time of installation before an electrical inspection will be performed BP: To construct a 1 storey laneway house building ($166,000) with 1 open parking pad, providing a total of 1 parking spaces, having vehicular access from the 20' Lane. 1. Covenant registered at the Land Title Office under CA9625820 2. No Strata Titling permitted 3. No A/C Unit proposed 4. Entire building to be sprinklered 13D 5. Schedule B: (Carlos Chiu) P.Eng (604.737.9830) Structural (see App documents for digital copy) 6. Schedule B: (Tegbir Bajwa) P.Eng (778.995.2404) Geotechnical (see App documents for digital copy) 7. HPO: Residential Builder- Averra Developments Inc. | CROWN ELECTRICAL CONTRACTOR LTD
SP-2023-01416 | 2023-08-03 | 2136 GRAVELEY STREET #3, Vancouver, BC V5L 3B9 | Sprinkler Permit | Residential | New | Issued | Residential - new sprinkler system >BP: To construct a 1 storey laneway house building with 1 open parking pad, providing a total of 1 parking spaces, having vehicular access from the 20' Lane. 1. Covenant registered at the Land Title Office under CA9625820 2. No Strata Titling permitted 3. No A/C Unit proposed 4. Entire building to be sprinklered 13D 5. Schedule B: (Carlos Chiu) P.Eng (604.737.9830) Structural (see App documents for digital copy) 6. Schedule B: (Tegbir Bajwa) P.Eng (778.995.2404) Geotechnical (see App documents for digital copy) 7. HPO: Residential Builder- Averra Developments Inc. | Alco Fire Protection Ltd
EP-2023-07816 | 2023-08-29 | 2136 GRAVELEY STREET #3, Vancouver, BC V5L 3B9 | Electrical Permit | Residential | New | Issued | Installation / Repair - Residential - Low voltage wiring Tel and CATV installation. >BP: To construct a 1 storey laneway house building ($166,000) with 1 open parking pad, providing a total of 1 parking spaces, having vehicular access from the 20' Lane. 1. Covenant registered at the Land Title Office under CA9625820 2. No Strata Titling permitted 3. No A/C Unit proposed 4. Entire building to be sprinklered 13D 5. Schedule B: (Carlos Chiu) P.Eng (604.737.9830) Structural (see App documents for digital copy) 6. Schedule B: (Tegbir Bajwa) P.Eng (778.995.2404) Geotechnical (see App documents for digital copy) 7. HPO: Residential Builder- Averra Developments Inc. NOTE: To achieve the required FSR. A floor space exclusion of 3% has been applied to this application as per section 11.24.18 of the district schedule, to accommodate improved building performance. *EXISTING HOUSE* Note: Bldg 1 (principal bldg) addressed #1-2136 Graveley St retained on site. **THIS PERMIT HAS BEEN ISSUED UNDER THE REQUIREMENTS OF VBBL #12511 (2019) ** | LRM Marketing Ltd.
EP-2023-06833 | 2023-07-27 | 5936 OLYMPIC STREET, Vancouver, BC | Electrical Permit | Residential | New | Completed | Installation / Repair - Residential - Installation of 6.24KW Solar PV system- System consists of 16x Trina 390W modules. Inverter used is Solaredge SE-5000H-US with DC optimizers. Circuit will be rated at 25Amps (AC Max output) using TECK90 10/3 cable. DC run will be 10/4 TECK90 for 2x strings of power optimizers with separate #6 ground to bond the rooftop array. >BP: To construct a 2 storey laneway house building ($225,000) with 1 open parking pad, providing a total of 1 parking spaces, having vehicular access from the 20' Lane. Note: This is a 1 ½ storey building pursuant to the Zoning & Development By-law. 1. Covenant not required with existing house 2. No Strata Titling permitted 3. A/C proposed South facing elevation; Interior split components located Main and Upper floor levels. room and upper floor area. 4. Entire building to be sprinklered 13D 5. Schedule B: (O. Wegner) P.Eng (604.579.0110) Structural 6. Schedule B: (P.K.L. Fong) P.Eng (604.837.3205) Geotechnical 7. HPO: Residential Builder- Smallworks Studios and Laneway Housing Inc. 8. Solar photovoltaic panels proposed on roof. | Vancouver Solar And Electrical Ltd
SP-2023-01259 | 2023-07-14 | 5936 OLYMPIC STREET, Vancouver, BC | Sprinkler Permit | Residential | New | Completed | Residential - LWH - new sprinkler system >DB: To construct a 2 storey laneway house building with 1 open parking pad, providing a total of 1 parking spaces, having vehicular access from the 20' Lane. Note: This is a 1 ½ storey building pursuant to the Zoning & Development By-law. 1. Covenant not required with existing house 2. No Strata Titling permitted 3. A/C proposed South facing elevation; Interior split component located in living room and upper floor area. 4. Entire building to be sprinklered 13D **THIS PERMIT HAS BEEN ISSUED UNDER THE REQUIREMENTS OF VBBL #12511 (2019) ** | Alco Fire Protection Ltd
EP-2023-06227 | 2023-07-12 | 5936 OLYMPIC STREET, Vancouver, BC | Electrical Permit | Residential | New | Completed | Installation / Repair - Residential - Alarm pre-wire, tv, net, doorbell. >BP: To construct a 2 storey laneway house building ($225,000) with 1 open parking pad, providing a total of 1 parking spaces, having vehicular access from the 20' Lane. Note: This is a 1 ½ storey building pursuant to the Zoning & Development By-law. 1. Covenant not required with existing house 2. No Strata Titling permitted 3. A/C proposed South facing elevation; Interior split component located in living room and upper floor area. 4. Entire building to be sprinklered 13D 5. Schedule B: (O. Wegner) P.Eng (604.579.0110) Structural 6. Schedule B: (P.K.L. Fong) P.Eng (604.837.3205) Geotechnical 7. HPO: Residential Builder- Smallworks Studios and Laneway Housing Inc. *EXISTING HOUSE* Note: Bldg 1 (principal bldg) addressed 3843 SW MARINE DR retained on site. **THIS PERMIT HAS BEEN ISSUED UNDER THE REQUIREMENTS OF VBBL #12511 (2019) ** | Best Built-In Centre Ltd
PP-2023-01622 | 2023-05-08 | 5936 OLYMPIC STREET, Vancouver, BC | Plumbing Permit | Residential | New | Completed | Residential - New laneway house >BP: To construct a 2 storey laneway house building with 1 open parking pad, providing a total of 1 parking spaces, having vehicular access from the 20' Lane. Note: This is a 1 ½ storey building pursuant to the Zoning & Development By-law. 1. Covenant not required with existing house 2. No Strata Titling permitted 3. No A/C Unit proposed 4. Entire building to be sprinklered 13D 5. A/C proposed – Exterior component located in rear yard, Interior component located in living room and upper floor 6. Schedule B: (O. Wegner) P.Eng (604.579.0110) Structural 7. Schedule B: (P.K.L. Fong) P.Eng (604.837.3205) Geotechnical 8. HPO: Residential Builder- Smallworks Studios and Laneway Housing Inc. | Next Level Plumbing Ltd
GP-2023-01493 | 2023-05-08 | 5936 OLYMPIC STREET, Vancouver, BC | Gas Permit | Residential | New | Completed | Residential - New laneway house >BP: To construct a 2 storey laneway house building with 1 open parking pad, providing a total of 1 parking spaces, having vehicular access from the 20' Lane. | Next Level Plumbing Ltd
MP-2023-00846 | 2023-05-14 | 5936 OLYMPIC STREET, Vancouver, BC | Mechanical Permit | NULL | NULL | Completed | NULL | Next Level Plumbing Ltd
EP-2023-02654 | 2023-04-17 | 5936 OLYMPIC STREET, Vancouver, BC | Electrical Permit | Residential | New | Completed | Installation / Repair - Residential - New laneway house wiring, new service 200 amp main, 100 amp main house, 100 amp laneway *An approved mechanical permit is required for the installation of air conditioning or heat pump unit at the time of installation before an electrical inspection will be performed >BP: To construct a 2 storey laneway house building ($225,000) with 1 open parking pad, providing a total of 1 parking spaces, having vehicular access from the 20' Lane. Note: This is a 1 ½ storey building pursuant to the Zoning & Development By-law. 1. Covenant not required with existing house 2. No Strata Titling permitted 3. No A/C Unit proposed 4. Entire building to be sprinklered 13D 5. A/C proposed – Exterior component located in rear yard, Interior component located in living room and upper floor 6. Schedule B: (O. Wegner) P.Eng (604.579.0110) Structural 7. Schedule B: (P.K.L. Fong) P.Eng (604.837.3205) Geotechnical 8. HPO: Residential Builder- Smallworks Studios and Laneway Housing Inc. NOTE: To achieve the required FSR. A floor space exclusion of 3% has been applied to this application as per section 11.24.18 of the district schedule, to accommodate improved building performance. NOTE: Information regarding the principal building on the survey and site plan is for reference only. Any discrepancy between information regarding the principal building on the survey and/or site plan and approved permit drawings for the principal building are neither approved nor authorized under this laneway house permit. *EXISTING HOUSE* Note: Bldg 1 (principal bldg) addressed 3843 SW MARINE DR retained on site. **THIS PERMIT HAS BEEN ISSUED UNDER THE REQUIREMENTS OF VBBL #12511 (2019) ** Amend: May 29th, 2023 change service from 100 amp to 125 amp | O J ELECTRIC LTD
PP-2023-01316 | 2023-04-17 | 5936 OLYMPIC STREET, Vancouver, BC | Plumbing Permit | Residential | New | Completed | Residential - LWH - install one outside sump with no pump | Octiscapes Site Services Ltd
EP-2023-03780 | 2023-05-02 | 4630 W 6TH AVENUE #3, Vancouver, BC V6R 1V7 | Electrical Permit | Residential | New | Completed | Installation / Repair - Residential - Alarm prewire and low voltage (telephne, data and cable). >BP: To construct a 2 storey laneway house building ($122,020.00) with an open parking pad, providing 1 parking space, having vehicular access from the lane. Note: This is a 1 ½ storey building pursuant to the Zoning & Development By-law Note: Bldg 1 (principal bldg) addressed 4630 W 6th Ave retained on site. 1. No A/C unit proposed 2. Schedule A: Paula Grossman (604.600.8457) 3. Schedule B: Paula Grossman (604.600.8457) Architectural 4. Schedule B: Jeff Allester P.Eng (604.228.0518) Structural 5. Schedule B: P.K.L. Fong P.Eng (604.837.3205) Geotechnical 3. HPO: Residential Builder- Ponderosa Construction Ltd # 48969 4. Entire Building to have NFPA 13-D Address has been assigned per the approved plans as the fire/emergency access to the laneway house is from the xxxx side. This access must be provided & maintained at all times in accordance with the Building By-law ****ALL PROJECT COORDINATOR NOTES HAS BEEN ACCEPTED BY THE APPLICANT**** ******THIS PERMIT HAS BEEN ISSUED UNDER THE REQUIREMENTS OF VBBL #12511 (2019)****** | Sally De la Cruz Rajah
MP-2023-00265 | 2023-02-28 | 4630 W 6TH AVENUE #3, Vancouver, BC V6R 1V7 | Mechanical Permit | NULL | NULL | Completed | NULL | Riley Plumbing Ltd
EP-2023-00459 | 2023-02-08 | 4630 W 6TH AVENUE #3, Vancouver, BC V6R 1V7 | Electrical Permit | Residential | New | Completed | Installation / Repair - Residential - New Laneway >BP: To construct a 2 storey laneway house building ($122,020.00) with an open parking pad, providing 1 parking space, having vehicular access from the lane. Note: This is a 1 ½ storey building pursuant to the Zoning & Development By-law Note: Bldg 1 (principal bldg) addressed 4630 W 6th Ave retained on site. 1. No A/C unit proposed 2. Schedule A: Paula Grossman (604.600.8457) 3. Schedule B: Paula Grossman (604.600.8457) Architectural 4. Schedule B: Jeff Allester P.Eng (604.228.0518) Structural 5. Schedule B: P.K.L. Fong P.Eng (604.837.3205) Geotechnical 3. HPO: Residential Builder- Ponderosa Construction Ltd # 48969 4. Entire Building to have NFPA 13-D Address has been assigned per the approved plans as the fire/emergency access to the laneway house is from the xxxx side. This access must be provided & maintained at all times in accordance with the Building By-law ****ALL PROJECT COORDINATOR NOTES HAS BEEN ACCEPTED BY THE APPLICANT**** ******THIS PERMIT HAS BEEN ISSUED UNDER THE REQUIREMENTS OF VBBL #12511 (2019)****** | Lowen Electric Ltd
PP-2023-00195 | 2023-01-19 | 4630 W 6TH AVENUE #3, Vancouver, BC V6R 1V7 | Plumbing Permit | Residential | New | Completed | Residential - Sump >BP: To construct a 2 storey laneway house building with an open parking pad, providing 1 parking space, having vehicular access from the lane. Note: This is a 1 ½ storey building pursuant to the Zoning & Development By-law Note: Bldg 1 (principal bldg) addressed 4630 W 6th Ave retained on site. 1. No A/C unit proposed 2. Schedule A: Paula Grossman (604.600.8457) 3. Schedule B: Paula Grossman (604.600.8457) Architectural 4. Schedule B: Jeff Allester P.Eng (604.228.0518) Structural 5. Schedule B: P.K.L. Fong P.Eng (604.837.3205) Geotechnical 3. HPO: Residential Builder- Ponderosa Construction Ltd # 48969 4. Entire Building to have NFPA 13-D | Ground Busters Excavation & Demolition
SP-2023-00007 | 2023-01-04 | 4630 W 6TH AVENUE #3, Vancouver, BC V6R 1V7 | Sprinkler Permit | Residential | New | Completed | Residential - installation of a new fire sprinkler system >To construct a 2 storey laneway house building ($122,020.00) with an open parking pad, providing 1 parking space, having vehicular access from the lane. Note: This is a 1 ½ storey building pursuant to the Zoning & Development By-law Note: Bldg 1 (principal bldg) addressed 4630 W 6th Ave retained on site. 1. No A/C unit proposed 2. Schedule A: Paula Grossman (604.600.8457) 3. Schedule B: Paula Grossman (604.600.8457) Architectural 4. Schedule B: Jeff Allester P.Eng (604.228.0518) Structural 5. Schedule B: P.K.L. Fong P.Eng (604.837.3205) Geotechnical 3. HPO: Residential Builder- Ponderosa Construction Ltd # 48969 4. Entire Building to have NFPA 13-D Address has been assigned per the approved plans as the fire/emergency access to the laneway house is from the xxxx side. This access must be provided & maintained at all times in accordance with the Building By-law ****ALL PROJECT COORDINATOR NOTES HAS BEEN ACCEPTED BY THE APPLICANT**** ******THIS PERMIT HAS BEEN ISSUED UNDER THE REQUIREMENTS OF VBBL #12511 (2019)****** | CENTRE LINE FIRE SPRINKLERS LTD
PP-2023-00068 | 2023-01-09 | 4630 W 6TH AVENUE #3, Vancouver, BC V6R 1V7 | Plumbing Permit | Residential | Addition | Completed | Residential - Plumbing for a lane-way house which includes a laundry, kitchen and 3 piece bathroom >BP: To construct a 2 storey laneway house building ($122,020.00) with an open parking pad, providing 1 parking space, having vehicular access from the lane. Note: This is a 1 ½ storey building pursuant to the Zoning & Development By-law Note: Bldg 1 (principal bldg) addressed 4630 W 6th Ave retained on site. 1. No A/C unit proposed 2. Schedule A: Paula Grossman (604.600.8457) 3. Schedule B: Paula Grossman (604.600.8457) Architectural 4. Schedule B: Jeff Allester P.Eng (604.228.0518) Structural 5. Schedule B: P.K.L. Fong P.Eng (604.837.3205) Geotechnical 3. HPO: Residential Builder- Ponderosa Construction Ltd # 48969 4. Entire Building to have NFPA 13-D | Riley Plumbing Ltd
GP-2023-00071 | 2023-02-22 | 4630 W 6TH AVENUE #3, Vancouver, BC V6R 1V7 | Gas Permit | Residential | Addition | Completed | Residential - Underground gas line from new gas meter to laneway house. Providing gas supply to combination heating/domestic boiler >BP: To construct a 2 storey laneway house building ($122,020.00) with an open parking pad, providing 1 parking space, having vehicular access from the lane. | Riley Plumbing Ltd
EP-2023-00398 | 2023-01-25 | 1297 JOHNSTON STREET, Vancouver, BC | Electrical Permit | Commercial | Tenant Improvement | Completed | Installation / Repair - Commercial - Nordic spa build out. Spa units are in pre-fabricated containers. We are providing the underground feeders to main mechanical unit. We are then providing feeds to each unit. We are also wiring the fire alarm system. Other than that, the units are complete and wired. There will also be some exterior lighting which we will install only. All lighting client supplied. >Permit Amendment Sep 19, 2023 -"Please find attached the requested documents" *Document(s) uploaded to "Application Documents" tab for Electrical Inspector review. Documents are at pending status at time of permit amendment approval >Permit Amendment Aug 23, 2023 -Add low voltage to the permit. Low voltage cabling for cameras and access controls >Permit Amendment Jun 19, 2023 -"New service is 400amps, 3 phase, 120/208. Fed from pad mount transformer to new electrical kiosk. Kiosk has master metering" DB: To install 8 CSA approved premanufactured shipping containers for a new spa (D) tenant. 6 units will be spa units, one unit is a reception unit and 1 unit is for mechanical equipment. To be treated as a single part 3 building connected by an exterior passageway. To be sprinklered to NFPA 13. All work done on site to be inspected by the City of Vancouver Inspections group. Ok for DB as per Mandy So. To be reviewed under the 2019 VBBL. | Wicks Electric Inc
NULL | NULL | 1297 JOHNSTON STREET, Vancouver, BC | Plumbing Permit | Commercial | Renovation | Draft | Commercial - Supply & install new sinks, toilets, showers, floor drains, hot water tank | Mountain West Mechanical Ltd
SP-2022-01829 | 2023-03-03 | 1297 JOHNSTON STREET, Vancouver, BC | Sprinkler Permit | Commercial | New | Completed | Commercial - For all sprinkler work to the 2019 VBBL; NFPA 13, 2013 for the newly installed 8 CSA approved premanufactured shipping containers for a new spa (D) tenant. 6 units will be spa units, one unit is a reception unit and 1 unit is for mechanical equipment. To be treated as a single part 3 building connected by an exterior passageway. To be sprinklered to NFPA 13. All work done on site to be inspected by the City of Vancouver Inspections group. BP Revision #1: 1. Exterior Cladding and Awnings - Remove exterior cladding and awnings from containers 2. Wall Assemblies - Revise wall assemblies as shown on A1.5 3. Spa Dropped Ceiling - Revise ceiling assembly C2 as shown on A1.5 to eliminate combustible concealed space and associated sprinkler requirements 4. Debris Skirting and Decking Gaps - Add debris skirting and revise decking gaps and fence extents to satisfy sprinkler requirements. See A1.3 5. Clearance width adjacent to tubs – Revise clearance width in spa area. See A2.3. 6. to change the mech/plbg eng to J Gravanis effective Feb.13/23 Accepted March 14/23 Revision #2 - To change the engineer for the fence/foundation details and to provide updated fence details and layout. - Accepted June 7/23 This application does not include any of the following: • Warehouse storage arrangements, or mobile compact storage arrangements. • Flexible sprinkler pipe. • Information Technology Equipment Rooms (e.g. IT Rooms, LAN Rooms, etc.). • Alternative solutions. Notes: 1. Fire Suppression System Engineer of Record - Yadim Amador Castillo, P.Eng. T: 778-707-6797. E: yadim@nwsprinkler.com 2. One set of approved drawings and permit to be available for viewing at the jobsite. 3. Per January 18, 2023 letter from Yadim Castillo of NWSC - Access provided to below the containers and raised deck is for maintenance only. No public access, and no storage permitted. | Troy Life & Fire Safety Limited Protection Incendia Troyu Ltee
EP-2022-09546 | 2022-11-17 | 1297 JOHNSTON STREET, Vancouver, BC | Electrical Permit | Commercial | New | Completed | Installation / Repair - Commercial - Heat Trace to domestic and p-traps in crawl space. >BP: To install 8 CSA approved premanufactured shipping containers for a new spa (D) tenant. 6 units will be spa units, one unit is a reception unit and 1 unit is for mechanical equipment. To be treated as a single part 3 building connected by an exterior passageway. To be sprinklered to NFPA 13. All work done on site to be inspected by the City of Vancouver Inspections group. Ok for DB as per Mandy So. To be reviewed under the 2019 VBBL. | BRENMACK ELECTRIC LTD
PP-2022-03167 | 2022-11-14 | 1297 JOHNSTON STREET, Vancouver, BC | Plumbing Permit | Commercial | New | Completed | Commercial - Sanitary and waterline connections to new modular Spa's supplied and installed by Rockbox. -We are supplying and installing all the water mains (DCW, DHW & DHWR) to each of the pre-manufactured buildings (one connection per service for each pre-plumbed building, typical of 6). We are also completing all the piping and equipment installation for the mechanical room (gas fired water heaters, PRV station, back flow etc.). Once the pre-manufactured buildings are here, we will also be installing all the below slab DWV sanitary piping. >BP: To install 8 CSA approved premanufactured shipping containers for a new spa (D) tenant. 6 units will be spa units, one unit is a reception unit and 1 unit is for mechanical equipment. To be treated as a single part 3 building connected by an exterior passageway. To be sprinklered to NFPA 13. All work done on site to be inspected by the City of Vancouver Inspections group. Ok for DB as per Mandy So. To be reviewed under the 2019 VBBL. | Mountain West Mechanical Ltd
EP-2024-00578 | 2024-01-30 | 1297 JOHNSTON STREET, Vancouver, BC | Electrical Permit | Commercial | Renovation | Completed | Installation / Repair - Commercial - Installation of BC Hydro meter for existing lighting kiosk. No work has been done. This lighting kiosk was installed upwards of 15 years ago (by others) and a BC Hydro meter was never installed, the meter just had jumpers in it. In a BC Hydro recent site visit they noticed that this meter was jumped through. They are requesting a permit from the COV and a declaration from INT Electrical, with an approval from the COV to BC Hydro once inspection has been completed. | INT Electrical Ltd
GP-2024-00108 | 2024-01-12 | 5106 CHAMBERS STREET, Vancouver, BC V5R 3L9 | Gas Permit | Residential | New | Issued | Residential - address-5106 5114 5124 5108 5118 5112 chambers st. to install 1 range | Symbolistic Heating Ltd
NULL | NULL | 5106 CHAMBERS STREET, Vancouver, BC V5R 3L9 | Mechanical Permit | NULL | NULL | Withdrawn | NULL | Fred Van Hunenstijn
MP-2024-00062 | 2024-01-13 | 5106 CHAMBERS STREET, Vancouver, BC V5R 3L9 | Mechanical Permit | NULL | NULL | Issued | NULL | Fred Van Hunenstijn
MP-2024-00064 | 2024-01-14 | 5106 CHAMBERS STREET, Vancouver, BC V5R 3L9 | Mechanical Permit | NULL | NULL | Issued | NULL | Fred Van Hunenstijn
EP-2023-10920 | 2023-12-05 | 5106 CHAMBERS STREET, Vancouver, BC V5R 3L9 | Electrical Permit | Residential | New | Issued | Temporary Power - Residential - To provide temporary power. | AECOM ELECTRIC LTD
EP-2023-10945 | 2023-12-11 | 5106 CHAMBERS STREET, Vancouver, BC V5R 3L9 | Electrical Permit | Commercial | New | Issued | Installation / Repair - Commercial - Installation of listed Heat trace on outside standpipe (10ft). Includes listed controller and probes. >BP: To construct two, four-storey, Multiple Dwelling buildings consisting of twelve units and four lock-off units with vehicular access from the lane with surface parking. This permit is also for Building 1 - To construct a four-storey Multiple Dwelling building consisting of six units and two lock-off units. Building 2 is under BP-2022-02330. VBBL 2019 - NFPA 13R Stage 1 - Excavation and Shoring issued on May 24, 2022. Revision #1 - (July 27, 2022) - Project description change for 3 to 4 storey Multiple Dwelling buildings. Stage 2 - Foundation to Grade issued on Nov. 2, 2022. Stage 3 - Full Construction issued on April 25th, 2023. Revision #2 - (July 24, 2023) - A CP change from Michael Ferber (Outgoing - June 28, 2023) to Marc Showers (Incoming - June 28, 2023). | Brian Wuttke
EP-2023-07916 | 2023-08-30 | 5106 CHAMBERS STREET, Vancouver, BC V5R 3L9 | Electrical Permit | Commercial | New | Completed | Interim - Commercial - Scope of work: slab, underground, raceways, grounding, branch circuits. Service connection to BC Hydro is not permitted under this permit. >BP: To construct two, four-storey, Multiple Dwelling buildings consisting of twelve units and four lock-off units with vehicular access from the lane with surface parking. This permit is also for Building 1 - To construct a four-storey Multiple Dwelling building consisting of six units and two lock-off units. Building 2 is under BP-2022-02330. VBBL 2019 - NFPA 13R Stage 1 - Excavation and Shoring issued on May 24, 2022. Revision #1 - (July 27, 2022) - Project description change for 3 to 4 storey Multiple Dwelling buildings. Stage 2 - Foundation to Grade issued on Nov. 2, 2022. Stage 3 - Full Construction issued on April 25th, 2023. Revision #2 - (July 24, 2023) - A CP change from Michael Ferber (Outgoing - June 28, 2023) to Marc Showers (Incoming - June 28, 2023). | AECOM ELECTRIC LTD
EP-2023-10350 | 2023-11-22 | 5106 CHAMBERS STREET, Vancouver, BC V5R 3L9 | Electrical Permit | Commercial | New | Issued | Installation / Repair - Commercial - Install New Fire Alarm System, Wire Common Area & Unit Area Outdoor Annuiciator . Outdoor Water Pitt Sprinkler System Wiring .Connecting 12 Townhouse with Single Stage System. >BP: To construct two, four-storey, Multiple Dwelling buildings consisting of twelve units and four lock-off units with vehicular access from the lane with surface parking. This permit is also for Building 1 - To construct a four-storey Multiple Dwelling building consisting of six units and two lock-off units. Building 2 is under BP-2022-02330. VBBL 2019 - NFPA 13R Stage 1 - Excavation and Shoring issued on May 24, 2022. Revision #1 - (July 27, 2022) - Project description change for 3 to 4 storey Multiple Dwelling buildings. Stage 2 - Foundation to Grade issued on Nov. 2, 2022. Stage 3 - Full Construction issued on April 25th, 2023. Revision #2 - (July 24, 2023) - A CP change from Michael Ferber (Outgoing - June 28, 2023) to Marc Showers (Incoming - June 28, 2023). | Apna Fire & Electrical Service Ltd
SP-2022-01278 | NULL | 5106 CHAMBERS STREET, Vancouver, BC V5R 3L9 | Sprinkler Permit | Commercial | New | Applicant Revisions | Commercial - Install sprinklers in stacked townhomes >BP: To construct two, four storey, Multiple Dwelling buildings consisting of twelve units and four lock-off units with vehicular access from the lane with surface parking. This permit is also for Building 1 - To construct a four storey Multiple Dwelling buildings consisting of six units and two lock-off units. Building 2 is under BP-2022-02330. VBBL 2019 - NFPA 13R | Gold Key Fire Protection Ltd
NULL | NULL | 5106 CHAMBERS STREET, Vancouver, BC V5R 3L9 | Sprinkler Permit | Commercial | New | Draft | Commercial - To construct a three storey plus basement multiple dwellings consisting of twelve (12) units and four (4) lock-off units providing having full vehicular access from lane. | NULL
SP-2023-00079 | 2023-08-09 | 5106 CHAMBERS STREET, Vancouver, BC V5R 3L9 | Sprinkler Permit | Commercial | New | Issued | Commercial - BLDG #1 To construct two, four-storey, Multiple Dwelling buildings sprinkled to NFPA 13R 2013 consisting of twelve units and four lock-off units with vehicular access from the lane with surface parking. This permit is for Building 1 - A four-storey Multiple Dwelling building consisting of six units and two lock-off units. Building 2 is under SP-2023-00080. VBBL 2019 - NFPA 13R | Haven Fire Protection Ltd
EP-2022-10042 | 2022-11-28 | 5106 CHAMBERS STREET, Vancouver, BC V5R 3L9 | Electrical Permit | Residential | New | Expired | Temporary Power - Residential - To provide temporary power. | AECOM ELECTRIC LTD
PP-2022-04466 | 2023-06-26 | 5106 CHAMBERS STREET, Vancouver, BC V5R 3L9 | Plumbing Permit | Commercial | New | Issued | Commercial - plumbing dwv water piping **Bldg #1 To construct two, four-storey, Multiple Dwelling buildings consisting of twelve units and four lock-off units with vehicular access from the lane with surface parking. This permit is also for Building 1 - To construct a four-storey Multiple Dwelling building consisting of six units and two lock-off units. Building 2 is under BP-2022-02330. VBBL 2019 - NFPA 13R Stage 1 - Excavation and Shoring issued on May 24, 2022. Rev 1 - (July 27, 2022) - Project description change for 3 to 4 storey Multiple Dwelling buildings. Stage 2 - Foundation to Grade issued on Nov. 2, 2022. Stage 3 - Full Construction issued on April 25th, 2023. | Atlantis Plumbing & Heating Ltd
EP-2023-07262 | 2023-11-10 | 5106 CHAMBERS STREET, Vancouver, BC V5R 3L9 | Electrical Permit | Commercial | New | Issued | Installation / Repair - Commercial - Building 1 - 1200 amp service connection, 125 amp goes in each unit, All electrical Rough and finish. BP: To construct two, four-storey, Multiple Dwelling buildings consisting of twelve units and four lock-off units with vehicular access from the lane with surface parking. This permit is also for Building 1 - To construct a four-storey Multiple Dwelling building consisting of six units and two lock-off units. Building 2 is under BP-2022-02330. VBBL 2019 - NFPA 13R Stage 1 - Excavation and Shoring issued on May 24, 2022. Revision #1 - (July 27, 2022) - Project description change for 3 to 4 storey Multiple Dwelling buildings. Stage 2 - Foundation to Grade issued on Nov. 2, 2022. Stage 3 - Full Construction issued on April 25th, 2023. Revision #2 - (July 24, 2023) - A CP change from Michael Ferber (Outgoing - June 28, 2023) to Marc Showers (Incoming - June 28, 2023). | AECOM ELECTRIC LTD
PP-2023-02045 | 2023-06-26 | 5088 CHAMBERS STREET, Vancouver, BC V5R 3L9 | Plumbing Permit | Commercial | New | Issued | Commercial - Plumbing in all 3 floors. >BP: Building 2 - To construct a four-storey Multiple Dwelling building consisting of six units and two lock-off units Relate to Building 1 - BP-2021-04615 To construct a four-storey Multiple Dwelling building consisting of six and two lock-off units. VBBL 2019 - NFPA 13R Stage 1 - Excavation and Shoring issued on May 24, 2022. Rev 1 - (July 27, 2022) - Project description change for 3 to 4 storey Multiple Dwelling buildings. Stage 2 - Foundation to Grade issued on Nov. 2, 2022. Stage 3 - Full Construction issued on April 25th, 2023. | Atlantis Plumbing & Heating Ltd
SP-2023-00080 | 2023-08-09 | 5088 CHAMBERS STREET, Vancouver, BC V5R 3L9 | Sprinkler Permit | Residential | New | Issued | Residential - BLDG #2 To construct two, four-storey, Multiple Dwelling buildings sprinkled to NFPA 13R 2013 consisting of twelve units and four lock-off units with vehicular access from the lane with surface parking. This permit is for Building 2 - To construct a four-storey Multiple Dwelling building consisting of six units and two lock-off units. Building 1 is under SP-2023-00079. VBBL 2019 - NFPA 13R | Haven Fire Protection Ltd
EP-2023-10417 | 2023-11-22 | 5088 CHAMBERS STREET, Vancouver, BC V5R 3L9 | Electrical Permit | Commercial | New | Issued | Installation / Repair - Commercial - New Fire Alarm System Building # 1 & 2 . One System. Rough wire , Install Pull Station, Unit Horn, Future Strobes,Sprinkler System Device, Common Area, >BP: Building 2 - To construct a four-storey Multiple Dwelling building consisting of six units and two lock-off units Relate to Building 1 - BP-2021-04615 To construct a four-storey Multiple Dwelling building consisting of six and two lock-off units. VBBL 2019 - NFPA 13R Stage Permit. Revision #2 - (July 24, 2023) - Applicant and CP name change on Posse per Rev #2. (see BP-2021-04615) | Apna Fire & Electrical Service Ltd
EP-2023-07918 | 2023-11-17 | 5088 CHAMBERS STREET, Vancouver, BC V5R 3L9 | Electrical Permit | Commercial | New | Issued | Installation / Repair - Commercial - Building 2 - All electrical rough and finish with new Electrical room 1200 service connections. Extra low voltage roughing, Fire alarm finish. >BP: Building 2 - To construct a four-storey Multiple Dwelling building consisting of six units and two lock-off units Relate to Building 1 - BP-2021-04615 To construct a four-storey Multiple Dwelling building consisting of six and two lock-off units. VBBL 2019 - NFPA 13R Stage Permit. Revision #2 - (July 24, 2023) - Applicant and CP name change on Posse per Rev #2. (see BP-2021-04615) | AECOM ELECTRIC LTD
EP-2023-10921 | 2023-12-05 | 5088 CHAMBERS STREET, Vancouver, BC V5R 3L9 | Electrical Permit | Residential | New | Issued | Temporary Power - Residential - To provide temporary power. | AECOM ELECTRIC LTD
PP-2023-00026 | 2023-01-05 | 6410 BUTLER STREET #3, Vancouver, BC V5S 3K7 | Plumbing Permit | Residential | New | Issued | Residential - new home plumbing >BP: To construct a 2 story laneway house building with 1 open parking pad, providing a total of 1 parking spaces, having vehicular access from the 20' Lane. Note: This is a 1 ½ storey building pursuant to the Zoning & Development By-law. 1. Covenant not required with existing house 2. No Strata Titling permitted 3. No A/C Unit proposed 4. Entire building to be sprinklered 13D 5. Schedule B: (Jason Hui) P.Eng (778.319.3403) Structural 6. Schedule B: (Jason Hui) P.Eng (778.319.3403) Geotechnical 7. HPO: Residential Builder- C K W Construction Ltd. | Nand's Plumbing & Tiles Ltd
PP-2022-04146 | 2022-11-17 | 6410 BUTLER STREET #3, Vancouver, BC V5S 3K7 | Plumbing Permit | Residential | New | Issued | Residential - Sump | Trust Excavation & Demolition Ltd
EP-2023-04904 | 2023-07-07 | 6410 BUTLER STREET #3, Vancouver, BC V5S 3K7 | Electrical Permit | Residential | New | Issued | Installation / Repair - Residential - ¦ LWH#3/ 200A ¦ new laneway wiring and finishing >BP: To construct a 2 storey laneway house building ($216,190) with 1 open parking pad, providing a total of 1 parking spaces, having vehicular access from the 20' Lane. Note: This is a 1 ½ storey building pursuant to the Zoning & Development By-law. 1. Covenant not required with existing house 2. No Strata Titling permitted 3. No A/C Unit proposed 4. Entire building to be sprinklered 13D 5. Schedule B: (Jason Hui) P.Eng (778.319.3403) Structural 6. Schedule B: (Jason Hui) P.Eng (778.319.3403) Geotechnical 7. HPO: Residential Builder- C K W Construction Ltd. | Sunrays Electrical Ltd
EP-2023-06946 | 2023-08-02 | 6410 BUTLER STREET #3, Vancouver, BC V5S 3K7 | Electrical Permit | Residential | New | Issued | Installation / Repair - Residential - Installation of data telephone, TV cables, Security alarm, and doorbell; complete security alarm. >BP: To construct a 2 storey laneway house building ($216,190) with 1 open parking pad, providing a total of 1 parking spaces, having vehicular access from the 20' Lane. | Innova Security Systems Inc
SP-2023-01235 | 2023-07-13 | 6410 BUTLER STREET #3, Vancouver, BC V5S 3K7 | Sprinkler Permit | Residential | New | Issued | Residential - LWH - #3 - Install sprinklers in LWH >DB: To construct a 2 storey laneway house building with 1 open parking pad, providing a total of 1 parking spaces, having vehicular access from the 20' Lane. Note: This is a 1 ½ storey building pursuant to the Zoning & Development By-law. 1. Covenant not required with existing house 2. No Strata Titling permitted 3. No A/C Unit proposed 4. Entire building to be sprinklered 13D **THIS PERMIT HAS BEEN ISSUED UNDER THE REQUIREMENTS OF VBBL #12511 (2019) ** | Gold Key Fire Protection Ltd
EP-2023-02366 | 2023-04-18 | 625 W 22ND AVENUE #3, Vancouver, BC V5Z 1Z5 | Electrical Permit | Residential | New | Issued | Installation / Repair - Residential - NEW LANEWAY CONSTRUCTION Main Duplex Service 200 Amps House 125 Amps Laneway 100 Amps >BP: To construct a 2 storey laneway house building ($161,000) with an open parking pad, providing 1 parking space, having vehicular access from the lane. Note: This is a 1 ½ storey building pursuant to the Zoning & Development By-law. 1. Covenant registered at the Land Title Office under CB192711 2. No Strata Titling permitted 3. No A/C unit proposed 4. Schedule B: Tarek A. El-Amoury (604-336-5080) Structural & Geotechnical 5. BC Housing Residential Builder - Asanti Development Ltd. ******THIS PERMIT HAS BEEN ISSUED UNDER THE REQUIREMENTS OF VBBL #12511 (2019)****** | Prabhjot Singh Battu
SP-2023-02215 | 2023-12-08 | 625 W 22ND AVENUE #3, Vancouver, BC V5Z 1Z5 | Sprinkler Permit | Residential | New | Issued | Residential - LWH - #3 - New sprinkler system >DB: To construct a 2 storey laneway house building with an open parking pad, providing 1 parking space, having vehicular access from the lane. Note: This is a 1 ½ storey building pursuant to the Zoning & Development By-law. 1. Covenant registered at the Land Title Office under CB192711 2. No Strata Titling permitted 3. No A/C unit proposed ******THIS PERMIT HAS BEEN ISSUED UNDER THE REQUIREMENTS OF VBBL #12511 (2019)****** | Haven Fire Protection Ltd
EP-2024-00286 | 2024-01-17 | 625 W 22ND AVENUE #3, Vancouver, BC V5Z 1Z5 | Electrical Permit | Residential | New | Issued | Installation / Repair - Residential - alarm,chime,tel,tv,data roughin &completion | Repel Security Systems Ltd
PP-2023-03142 | 2023-09-06 | 625 W 22ND AVENUE #3, Vancouver, BC V5Z 1Z5 | Plumbing Permit | Residential | New | Issued | Residential - rough in and install fixtures >BP: To construct a 2 storey laneway house building with an open parking pad, providing 1 parking space, having vehicular access from the lane. Note: This is a 1 ½ storey building pursuant to the Zoning & Development By-law. 1. Covenant registered at the Land Title Office under CB192711 2. No Strata Titling permitted 3. No A/C unit proposed 4. Schedule B: Tarek A. El-Amoury (604-336-5080) Structural & Geotechnical 5. BC Housing Residential Builder - Asanti Development Ltd. | Parm Plumbing & heating Ltd
PP-2022-03915 | 2022-10-31 | 752 E 51ST AVENUE #3, Vancouver, BC V5X 1E3 | Plumbing Permit | Residential | New | Completed | Residential - Laneway Abs rough | Blueline Plumbing & Heating Ltd
SP-2023-00059 | 2023-01-12 | 752 E 51ST AVENUE #3, Vancouver, BC V5X 1E3 | Sprinkler Permit | Residential | New | Completed | Residential - new sprinkler system >BP: To construct a 2 storey laneway house building ($160,750) and 1 open parking pad,having vehicular access from the 20' Lane. Note: The entire building, INCLUDING THE ATTACHED GARAGE (if applicable), to be sprinklered to NFPA 13D Note: This is a 1 ½ storey building pursuant to the Zoning & Development By-law. 1. Covenant registered at the Land Title Office under CA9876693 2. No Strata Titling permitted 3. No A/C Unit proposed 4. Schedule B: (A.S. Rathod) P.Eng (778.885.0551) Structural & Geotechnical 5. HPO: Residential Builder- Woodbine Builders Ltd NOTE: To achieve the required FSR. A floor space exclusion of 3% has been applied to this application as per section 11.24.18 of the district schedule, to accommodate improved building performance. NOTE: Information regarding the principal building on the survey and site plan is for reference only. Any discrepancy between information regarding the principal building on the survey and/or site plan and approved permit drawings for the principal building are neither approved nor authorized under this laneway house permit. *NEW HOUSE* Note: See DB-2022-06242 for Bldg 1 on site (principal bldg) addressed #1-752 E 51st Av. **THIS PERMIT HAS BEEN ISSUED UNDER THE REQUIREMENTS OF VBBL #12511 (2019) ** | Haven Fire Protection Ltd
EP-2022-10383 | 2022-12-13 | 752 E 51ST AVENUE #3, Vancouver, BC V5X 1E3 | Electrical Permit | Residential | New | Completed | Installation / Repair - Residential - New laneway house electrical wiring and finishing. Main 200 amp service on duplex meter base 150 amp to main house 100 amp to laneway. >BP: To construct a 2 storey laneway house building ($160,750) and 1 open parking pad,having vehicular access from the 20' Lane. Note: The entire building, INCLUDING THE ATTACHED GARAGE (if applicable), to be sprinklered to NFPA 13D Note: This is a 1 ½ storey building pursuant to the Zoning & Development By-law. 1. Covenant registered at the Land Title Office under CA9876693 2. No Strata Titling permitted 3. No A/C Unit proposed 4. Schedule B: (A.S. Rathod) P.Eng (778.885.0551) Structural & Geotechnical 5. HPO: Residential Builder- Woodbine Builders Ltd | Uppal Electrical Ltd
EP-2022-03795 | 2022-05-09 | 752 E 51ST AVENUE #3, Vancouver, BC V5X 1E3 | Electrical Permit | Residential | New | Expired | Temporary Power - Residential - To provide temporary power. | Uppal Electrical Ltd
PP-2023-01205 | 2023-04-05 | 3133 E 19TH AVENUE, Vancouver, BC V5M 2T2 | Plumbing Permit | Residential | New | Completed | Residential - 2FD - Install one outside storm sump | PTL Contracting Ltd
GP-2023-01895 | 2023-06-23 | 3133 E 19TH AVENUE, Vancouver, BC V5M 2T2 | Gas Permit | Residential | New | Completed | Residential - 2 gas range, 2 gas dryer & 2 bbq Piping only for BBQ >BP: To construct a two-storey two-family dwelling *Amend* July 12, 2023 - Removed 2 water heaters* | JOT MECHANICAL LTD
EP-2023-05508 | 2023-06-22 | 3133 E 19TH AVENUE, Vancouver, BC V5M 2T2 | Electrical Permit | Residential | New | Completed | Installation / Repair - Residential - Low voltage wiring, tel, cable, network, speaker wiring, video doorbell; complete security systems. >BP: To construct a two-storey two-family dwelling ($555,000.00) with a basement, with an attached garage providing 2 parking spaces, having street access. | Tutronic Security Sytem Co Ltd
SP-2023-01321 | 2023-07-21 | 3133 E 19TH AVENUE, Vancouver, BC V5M 2T2 | Sprinkler Permit | Residential | New | Completed | Residential - 2FD - FRONT - 3133 E 19TH AV - #1 BACK - 3133 E 19TH AV - #2 Install sprinklers in Duplex >DB: To construct a two-storey two-family dwelling with a basement, with an attached garage providing 2 parking spaces, having street access. Note: This is a 2 storey building pursuant to the Zoning and Development By-Law 1. A/C units proposed in the rear yard 2. Bar sinks proposed in the basement 5. Entire Building to have NFPA 13-D ****ALL PROJECT COORDINATOR NOTES HAS BEEN ACCEPTED BY THE APPLICANT**** ***This permit is issued under the VBBL 2019, with updated energy requirements as per bylaw # 12997 effective Jan 01, 2022.***. | Gold Key Fire Protection Ltd
MP-2023-01008 | 2023-06-05 | 3133 E 19TH AVENUE, Vancouver, BC V5M 2T2 | Mechanical Permit | NULL | NULL | Completed | NULL | Dynasty Developments Ltd
PP-2023-01893 | 2023-05-29 | 3133 E 19TH AVENUE, Vancouver, BC V5M 2T2 | Plumbing Permit | Residential | New | Completed | Residential - 2FD - FRONT - 3133 E 19TH AV - #1 BACK - 3133 E 19TH AV - #2 Rough in and Water lines Entire Building to have NFPA 13-D >DB: To construct a two-storey two-family dwelling ($555,000.00) with a basement, with an attached garage providing 2 parking spaces, having street access. Note: This is a 2 storey building pursuant to the Zoning and Development By-Law 1. A/C units proposed in the rear yard 2. Bar sinks proposed in the basement 3. Schedule B: Alan Prahalad P Eng (604) 831-1431 4. HPO: Residential Builder – Sunrick Development Ltd 20139 5. Entire Building to have NFPA 13-D | Dynasty Developments Ltd
EP-2023-04581 | 2023-06-02 | 3133 E 19TH AVENUE, Vancouver, BC V5M 2T2 | Electrical Permit | Residential | New | Completed | Installation / Repair - Residential - NEW ELECTRICAL FOR DUPLEX MAIN SERVICE 200AMPS 125AMPS TO EACH UNIT >BP: To construct a two-storey two-family dwelling ($555,000.00) with a basement, with an attached garage providing 2 parking spaces, having street access. Note: This is a 2 storey building pursuant to the Zoning and Development By-Law 1. A/C units proposed in the rear yard 2. Bar sinks proposed in the basement 3. Schedule B: Alan Prahalad P Eng (604) 831-1431 4. HPO: Residential Builder – Sunrick Development Ltd 20139 5. Entire Building to have NFPA 13-D | Indy Electrical Ltd
EP-2023-04579 | 2023-06-02 | 3129 E 19TH AVENUE, Vancouver, BC V5M 2T2 | Electrical Permit | Residential | New | Completed | Installation / Repair - Residential - NEW ELECTRICAL FOR DUPLEX MAIN SERVICE 200AMPS 125AMPS TO EACH UNIT >BP: To construct a two-storey two-family dwelling ($555,000.00) with a basement, with an attached garage providing 2 parking spaces, having street access. Note: This is a 2 storey building pursuant to the Zoning and Development By-Law 1. A/C units proposed in the rear yard 2. Bar sinks proposed in the basement 3. Schedule B: Alan Prahalad P Eng (604) 831-1431 4. HPO: Residential Builder – Sunrick Development Ltd 20139 5. Entire Building to have NFPA 13-D | Indy Electrical Ltd
PP-2023-01892 | 2023-05-29 | 3129 E 19TH AVENUE, Vancouver, BC V5M 2T2 | Plumbing Permit | Residential | New | Completed | Residential - 2FD - FRONT - 3129 E 19TH AV - #1 BACK - 3129 E 19TH AV - #2 Rough in and waterlines Entire Building to have NFPA 13-D >DB: To construct a two-storey two-family dwelling with a basement, with an attached garage providing 2 parking spaces, having street access. Note: This is a 2 storey building pursuant to the Zoning and Development By-Law 1. A/C units proposed in the rear yard 2. Bar sinks proposed in the basement 3. Schedule B: Alan Prahalad P Eng (604) 831-1431 4. HPO: Residential Builder – Sunrick Development Ltd 20139 5. Entire Building to have NFPA 13-D | Dynasty Developments Ltd
MP-2023-01007 | 2023-06-05 | 3129 E 19TH AVENUE, Vancouver, BC V5M 2T2 | Mechanical Permit | NULL | NULL | Completed | NULL | Dynasty Developments Ltd
GP-2023-01714 | 2023-06-01 | 3129 E 19TH AVENUE, Vancouver, BC V5M 2T2 | Gas Permit | Residential | New | Completed | Residential - 2 Range, 2 BBQ & 2 Dryer >BP: To construct a two-storey two-family dwelling *Amend*-July 12, 2023 - Removed 2 Water Heater as applicant states they are electric* | JOT MECHANICAL LTD
SP-2023-01320 | 2023-07-21 | 3129 E 19TH AVENUE, Vancouver, BC V5M 2T2 | Sprinkler Permit | Residential | New | Completed | Residential - 2FD - FRONT - 3129 E 19TH AV - #1 BACK - 3129 E 19TH AV - #2 Install sprinklers in Duplex >DB: To construct a two-storey two-family dwelling with a basement, with an attached garage providing 2 parking spaces, having street access. Note: This is a 2 storey building pursuant to the Zoning and Development By-Law 1. A/C units proposed in the rear yard 2. Bar sinks proposed in the basement 5. Entire Building to have NFPA 13-D ****ALL PROJECT COORDINATOR NOTES HAS BEEN ACCEPTED BY THE APPLICANT**** ***This permit is issued under the VBBL 2019, with updated energy requirements as per bylaw # 12997 effective Jan 01, 2022.***. | Gold Key Fire Protection Ltd
EP-2023-05507 | 2023-06-22 | 3129 E 19TH AVENUE, Vancouver, BC V5M 2T2 | Electrical Permit | Residential | New | Completed | Installation / Repair - Residential - Low voltage wiring, tel, cable, network, speaker wiring, video, doorbell; complete security systems. >BP: To construct a two-storey two-family dwelling ($555,000.00) with a basement, with an attached garage providing 2 parking spaces, having street access. | Tutronic Security Sytem Co Ltd
PP-2023-01204 | 2023-04-05 | 3129 E 19TH AVENUE, Vancouver, BC V5M 2T2 | Plumbing Permit | Residential | New | Completed | Residential - 2FD - Install one outside storm sump | PTL Contracting Ltd
EP-2022-07750 | 2022-09-13 | 3129 E 19TH AVENUE, Vancouver, BC V5M 2T2 | Electrical Permit | Residential | New | Expired | Temporary Power - Residential - To provide temporary power. | Indy Electrical Ltd
MP-2022-00673 | 2022-12-08 | 7451 GATINEAU PLACE, Vancouver, BC | Mechanical Permit | NULL | NULL | Completed | NULL | Skyway Plumbing & gas Ltd
EP-2022-08540 | 2022-10-06 | 2719 E 46TH AVENUE #3, Vancouver, BC | Electrical Permit | Residential | New | Expired | Temporary Power - Residential - To provide temporary power. | Aidea Solutions Ltd
PP-2023-01936 | 2023-05-31 | 2719 E 46TH AVENUE #3, Vancouver, BC | Plumbing Permit | Residential | New | Issued | Residential - Sentry and storm con with sump | AKAL DEMOLITION & EXCAVATING LTD
EP-2023-08195 | 2023-09-13 | 2719 E 46TH AVENUE #3, Vancouver, BC | Electrical Permit | Residential | New | Issued | Installation / Repair - Residential - COMPLETE ROUGH WIRING AND FINISHING 31-750V 2x200amp separate services >Permit Amendment Oct 23, 2023 -"LOAD CALCULATION UPDATED" *Document(s) uploaded to "Application Documents" tab for Electrical Inspector review. Documents are at pending status at time of permit amendment approval >BP: To construct a 2 storey laneway house building ($165,225.00) with an attached garage and 1 open parking pad, providing a total of 2 parking spaces, having vehicular access from the lane. Note: This is a 1 ½ storey building pursuant to the Zoning & Development By-law 1. Covenant registered at the Land Title Office under CB80525 2. No Strata Titling permitted 3. No A/C unit proposed 4. Schedule B: Yang Wu, P.Eng. (604-746-5070) Structural Paullus K.F. Young, P.Eng. (604-841-7748) Geotechnical 5. Rev#1: HPO: Residential Builder - Dhinsa Ventures Corp. 604-440-1844 6. The entire building, INCLUDING THE ATTACHED GARAGE, to be sprinklered to NFPA 13R. ******THIS PERMIT HAS BEEN ISSUED UNDER THE REQUIREMENTS OF VBBL #12511 (2019)****** | Simplex Electrical Ltd
SP-2024-00001 | 2024-01-03 | 2719 E 46TH AVENUE #3, Vancouver, BC | Sprinkler Permit | Residential | New | Issued | Residential - NEW HOME >BP: To construct a 2 storey laneway house building with an attached garage and 1 open parking pad, providing a total of 2 parking spaces, having vehicular access from the lane. Note: This is a 1 ½ storey building pursuant to the Zoning & Development By-law 1. Covenant registered at the Land Title Office under CB80525 2. No Strata Titling permitted 3. No A/C unit proposed 4. Schedule B: Yang Wu, P.Eng. (604-746-5070) Structural Paullus K.F. Young, P.Eng. (604-841-7748) Geotechnical 5. Rev#1: HPO: Residential Builder - Dhinsa Ventures Corp. 604-440-1844 6. The entire building, INCLUDING THE ATTACHED GARAGE, to be sprinklered to NFPA 13R. | SBMS Construction Ltd
SP-2023-01485 | 2023-08-14 | 1925 W 61ST AVENUE #3, Vancouver, BC | Sprinkler Permit | Residential | New | Issued | Residential - LWH - #3 - Install sprinklers in LWH >DB: To construct a 2 storey laneway house building with an attached garage providing a total of 2 parking spaces, having vehicular access from the 20' Lane. Note: This is a 1 ½ storey building pursuant to the Zoning & Development By-law. 1. Covenant registered at the Land Title Office under CA9764020 2. No Strata Titling permitted 3. No A/C Unit proposed **THIS PERMIT HAS BEEN ISSUED UNDER THE REQUIREMENTS OF VBBL #12511 (2019) ** | Gold Key Fire Protection Ltd
PP-2023-01714 | 2023-05-16 | 1925 W 61ST AVENUE #3, Vancouver, BC | Plumbing Permit | Residential | New | Issued | Residential - This is a new laneway house with 6 fixtures >BP: To construct a 2 storey laneway house building with an attached garage providing a total of 2 parking spaces, having vehicular access from the 20' Lane. Note: This is a 1 ½ storey building pursuant to the Zoning & Development By-law. 1. Covenant registered at the Land Title Office under CA9764020 2. No Strata Titling permitted 3. No A/C Unit proposed 4. Schedule B: (Jason Hui) P.Eng (778.319.3403) Structural & Geotechnical 5. HPO: Residential Builder- Avis Homes Limited | AKAL Plumbing & Heating Ltd
MP-2023-00868 | 2023-05-18 | 1925 W 61ST AVENUE #3, Vancouver, BC | Mechanical Permit | NULL | NULL | Issued | NULL | AKAL Plumbing & Heating Ltd
EP-2023-06567 | 2023-08-08 | 1925 W 61ST AVENUE #3, Vancouver, BC | Electrical Permit | Residential | New | Issued | Installation / Repair - Residential - lane way house electrical permit. wiring for ev charger. 125amps service. basic led light, dryer and washer. electric range >BP: To construct a 2 storey laneway house building ($239,222.50) with an attached garage providing a total of 2 parking spaces, having vehicular access from the 20' Lane. Note: This is a 1 ½ storey building pursuant to the Zoning & Development By-law. 1. Covenant registered at the Land Title Office under CA9764020 2. No Strata Titling permitted 3. No A/C Unit proposed 4. Schedule B: (Jason Hui) P.Eng (778.319.3403) Structural & Geotechnical 5. HPO: Residential Builder- Avis Homes Limited NOTE: To achieve the required FSR. A floor space exclusion of 3% has been applied to this application as per section 11.24.18 of the district schedule, to accommodate improved building performance. NOTE: Information regarding the principal building on the survey and site plan is for reference only. Any discrepancy between information regarding the principal building on the survey and/or site plan and approved permit drawings for the principal building are neither approved nor authorized under this laneway house permit. *NEW HOUSE* Note: See DB-2021-06558 for Bldg 1 on site (principal bldg) addressed #1-1925 W 61 Ave. **THIS PERMIT HAS BEEN ISSUED UNDER THE REQUIREMENTS OF VBBL #12511 (2019) ** | Tatla Electrical Ltd
EP-2023-06217 | 2023-07-12 | 1925 W 61ST AVENUE #3, Vancouver, BC | Electrical Permit | Residential | New | Issued | Installation / Repair - Residential - Wiring and finishing of extra low voltage. >BP: To construct a 2 storey laneway house building ($239,222.50) with an attached garage providing a total of 2 parking spaces, having vehicular access from the 20' Lane. Note: This is a 1 ½ storey building pursuant to the Zoning & Development By-law. 1. Covenant registered at the Land Title Office under CA9764020 2. No Strata Titling permitted 3. No A/C Unit proposed 4. Schedule B: (Jason Hui) P.Eng (778.319.3403) Structural & Geotechnical 5. HPO: Residential Builder- Avis Homes Limited NOTE: To achieve the required FSR. A floor space exclusion of 3% has been applied to this application as per section 11.24.18 of the district schedule, to accommodate improved building performance. *NEW HOUSE* Note: See DB-2021-06558 for Bldg 1 on site (principal bldg) addressed #1-1925 W 61 Ave. **THIS PERMIT HAS BEEN ISSUED UNDER THE REQUIREMENTS OF VBBL #12511 (2019) ** | Creative Security Solutions Ltd
GP-2023-02134 | 2023-07-18 | 1925 W 61ST AVENUE #3, Vancouver, BC | Gas Permit | Residential | New | Expired | Residential - 1 Range >BP: To construct a 2 storey laneway house building | AKAL Plumbing & Heating Ltd
SP-2023-00351 | 2023-03-01 | 2681 E 18TH AVENUE #3, Vancouver, BC | Sprinkler Permit | Residential | New | Completed | Residential - LWH WITH NEW SPRINKLERS >BP: To construct a 2 storey laneway house building with 1 open parking pad having vehicular access from the 20' Lane. Note: The entire building, INCLUDING THE ATTACHED GARAGE (if applicable), to be sprinklered to NFPA 13D Note: This is a 1 ½ storey building pursuant to the Zoning & Development By-law. 1. Covenant registered at the Land Title Office under CA9993781 2. No Strata Titling permitted 3. No A/C Unit proposed 4. Schedule B: (B.S. Sidhu) P.Eng (604.339.0034) Structural & Geotechnical 5. HPO: Residential Builder- 88 Homes Ltd | BC Fire Sprinklers Ltd
EP-2023-00598 | 2023-02-09 | 2681 E 18TH AVENUE #3, Vancouver, BC | Electrical Permit | Residential | New | Completed | Installation / Repair - Residential - 200 amp main service 150 amp for house 100 amp for lwh >BP: To construct a 2 storey laneway house building ($129,500) with 1 open parking pad having vehicular access from the 20' Lane. Note: The entire building, INCLUDING THE ATTACHED GARAGE (if applicable), to be sprinklered to NFPA 13D Note: This is a 1 ½ storey building pursuant to the Zoning & Development By-law. 1. Covenant registered at the Land Title Office under CA9993781 2. No Strata Titling permitted 3. No A/C Unit proposed 4. Schedule B: (B.S. Sidhu) P.Eng (604.339.0034) Structural & Geotechnical 5. HPO: Residential Builder- 88 Homes Ltd NOTE: To achieve the required FSR. A floor space exclusion of 3% has been applied to this application as per section 11.24.18 of the district schedule, to accommodate improved building performance. NOTE: Information regarding the principal building on the survey and site plan is for reference only. Any discrepancy between information regarding the principal building on the survey and/or site plan and approved permit drawings for the principal building are neither approved nor authorized under this laneway house permit. *NEW HOUSE* Note: See DB-2022-00474 for Bldg 1 on site (principal bldg) addressed (1-2) 2681 E 18th Av. **THIS PERMIT HAS BEEN ISSUED UNDER THE REQUIREMENTS OF VBBL #12511 (2019) ** | H.L. ELECTRICAL LTD
EP-2023-00933 | 2023-02-06 | 2681 E 18TH AVENUE #3, Vancouver, BC | Electrical Permit | Residential | New | Expired | Installation / Repair - Residential - Security alarm, tv cables, telephone and door chime >BP: To construct a 2 storey laneway house building ($129,500) with 1 open parking pad having vehicular access from the 20' Lane. Note: The entire building, INCLUDING THE ATTACHED GARAGE (if applicable), to be sprinklered to NFPA 13D Note: This is a 1 ½ storey building pursuant to the Zoning & Development By-law. 1. Covenant registered at the Land Title Office under CA9993781 2. No Strata Titling permitted 3. No A/C Unit proposed 4. Schedule B: (B.S. Sidhu) P.Eng (604.339.0034) Structural & Geotechnical 5. HPO: Residential Builder- 88 Homes Ltd NOTE: To achieve the required FSR. A floor space exclusion of 3% has been applied to this application as per section 11.24.18 of the district schedule, to accommodate improved building performance. NOTE: Information regarding the principal building on the survey and site plan is for reference only. Any discrepancy between information regarding the principal building on the survey and/or site plan and approved permit drawings for the principal building are neither approved nor authorized under this laneway house permit. *NEW HOUSE* Note: See DB-2022-00474 for Bldg 1 on site (principal bldg) addressed (1-2) 2681 E 18th Av. **THIS PERMIT HAS BEEN ISSUED UNDER THE REQUIREMENTS OF VBBL #12511 (2019) ** | A B L SECURITY SYSTEMS LTD.
PP-2023-00461 | 2023-02-09 | 2681 E 18TH AVENUE #3, Vancouver, BC | Plumbing Permit | Residential | New | Completed | Residential - LWH - #3 - plumbing >DB: To construct a 2 storey laneway house building with 1 open parking pad having vehicular access from the 20' Lane. Note: The entire building, INCLUDING THE ATTACHED GARAGE (if applicable), to be sprinklered to NFPA 13D Note: This is a 1 ½ storey building pursuant to the Zoning & Development By-law. 1. Covenant registered at the Land Title Office under CA9993781 2. No Strata Titling permitted 3. No A/C Unit proposed | Easyway Plumbing & Heating Ltd
EP-2022-08027 | 2022-10-19 | 2681 E 18TH AVENUE #3, Vancouver, BC | Electrical Permit | Residential | New | Completed | Installation / Repair - Residential - Complete Security alarm, tv cables, telephone and door chime >BP: To construct a 2 storey laneway house building ($129,500) with 1 open parking pad having vehicular access from the 20' Lane. Note: The entire building, INCLUDING THE ATTACHED GARAGE (if applicable), to be sprinklered to NFPA 13D Note: This is a 1 ½ storey building pursuant to the Zoning & Development By-law. 1. Covenant registered at the Land Title Office under CA9993781 2. No Strata Titling permitted 3. No A/C Unit proposed 4. Schedule B: (B.S. Sidhu) P.Eng (604.339.0034) Structural & Geotechnical 5. HPO: Residential Builder- 88 Homes Ltd | A B L SECURITY SYSTEMS LTD.
MP-2022-00458 | 2022-10-23 | 2128 NAPIER STREET, Vancouver, BC | Mechanical Permit | NULL | NULL | Completed | NULL | bcc mechanicals ltd
NULL | NULL | 2128 NAPIER STREET, Vancouver, BC | Mechanical Permit | NULL | NULL | Draft | NULL | DAYLIGHT HEATING AND AIR CONDITIONING LTD
MP-2022-00436 | 2022-10-18 | 3169 E 21ST AVENUE #3, Vancouver, BC | Mechanical Permit | NULL | NULL | Completed | NULL | Aquaman Plumbing And Heating Ltd
PP-2022-03568 | 2022-10-07 | 3169 E 21ST AVENUE #3, Vancouver, BC | Plumbing Permit | Residential | New | Completed | Residential - Plumbing for: >BP: To construct a One storey laneway house building with an open parking pad, providing 1 parking space, having vehicular access from the lane. This is a 1 storey building pursuant to the Zoning & Development By-law 1- Covenant registered at the Land Title Office under CA9669828 2- No strata titling permitted 3- Bar sink proposed in main floor. 4- No A/C unit proposed. 5- Schedule B: Antony Wang P.Eng (604.618.6236) Structural & Geotechnical 6- HPO: Wesco Living Ltd | Aquaman Plumbing And Heating Ltd
SP-2022-01921 | 2022-11-17 | 3169 E 21ST AVENUE #3, Vancouver, BC | Sprinkler Permit | Residential | New | Completed | Residential - installation of a new fire sprinkler system >BP: To construct a One storey laneway house building with an open parking pad, providing 1 parking space, having vehicular access from the lane. This is a 1 storey building pursuant to the Zoning & Development By-law 1- Covenant registered at the Land Title Office under CA9669828 2- No strata titling permitted 3- Bar sink proposed in main floor. 4- No A/C unit proposed. 5- Schedule B: Antony Wang P.Eng (604.618.6236) Structural & Geotechnical 6- HPO: Wesco Living Ltd Combustible projections or roof soffits on an exposing building face shall not project to less than .45m from the property line and shall be in compliance with VBBL 2019 9.10.15.5.(9) The entire building, to be sprinklered to NFPA 13D. ******THIS PERMIT HAS BEEN ISSUED UNDER THE REQUIREMENTS OF VBBL #12511 (2019)****** | CENTRE LINE FIRE SPRINKLERS LTD
EP-2022-06064 | 2022-07-21 | 3169 E 21ST AVENUE #3, Vancouver, BC | Electrical Permit | Residential | New | Completed | Installation / Repair - Residential - This is the laneway house of 3169 E 21st Ave. New House wiring: single-phase service, all outlets, roughing and connection, lighting system, and all electrical equipment connection. MAIN consumer's SERVICE :200A MAIN HOUSE service: 100A. LWH service: 100A Three Meter System. To construct a One storey laneway house building with an open parking pad, providing 1 parking space, having vehicular access from the lane. This is a 1 storey building pursuant to the Zoning & Development By-law 1- Covenant registered at the Land Title Office under CA9669828 2- No strata titling permitted 3- Bar sink proposed in main floor. 4- No A/C unit proposed. 5- Schedule B: Antony Wang P.Eng (604.618.6236) Structural & Geotechnical 6- HPO: Wesco Living Ltd Building 2 #3-3169 E 21st Av - Laneway House (1-storey) Address and suite number assigned as per approved plans for Fire and Emergency response. The address number is to be posted to the building to be visible from the street and the suite number is to be posted at the suite entry in accordance with the Building By-law prior to final inspection. Combustible projections or roof soffits on an exposing building face shall not project to less than .45m from the property line and shall be in compliance with VBBL 2019 9.10.15.5.(9) The entire building, to be sprinklered to NFPA 13D. *Amendment* Main heat system for the LWH unit is heat by infloor radiant heat. 4000W Electrical hot water tank which also use for domestic hot water system. | Aidea Solutions Ltd
GP-2023-02133 | 2023-07-18 | 7975 ADERA STREET, Vancouver, BC | Gas Permit | Residential | New | Issued | Residential - 1 Range & 1 Boiler >BP: To construct a 2 storey laneway house building | AKAL Plumbing & Heating Ltd
EP-2023-06229 | 2023-07-24 | 7975 ADERA STREET, Vancouver, BC | Electrical Permit | Residential | New | Issued | Installation / Repair - Residential - ¦ LWH/ 200A ¦ LWH wiring >BP: To construct a 2 storey laneway house building ($173,762.50) with an open parking pad, providing 1 parking space, having vehicular access from the lane. Note: This is a 1 ½ storey building pursuant to the Zoning & Development By-law 1- Covenant registered at the Land Title Office under CA9894900 2- No strata titling permitted 3- A/C unit proposed 4- Schedule B: Jason Hui P Eng (778-319-3403) Structural, Geotechnical & Architectural 5- HPO: Residential Builder – Kinged Holding Ltd # 34374 6- Entire Building to have NFPA 13-D ****ALL PROJECT COORDINATOR NOTES HAS BEEN ACCEPTED BY THE APPLICANT**** ******THIS PERMIT HAS BEEN ISSUED UNDER THE REQUIREMENTS OF VBBL #12511 (2019)****** | Roop Electric Co Ltd
PP-2023-01810 | 2023-05-24 | 7975 ADERA STREET, Vancouver, BC | Plumbing Permit | Residential | New | Issued | Residential - This is a new laneway house with 9 fixtures >BP: To construct a 2 storey laneway house building with an open parking pad, providing 1 parking space, having vehicular access from the lane. Note: This is a 1 ½ storey building pursuant to the Zoning & Development By-law 1- Covenant registered at the Land Title Office under CA9894900 2- No strata titling permitted 3- A/C unit proposed 4- Schedule B: Jason Hui P Eng (778-319-3403) Structural, Geotechnical & Architectural 5- HPO: Residential Builder – Kinged Holding Ltd # 34374 6- Entire Building to have NFPA 13-D | AKAL Plumbing & Heating Ltd
MP-2023-01033 | 2023-06-07 | 7975 ADERA STREET, Vancouver, BC | Mechanical Permit | NULL | NULL | Issued | NULL | AKAL Plumbing & Heating Ltd
SP-2023-01569 | 2023-08-25 | 7975 ADERA STREET, Vancouver, BC | Sprinkler Permit | Residential | New | Issued | Residential - LWH - new home >DB: To construct a 2 storey laneway house building with an open parking pad, providing 1 parking space, having vehicular access from the lane. Note: This is a 1 ½ storey building pursuant to the Zoning & Development By-law 1- Covenant registered at the Land Title Office under CA9894900 2- No strata titling permitted 3- A/C unit proposed 6- Entire Building to have NFPA 13-D ****ALL PROJECT COORDINATOR NOTES HAS BEEN ACCEPTED BY THE APPLICANT**** ******THIS PERMIT HAS BEEN ISSUED UNDER THE REQUIREMENTS OF VBBL #12511 (2019)****** | SBMS Construction Ltd
EP-2023-08327 | 2023-09-15 | 7975 ADERA STREET, Vancouver, BC | Electrical Permit | Residential | New | Issued | Installation / Repair - Residential - Installation of data, tv, tel, chime wiring and completion. >BP: To construct a 2 storey laneway house building ($173,762.50) with an open parking pad, providing 1 parking space, having vehicular access from the lane. Note: This is a 1 ½ storey building pursuant to the Zoning & Development By-law 1- Covenant registered at the Land Title Office under CA9894900 2- No strata titling permitted 3- A/C unit proposed 4- Schedule B: Jason Hui P Eng (778-319-3403) Structural, Geotechnical & Architectural 5- HPO: Residential Builder – Kinged Holding Ltd # 34374 6- Entire Building to have NFPA 13-D ****ALL PROJECT COORDINATOR NOTES HAS BEEN ACCEPTED BY THE APPLICANT**** ******THIS PERMIT HAS BEEN ISSUED UNDER THE REQUIREMENTS OF VBBL #12511 (2019)****** | Repel Security Systems Ltd
MP-2023-00169 | 2023-02-07 | 2340 E 40TH AVENUE, Vancouver, BC | Mechanical Permit | NULL | NULL | Issued | NULL | Karan Plumbing & Heating Ltd
PP-2023-00365 | 2023-02-02 | 2340 E 40TH AVENUE, Vancouver, BC | Plumbing Permit | Residential | New | Completed | Residential - INFILL - 2FD - Plumbing of a new house >DB: To construct a two-storey multi-dwelling Infill building containing 2 dwelling units at the rear of this site. 4 onsite parking spaces provided at the rear of the site having vehicular access from the lane. Building Review Branch Notes: 1. Multi-dwelling building with 2 dwelling units to be sprinklered to NFPA 13D | Karan Plumbing & Heating Ltd
MP-2023-00101 | 2023-01-25 | 2340 E 40TH AVENUE, Vancouver, BC | Mechanical Permit | NULL | NULL | Issued | NULL | Karan Plumbing & Heating Ltd
GP-2023-00881 | 2023-03-13 | 2340 E 40TH AVENUE, Vancouver, BC | Gas Permit | Residential | New | Completed | Residential - INFILL - 2FD - BACK/SOUTH - 2340 E 40TH AV - (WEST SIDE) 2346 E 40TH AV - EAST SIDE) Gas Piping of a House >BP: To construct a two-storey multi-dwelling Infill building containing 2 dwelling units at the rear of this site. 4 onsite parking spaces provided at the rear of the site having vehicular access from the lane. 1. Multi-dwelling building with 2 dwelling units to be sprinklered to NFPA 13D | Karan Plumbing & Heating Ltd
EP-2023-02569 | 2023-03-24 | 2340 E 40TH AVENUE, Vancouver, BC | Electrical Permit | Residential | New | Issued | Installation / Repair - Residential - Install Security Alarm, Tel, Data, Tv, Vacuum, Cameras, Pre Wire And Compelete. Site Contact Vineet 604-970-9606 >BP: Building Permit for DP-2021-00797 To construct a two-storey multi-dwelling Infill building containing 2 dwelling units at the rear of this site. 4 onsite parking spaces provided at the rear of the site having vehicular access from the lane ($450,000) Schedule B (Architectural) Christopher Huxtable, AIBC (604.363.2494) Schedule B (Structural and Geotechnical, Alan Prahalad, P.Eng (604.831.1431) submitted for this project. Building Review Branch Notes: 1. Multi-dwelling building with 2 dwelling units to be sprinklered to NFPA 13D 2. Permit applied for with BP-2021-06649,new energy requirements n/a. 2. This permit has been reviewed under the requirements of the VBBL #12511 (2019) 3. See BP-2021-06649 for building 1 on this site. | Ads Security Systems Ltd
EP-2023-02291 | 2023-03-23 | 2340 E 40TH AVENUE, Vancouver, BC | Electrical Permit | Residential | New | Issued | Installation / Repair - Residential - Building 2 - Infill building containing 2 dwelling units, wiring plus pot lights and service. >BP: To construct a two-storey multi-dwelling Infill building containing 2 dwelling units at the rear of this site. 4 onsite parking spaces provided at the rear of the site having vehicular access from the lane ($450,000) Schedule B (Architectural) Christopher Huxtable, AIBC (604.363.2494) Schedule B (Structural and Geotechnical, Alan Prahalad, P.Eng (604.831.1431) submitted for this project. Building Review Branch Notes: 1. Multi-dwelling building with 2 dwelling units to be sprinklered to NFPA 13D 2. Permit applied for with BP-2021-06649,new energy requirements n/a. 2. This permit has been reviewed under the requirements of the VBBL #12511 (2019) 3. See BP-2021-06649 for building 1 on this site. | WE WIRE IT ELECTRIC LTD
SP-2022-01853 | 2022-11-08 | 2340 E 40TH AVENUE, Vancouver, BC | Sprinkler Permit | Residential | New | Issued | Residential - To install fire sprinkler system in Duplex >To construct a two-storey multi-dwelling Infill building containing 2 dwelling units at the rear of this site. 4 onsite parking spaces provided at the rear of the site having vehicular access from the lane ($450,000) Schedule B (Architectural) Christopher Huxtable, AIBC (604.363.2494) Schedule B (Structural and Geotechnical, Alan Prahalad, P.Eng (604.831.1431) submitted for this project. Building Review Branch Notes: 1. Multi-dwelling building with 2 dwelling units to be sprinklered to NFPA 13D 2. Permit applied for with BP-2021-06649,new energy requirements n/a. 2. This permit has been reviewed under the requirements of the VBBL #12511 (2019) 3. See BP-2021-06649 for building 1 on this site. | Max Fire Pro Ltd
EP-2023-02559 | 2023-03-24 | 4744 GOTHARD STREET #3, Vancouver, BC V5R 3K9 | Electrical Permit | Residential | New | Completed | Installation / Repair - Residential - Install extra low voltage wiring. >BP: To construct a 2 storey laneway house building with an open parking pad, providing 1 parking space, having vehicular access from the lane. Note: This is a 1 ½ storey building pursuant to the Zoning & Development By-law 1- No strata titling permitted. 2- Bar sink proposed in second floor. 3- No A/C unit proposed. 4- Schedule B: Jason Hui P.Eng (778.319.3403) Structural & Geotechnical 5- HPO: Liwa Enterprises Ltd. Combustible projections or roof soffits on an exposing building face shall not project to less than .45m from the property line and shall be in compliance with VBBL 2019 9.10.15.5.(9) The entire building, to be sprinklered to NFPA 13D. ******THIS PERMIT HAS BEEN ISSUED UNDER THE REQUIREMENTS OF VBBL #12511 (2019)****** | AJ INTEGRATED SERVICES LTD
SP-2023-00540 | 2023-03-30 | 4744 GOTHARD STREET #3, Vancouver, BC V5R 3K9 | Sprinkler Permit | Residential | New | Completed | Residential - LWH - #3 - sprinkler >DB: To construct a 2 storey laneway house building with an open parking pad, providing 1 parking space, having vehicular access from the lane. Note: This is a 1 ½ storey building pursuant to the Zoning & Development By-law 1- No strata titling permitted. 2- Bar sink proposed in second floor. 3- No A/C unit proposed. The entire building, to be sprinklered to NFPA 13D. | Ghuman Mechanical Ltd
GP-2023-01095 | 2023-04-03 | 4744 GOTHARD STREET #3, Vancouver, BC V5R 3K9 | Gas Permit | Residential | New | Completed | Residential - 1 Range, 1 Boiler & 1 BBQ >BP: To construct a 2 storey laneway house | Laxmi Plumbing
EP-2023-01755 | 2023-03-24 | 4744 GOTHARD STREET #3, Vancouver, BC V5R 3K9 | Electrical Permit | Residential | New | Completed | Installation / Repair - Residential - All electrical work for Laneway house *200A Main Service- 250AL *Gas Radiant: 1FD + LWH >BP: To construct a 2 storey laneway house building with an open parking pad, providing 1 parking space, having vehicular access from the lane. Note: This is a 1 ½ storey building pursuant to the Zoning & Development By-law 1- No strata titling permitted. 2- Bar sink proposed in second floor. 3- No A/C unit proposed. 4- Schedule B: Jason Hui P.Eng (778.319.3403) Structural & Geotechnical 5- HPO: Liwa Enterprises Ltd. | Jagveer Singh Boparai
PP-2023-00368 | 2023-02-06 | 4744 GOTHARD STREET #3, Vancouver, BC V5R 3K9 | Plumbing Permit | Residential | New | Completed | Residential - LWH - #3 - plumbing >DB: To construct a 2 storey laneway house building with an open parking pad, providing 1 parking space, having vehicular access from the lane. Note: This is a 1 ½ storey building pursuant to the Zoning & Development By-law 1- No strata titling permitted. 2- Bar sink proposed in second floor. 3- No A/C unit proposed. The entire building, to be sprinklered to NFPA 13D. | Laxmi Plumbing
NULL | NULL | 4744 GOTHARD STREET #3, Vancouver, BC V5R 3K9 | Mechanical Permit | NULL | NULL | Draft | NULL | Laxmi Plumbing
MP-2023-00203 | 2023-02-15 | 4744 GOTHARD STREET #3, Vancouver, BC V5R 3K9 | Mechanical Permit | NULL | NULL | Completed | NULL | Laxmi Plumbing
GP-2023-03498 | 2023-11-24 | 1225 E 62ND AVENUE #3, Vancouver, BC V5X 2H2 | Gas Permit | Residential | New | Issued | Residential - 1 Boiler >BP: To construct a 1 storey laneway house building ($151,500) with an open parking pad, providing 1 parking space, having vehicular access from the lane. | Avion Mechanical Ltd
EP-2023-09758 | 2023-11-29 | 1225 E 62ND AVENUE #3, Vancouver, BC V5X 2H2 | Electrical Permit | Residential | New | Issued | Installation / Repair - Residential - ¦#3LWH- 200A ¦ Laneway house >BP: To construct a 1 storey laneway house building ($151,500) with an open parking pad, providing 1 parking space, having vehicular access from the lane. Note: This is a 1 ½ storey building pursuant to the Zoning & Development By-law 1. Covenant registered at the Land Title Office under CB274693 2. No Strata Titling permitted 3. No A/C unit proposed 4. Schedule B: Shambhu N. Biswas, P.Eng (604-250-8666) Structural 5. Schedule B: Jason Hui, P.Eng (778-319-3403) Geotechnical 6. HPO: Residential Builder - Vancouver Lower Mainland Construction Ltd. 7. The entire building to be sprinklered to NFPA 13D. ******THIS PERMIT HAS BEEN ISSUED UNDER THE REQUIREMENTS OF VBBL #12511 (2019)****** | Eminence Electrical Ltd
SP-2023-02054 | 2023-11-07 | 1225 E 62ND AVENUE #3, Vancouver, BC V5X 2H2 | Sprinkler Permit | Residential | New | Issued | Residential - LWH - #3 - new system >DB: To construct a 1 storey laneway house building with an open parking pad, providing 1 parking space, having vehicular access from the lane. Note: This is a 1 ½ storey building pursuant to the Zoning & Development By-law 1. Covenant registered at the Land Title Office under CB274693 2. No Strata Titling permitted 3. No A/C unit proposed 7. The entire building to be sprinklered to NFPA 13D. ******THIS PERMIT HAS BEEN ISSUED UNDER THE REQUIREMENTS OF VBBL #12511 (2019)****** | Real Tech Fire Protection Ltd
PP-2023-03490 | 2023-10-04 | 1225 E 62ND AVENUE #3, Vancouver, BC V5X 2H2 | Plumbing Permit | Residential | New | Issued | Residential - New laneway >BP: To construct a 1 storey laneway house building with an open parking pad, providing 1 parking space, having vehicular access from the lane. Note: This is a 1 ½ storey building pursuant to the Zoning & Development By-law 1. Covenant registered at the Land Title Office under CB274693 2. No Strata Titling permitted 3. No A/C unit proposed 4. Schedule B: Shambhu N. Biswas, P.Eng (604-250-8666) Structural 5. Schedule B: Jason Hui, P.Eng (778-319-3403) Geotechnical 6. HPO: Residential Builder - Vancouver Lower Mainland Construction Ltd. 7. The entire building to be sprinklered to NFPA 13D. | Avion Mechanical Ltd
MP-2023-01798 | 2023-10-06 | 1225 E 62ND AVENUE #3, Vancouver, BC V5X 2H2 | Mechanical Permit | NULL | NULL | Issued | NULL | Avion Mechanical Ltd
EP-2023-09103 | 2023-10-10 | 1225 E 62ND AVENUE #3, Vancouver, BC V5X 2H2 | Electrical Permit | Residential | New | Issued | Installation / Repair - Residential - TV, telephone, security alarm prewire and complete. >BP: To construct a 1 storey laneway house building ($151,500) with an open parking pad, providing 1 parking space, having vehicular access from the lane. Note: This is a 1 ½ storey building pursuant to the Zoning & Development By-law 1. Covenant registered at the Land Title Office under CB274693 2. No Strata Titling permitted 3. No A/C unit proposed 4. Schedule B: Shambhu N. Biswas, P.Eng (604-250-8666) Structural 5. Schedule B: Jason Hui, P.Eng (778-319-3403) Geotechnical 6. HPO: Residential Builder - Vancouver Lower Mainland Construction Ltd. 7. The entire building to be sprinklered to NFPA 13D. ******THIS PERMIT HAS BEEN ISSUED UNDER THE REQUIREMENTS OF VBBL #12511 (2019)****** | Tvisha Technologies Ltd
PP-2023-00389 | 2023-02-06 | 2012 MCNICOLL AVENUE, Vancouver, BC | Plumbing Permit | Residential | New | Issued | Residential - two sump no pump | Canadian Excavating Ltd
PP-2023-02089 | 2023-06-14 | 2012 MCNICOLL AVENUE, Vancouver, BC | Plumbing Permit | Residential | New | Issued | Residential - plumbing >BP: To construct a 3 storey plus a cellar single detached house with a detached accessory building (garage) at the rear providing one parking space and a carport providing one parking stall, all having vehicular access from the lane. The entire building to be sprinklered to NFPA 13D. 1. A/C unit proposed in west side within building envelope. 2. No bar sink proposed 3. Schedule A David Yustin AIBC (778-318-7182) 4. Schedule B David Yustin AIBC (778-318-7182) Architectural 5. Schedule B Clinton Yiu P.Eng (604-255-7670) Structural 6. Schedule B P.K.L Fong P.Eng ( 604-837-3205) Geotechnical 7. Schedule D Trevor Carman P.Eng (604-872-1211) 8. BC Housing Coastline Projects Ltd | Avante Plumbing & Heating Ltd
EP-2023-03892 | 2023-05-11 | 2012 MCNICOLL AVENUE, Vancouver, BC | Electrical Permit | Residential | New | Issued | Installation / Repair - Residential - wiring for new single family dwelling *An approved mechanical permit is required for the installation of air conditioning or heat pump unit at the time of installation before an electrical inspection will be performed >Permit Amendment Sep 21, 2023 -"load cal/ pics/ declaration" *Document(s) uploaded to "Application Documents" tab for Electrical Inspector review. Documents are at pending status at time of permit amendment approval >BP: To construct a 3 storey plus a cellar single detached house with a detached accessory building (garage) at the rear providing one parking space and a carport providing one parking stall, all having vehicular access from the lane. The entire building to be sprinklered to NFPA 13D. 1. A/C unit proposed in west side within building envelope. 2. No bar sink proposed 3. Schedule A David Yustin AIBC (778-318-7182) 4. Schedule B David Yustin AIBC (778-318-7182) Architectural 5. Schedule B Clinton Yiu P.Eng (604-255-7670) Structural 6. Schedule B P.K.L Fong P.Eng ( 604-837-3205) Geotechnical 7. Schedule D Trevor Carman P.Eng (604-872-1211) 8. BC Housing Coastline Projects Ltd | FC Electric Inc
EP-2022-09152 | 2022-10-27 | 2012 MCNICOLL AVENUE, Vancouver, BC | Electrical Permit | Residential | New | Expired | Temporary Power - Residential - To provide temporary power. | FC Electric Inc
PP-2022-03934 | 2022-11-01 | 876 E 52ND AVENUE #3, Vancouver, BC V5X 1H2 | Plumbing Permit | Residential | New | Completed | Residential - New Plumbing for: >BP: To construct a 2 storey laneway house building ($167,125) with 1 open parking pad, providing a total of 1 parking spaces, having vehicular access from the 20' Lane. | ACME PLUMBING HEATING & GAS LTD.
PP-2022-03748 | 2022-10-24 | 876 E 52ND AVENUE #3, Vancouver, BC V5X 1H2 | Plumbing Permit | Residential | New | Completed | Residential - Sump | KPC Homes Ltd
SP-2023-00002 | 2023-01-04 | 876 E 52ND AVENUE #3, Vancouver, BC V5X 1H2 | Sprinkler Permit | Residential | New | Completed | Residential - to install a new sprinkler system in LWH >BP: To construct a 2 storey laneway house building ($167,125) with 1 open parking pad, providing a total of 1 parking spaces, having vehicular access from the 20' Lane. Note: This is a 1 ½ storey building pursuant to the Zoning & Development By-law. 1. Covenant not required with existing house 2. No Strata Titling permitted 3. No A/C Unit proposed 4. Entire building to be sprinklered 13D 5. Schedule B: (Antony Wang) P.Eng (604.618.6236) Structural 6. Schedule B: (Antony Wang) P.Eng (604.618.6236) Geotechnical 7. HPO: Residential Builder- KPC Homes Ltd NOTE: Information regarding the principal building on the survey and site plan is for reference only. Any discrepancy between information regarding the principal building on the survey and/or site plan and approved permit drawings for the principal building are neither approved nor authorized under this laneway house permit. *EXISTING HOUSE* Note: Bldg 1 (principal bldg) addressed #1-876 E 52nd Av retained on site. **THIS PERMIT HAS BEEN ISSUED UNDER THE REQUIREMENTS OF VBBL #12511 (2019) ** | ACME PLUMBING HEATING & GAS LTD.
EP-2023-00800 | 2023-02-06 | 876 E 52ND AVENUE #3, Vancouver, BC V5X 1H2 | Electrical Permit | Residential | New | Completed | Installation / Repair - Residential - new laneway house >BP: To construct a 2 storey laneway house building ($167,125) with 1 open parking pad, providing a total of 1 parking spaces, having vehicular access from the 20' Lane. *EP-2023-00800: LWH- NEW 200A SERVICE *EP-2023-00895: 1FD- 100A RE-CONNECT Note: This is a 1 ½ storey building pursuant to the Zoning & Development By-law. 1. Covenant not required with existing house 2. No Strata Titling permitted 3. No A/C Unit proposed 4. Entire building to be sprinklered 13D 5. Schedule B: (Antony Wang) P.Eng (604.618.6236) Structural 6. Schedule B: (Antony Wang) P.Eng (604.618.6236) Geotechnical 7. HPO: Residential Builder- KPC Homes Ltd NOTE: To achieve the required FSR. A floor space exclusion of 3% has been applied to this application as per section 11.24.18 of the district schedule, to accommodate improved building performance. NOTE: Information regarding the principal building on the survey and site plan is for reference only. Any discrepancy between information regarding the principal building on the survey and/or site plan and approved permit drawings for the principal building are neither approved nor authorized under this laneway house permit. *EXISTING HOUSE* Note: Bldg 1 (principal bldg) addressed #1-876 E 52nd Av retained on site. **THIS PERMIT HAS BEEN ISSUED UNDER THE REQUIREMENTS OF VBBL #12511 (2019) ** | Star Delta Electric Ltd
NULL | NULL | 876 E 52ND AVENUE #3, Vancouver, BC V5X 1H2 | Electrical Permit | Residential | New | Draft | Installation / Repair - Residential - new laneway house | Star Delta Electric Ltd
EP-2023-01229 | 2023-02-13 | 876 E 52ND AVENUE #3, Vancouver, BC V5X 1H2 | Electrical Permit | Residential | New | Completed | Installation / Repair - Residential - Alarm Security, Tel/Data/Cable >BP: To construct a 2 storey laneway house building ($167,125) with 1 open parking pad, providing a total of 1 parking spaces, having vehicular access from the 20' Lane. Note: This is a 1 ½ storey building pursuant to the Zoning & Development By-law. 1. Covenant not required with existing house 2. No Strata Titling permitted 3. No A/C Unit proposed 4. Entire building to be sprinklered 13D 5. Schedule B: (Antony Wang) P.Eng (604.618.6236) Structural 6. Schedule B: (Antony Wang) P.Eng (604.618.6236) Geotechnical 7. HPO: Residential Builder- KPC Homes Ltd NOTE: To achieve the required FSR. A floor space exclusion of 3% has been applied to this application as per section 11.24.18 of the district schedule, to accommodate improved building performance. NOTE: Information regarding the principal building on the survey and site plan is for reference only. Any discrepancy between information regarding the principal building on the survey and/or site plan and approved permit drawings for the principal building are neither approved nor authorized under this laneway house permit. *EXISTING HOUSE* Note: Bldg 1 (principal bldg) addressed #1-876 E 52nd Av retained on site. **THIS PERMIT HAS BEEN ISSUED UNDER THE REQUIREMENTS OF VBBL #12511 (2019) ** | Torrent Technologies Ltd
EP-2023-01893 | 2023-03-07 | 2810 E 48TH AVENUE #3, Vancouver, BC V5S 1G9 | Electrical Permit | Residential | New | Issued | Installation / Repair - Residential - Extra Low Voltage. Door Bell, Data/Voice/TV Cable. Alarm Prewire. >BP: To construct a 2 storey laneway house building with an open parking pad, providing 1 parking space, having vehicular access from the lane. This is a 1 ½ storey building pursuant to the Zoning & Development By-law 1. No A/C unit proposed. 2. Schedule B: Jason Hui P.Eng (778.319.3403) Structural & Geotechnical 3. HPO: Cyanic Developments Inc | SECUTECH DEVELOPMENT LTD.
PP-2023-00799 | 2023-03-10 | 2810 E 48TH AVENUE #3, Vancouver, BC V5S 1G9 | Plumbing Permit | Residential | New | Issued | Residential - Underslab and above slab plumbing >BP: To construct a 2 storey laneway house building with an open parking pad, providing 1 parking space, having vehicular access from the lane. This is a 1 ½ storey building pursuant to the Zoning & Development By-law 1. No A/C unit proposed. 2. Schedule B: Jason Hui P.Eng (778.319.3403) Structural & Geotechnical 3. HPO: Cyanic Developments Inc | KDD Plumbing & Heating Ltd
EP-2023-01700 | 2023-03-10 | 2810 E 48TH AVENUE #3, Vancouver, BC V5S 1G9 | Electrical Permit | Residential | New | Issued | Installation / Repair - Residential - Main service is 200 amp laneway house for 100amp main house for 125 amp new wiring and finishing for laneway house >BP: To construct a 2 storey laneway house building with an open parking pad, providing 1 parking space, having vehicular access from the lane. This is a 1 ½ storey building pursuant to the Zoning & Development By-law 1. No A/C unit proposed. 2. Schedule B: Jason Hui P.Eng (778.319.3403) Structural & Geotechnical 3. HPO: Cyanic Developments Inc Combustible projections or roof soffits on an exposing building face shall not project to less than .45m from the property line and shall be in compliance with VBBL 2019 9.10.15.5.(9) The entire building, to be sprinklered to NFPA 13D. ******THIS PERMIT HAS BEEN ISSUED UNDER THE REQUIREMENTS OF VBBL #12511 (2019)****** | G N ELECTRIC LTD
MP-2023-00522 | 2023-03-28 | 2810 E 48TH AVENUE #3, Vancouver, BC V5S 1G9 | Mechanical Permit | NULL | NULL | Issued | NULL | KDD Plumbing & Heating Ltd
SP-2023-00534 | 2023-04-18 | 2810 E 48TH AVENUE #3, Vancouver, BC V5S 1G9 | Sprinkler Permit | Residential | New | Issued | Residential - LWH - #3 - New sprinkler system >DB: To construct a 2 storey laneway house building with an open parking pad, providing 1 parking space, having vehicular access from the lane. This is a 1 ½ storey building pursuant to the Zoning & Development By-law 1. No A/C unit proposed. The entire building, to be sprinklered to NFPA 13D. | Haven Fire Protection Ltd
GP-2023-01640 | 2023-05-25 | 2810 E 48TH AVENUE #3, Vancouver, BC V5S 1G9 | Gas Permit | Residential | New | Issued | Residential - 1 Boiler >BP: To construct a 2 storey laneway house | Deep Gas Fitting Ltd.
EP-2023-06082 | 2023-07-06 | 1443 W 57TH AVENUE #3, Vancouver, BC V6P 1T1 | Electrical Permit | Residential | New | Issued | Temporary Power - Residential - To provide temporary power. | A-Class Electrical Ltd
PP-2023-04309 | 2023-12-12 | 1443 W 57TH AVENUE #3, Vancouver, BC V6P 1T1 | Plumbing Permit | Residential | New | Issued | Residential - Plumbing for new LWH >BP: To construct a 2 storey laneway house building ($244,500.00) with an attached garage and 1 open parking pad, providing a total of 3 parking spaces, having vehicular access from the lane. Note: This is a 1 ½ storey building pursuant to the Zoning & Development By-law 1. Covenant registered at the Land Title Office under CA9115950 2. No Strata Titling permitted 3. No A/C unit proposed 4. Schedule B: KTC NGUYEN - P.Eng (604-326-2701) Structural & Geotechnical 5. HPO: Residential Builder – BABA POTA HOLDINGS LTD #37985 6. Entire Building to have NFPA 13-R | Avion Mechanical Ltd
EP-2022-03675 | 2022-05-05 | 1443 W 57TH AVENUE #3, Vancouver, BC V6P 1T1 | Electrical Permit | Residential | New | Expired | Temporary Power - Residential - To provide temporary power. | A-Class Electrical Ltd
MP-2023-02136 | 2023-12-02 | 760 W 48TH AVENUE, Vancouver, BC V5Z 2R9 | Mechanical Permit | NULL | NULL | Issued | NULL | Power Cool Electrical & Refrigeration Mech Ltd
GP-2023-02983 | 2023-10-10 | 760 W 48TH AVENUE, Vancouver, BC V5Z 2R9 | Gas Permit | Residential | New | Issued | Residential - 2 Ranges 1 range each side and under ground piping from garage to main house >BP: To construct a two-storey two-family dwelling ($677,595.00) with a basement, with an attached garage providing 2 parking spaces, having street access. | M-7 Mechanicals Ltd
SP-2023-02008 | 2023-11-01 | 760 W 48TH AVENUE, Vancouver, BC V5Z 2R9 | Sprinkler Permit | Residential | New | Issued | Residential - 2FD - FRONT - 760 W 48TH AV - #1 BACK - 760 W 48TH AV - #2 new system >DB: To construct a two-storey two-family dwelling with a basement, with an attached garage providing 2 parking spaces, having street access. Note: This is a 2 storey building pursuant to the Zoning and Development By-Law 1. No A/C units proposed. 5. Entire Building to have NFPA 13-D ****ALL PROJECT COORDINATOR NOTES HAS BEEN ACCEPTED BY THE APPLICANT**** ***This permit is issued under the VBBL 2019, with updated energy requirements as per bylaw # 12997 effective Jan 01, 2022.*** | Real Tech Fire Protection Ltd
EP-2023-10114 | 2023-11-08 | 760 W 48TH AVENUE, Vancouver, BC V5Z 2R9 | Electrical Permit | Residential | New | Issued | Installation / Repair - Residential - Security Alarm, CCTV, Tel/TV/Data, Intercom, etc -complete security alarm installation >BP: To construct a two-storey two-family dwelling ($677,595.00) with a basement, with an attached garage providing 2 parking spaces, having street access. | AIGO TECHNOLOGY INC
EP-2023-07820 | 2023-09-06 | 760 W 48TH AVENUE, Vancouver, BC V5Z 2R9 | Electrical Permit | Residential | New | Issued | Installation / Repair - Residential - ¦ 2FD- 200A ¦ Electrical wiring for the duplex new house *An approved mechanical permit is required for the installation of air conditioning or heat pump unit at the time of installation before an electrical inspection will be performed >BP: To construct a two-storey two-family dwelling ($677,595.00) with a basement, with an attached garage providing 2 parking spaces, having street access. Note: This is a 2 storey building pursuant to the Zoning and Development By-Law 1. No A/C units proposed. 2. Schedule B: Neil Robertson (604-688-5585) Architectural 3. Schedule B: Henry S.N. Hsu P Eng (604) 322-7158 Structural & Geotechnical 4. HPO: Residential Builder – Twinwood Development Ltd # 35033 5. Entire Building to have NFPA 13-D ****ALL PROJECT COORDINATOR NOTES HAS BEEN ACCEPTED BY THE APPLICANT**** ***This permit is issued under the VBBL 2019, with updated energy requirements as per bylaw # 12997 effective Jan 01, 2022.*** | JIU DING ELECTRIC LTD
PP-2023-01637 | 2023-05-09 | 760 W 48TH AVENUE, Vancouver, BC V5Z 2R9 | Plumbing Permit | Residential | New | Issued | Residential - Sump | Power Excavating Ltd
PP-2023-01777 | 2023-05-23 | 760 W 48TH AVENUE, Vancouver, BC V5Z 2R9 | Plumbing Permit | Residential | New | Issued | Residential - plumbing >BP: To construct a two-storey two-family dwelling with a basement, with an attached garage providing 2 parking spaces, having street access. Note: This is a 2 storey building pursuant to the Zoning and Development By-Law 1. No A/C units proposed. 2. Schedule B: Neil Robertson (604-688-5585) Architectural 3. Schedule B: Henry S.N. Hsu P Eng (604) 322-7158 Structural & Geotechnical 4. HPO: Residential Builder – Twinwood Development Ltd # 35033 5. Entire Building to have NFPA 13-D | Gurumehar Plumbing & Heating Ltd
NULL | NULL | 760 W 48TH AVENUE, Vancouver, BC V5Z 2R9 | Plumbing Permit | Residential | New | Draft | Residential - plumbind | Gurumehar Plumbing & Heating Ltd
EP-2023-02032 | 2023-03-08 | 760 W 48TH AVENUE, Vancouver, BC V5Z 2R9 | Electrical Permit | Residential | New | Issued | Temporary Power - Residential - To provide temporary power. | JIU DING ELECTRIC LTD
PP-2023-01776 | 2023-05-23 | 770 W 48TH AVENUE, Vancouver, BC V5Z 2R9 | Plumbing Permit | Residential | New | Issued | Residential - plumbing >BP: To construct a two-storey two-family dwelling with a basement, with an attached garage providing 2 parking spaces, having street access. Note: This is a 2 storey building pursuant to the Zoning and Development By-Law 1. No A/C units proposed. 2. Bar sinks proposed in the basement 3. Schedule B: Neil Robertson (604-688-5585) Architectural 4. Schedule B: Henry S.N. Hsu P Eng (604) 322-7158 Structural & Geotechnical 5. HPO: Residential Builder – Twinwood Development Ltd # 35033 6. Entire Building to have NFPA 13-D | Gurumehar Plumbing & Heating Ltd
PP-2023-01610 | 2023-05-08 | 770 W 48TH AVENUE, Vancouver, BC V5Z 2R9 | Plumbing Permit | Residential | New | Issued | Residential - 2FD - Outside sump | Power Excavating Ltd
EP-2023-08185 | 2023-09-19 | 770 W 48TH AVENUE, Vancouver, BC V5Z 2R9 | Electrical Permit | Residential | New | Issued | Installation / Repair - Residential - ¦ 2FD- 200A ¦ Duplex electrical wiring *An approved mechanical permit is required for the installation of air conditioning or heat pump unit at the time of installation before an electrical inspection will be performed >BP: To construct a two-storey two-family dwelling ($677,595.00) with a basement, with an attached garage providing 2 parking spaces, having street access. Note: This is a 2 storey building pursuant to the Zoning and Development By-Law 1. No A/C units proposed. 2. Bar sinks proposed in the basement 3. Schedule B: Neil Robertson (604-688-5585) Architectural 4. Schedule B: Henry S.N. Hsu P Eng (604) 322-7158 Structural & Geotechnical 5. HPO: Residential Builder – Twinwood Development Ltd # 35033 6. Entire Building to have NFPA 13-D ****ALL PROJECT COORDINATOR NOTES HAS BEEN ACCEPTED BY THE APPLICANT**** ***This permit is issued under the VBBL 2019, with updated energy requirements as per bylaw # 12997 effective Jan 01, 2022.*** | JIU DING ELECTRIC LTD
EP-2023-10117 | 2023-11-08 | 770 W 48TH AVENUE, Vancouver, BC V5Z 2R9 | Electrical Permit | Residential | New | Issued | Installation / Repair - Residential - Security Alarm, CCTV, Tel/TV/Data, Intercom -complete security alarm installation >BP: To construct a two-storey two-family dwelling ($677,595.00) with a basement, with an attached garage providing 2 parking spaces, having street access. Note: This is a 2 storey building pursuant to the Zoning and Development By-Law 1. No A/C units proposed. 2. Bar sinks proposed in the basement 3. Schedule B: Neil Robertson (604-688-5585) Architectural 4. Schedule B: Henry S.N. Hsu P Eng (604) 322-7158 Structural & Geotechnical 5. HPO: Residential Builder – Twinwood Development Ltd # 35033 6. Entire Building to have NFPA 13-D Address Note: FRONT UNIT #1-770 W 48th Av - One Family Dwelling (north side 1st-3rd floor) BACK UNIT #2-770 W 48th Av - One Family Dwelling (south side 1st-3rd floor) | AIGO TECHNOLOGY INC
SP-2023-02009 | 2023-11-01 | 770 W 48TH AVENUE, Vancouver, BC V5Z 2R9 | Sprinkler Permit | Residential | New | Issued | Residential - 2FD - FRONT - 770 W 48TH AV - #1 BACK - 770 W 48TH AV - #2 new system >DB: To construct a two-storey two-family dwelling with a basement, with an attached garage providing 2 parking spaces, having street access. Note: This is a 2 storey building pursuant to the Zoning and Development By-Law 1. No A/C units proposed. 2. Bar sinks proposed in the basement 6. Entire Building to have NFPA 13-D ****ALL PROJECT COORDINATOR NOTES HAS BEEN ACCEPTED BY THE APPLICANT**** ***This permit is issued under the VBBL 2019, with updated energy requirements as per bylaw # 12997 effective Jan 01, 2022.*** | Real Tech Fire Protection Ltd
MP-2023-01982 | 2023-11-06 | 770 W 48TH AVENUE, Vancouver, BC V5Z 2R9 | Mechanical Permit | NULL | NULL | Issued | NULL | Power Cool Electrical & Refrigeration Mech Ltd
GP-2023-02984 | 2023-10-10 | 770 W 48TH AVENUE, Vancouver, BC V5Z 2R9 | Gas Permit | Residential | New | Issued | Residential - 2 Ranges >BP: To construct a two-storey two-family dwelling ($677,595.00) with a basement, with an attached garage providing 2 parking spaces, having street access. | M-7 Mechanicals Ltd
GP-2022-01970 | 2022-06-30 | 1432 E 17TH AVENUE #1, Vancouver, BC V5N 2G8 | Gas Permit | Residential | Addition | Completed | Residential - To install BBQ BOX only | ACME PLUMBING HEATING & GAS LTD.
PP-2023-00222 | 2023-01-23 | 3559 E 47TH AVENUE #3, Vancouver, BC V5S 1E3 | Plumbing Permit | Residential | New | Completed | Residential - Sump | H R DEMOLITION LTD
PP-2023-00579 | 2023-02-21 | 3559 E 47TH AVENUE #3, Vancouver, BC V5S 1E3 | Plumbing Permit | Residential | New | Completed | Residential - Plumbing for laneway house >BP: To construct a 2 storey laneway house building with 1 open parking pad, providing a total of 1 parking spaces, having vehicular access from the 20' Lane. Note: This is a 1 ½ storey building pursuant to the Zoning & Development By-law. 1. Covenant not required with existing house 2. No Strata Titling permitted 3. No A/C Unit proposed 4. Entire building to be sprinklered 13D 5. Schedule B: (Shamsul Alam Shikder) P.Eng (778.889.3740) Structural 6. Schedule B: (Alan Prahalad) P.Eng (604.831.1431) Geotechnical 7. HPO: Residential Builder- Heer Properties Group Corp. | Rain Coast Plumbing & Heating Ltd
SP-2023-00602 | 2023-04-11 | 3559 E 47TH AVENUE #3, Vancouver, BC V5S 1E3 | Sprinkler Permit | Residential | New | Completed | Residential - NEW SPRINKLER INSTALLATION >BP: To construct a 2 storey laneway house building with 1 open parking pad, providing a total of 1 parking spaces, having vehicular access from the 20' Lane. Note: This is a 1 ½ storey building pursuant to the Zoning & Development By-law. 1. Covenant not required with existing house 2. No Strata Titling permitted 3. No A/C Unit proposed 4. Entire building to be sprinklered 13D 5. Schedule B: (Shamsul Alam Shikder) P.Eng (778.889.3740) Structural 6. Schedule B: (Alan Prahalad) P.Eng (604.831.1431) Geotechnical 7. HPO: Residential Builder- Heer Properties Group Corp. | Real Tech Fire Protection Ltd
EP-2023-03165 | 2023-04-20 | 3559 E 47TH AVENUE #3, Vancouver, BC V5S 1E3 | Electrical Permit | Residential | New | Completed | Installation / Repair - Residential - Addition of Laneway house at back of the house >BP: To construct a 2 storey laneway house building ($225,000) with 1 open parking pad, providing a total of 1 parking spaces, having vehicular access from the 20' Lane. Note: This is a 1 ½ storey building pursuant to the Zoning & Development By-law. 1. Covenant not required with existing house 2. No Strata Titling permitted 3. No A/C Unit proposed 4. Entire building to be sprinklered 13D 5. Schedule B: (Shamsul Alam Shikder) P.Eng (778.889.3740) Structural 6. Schedule B: (Alan Prahalad) P.Eng (604.831.1431) Geotechnical 7. HPO: Residential Builder- Heer Properties Group Corp. NOTE: To achieve the required FSR. A floor space exclusion of 3% has been applied to this application as per section 11.24.18 of the district schedule, to accommodate improved building performance. NOTE: Information regarding the principal building on the survey and site plan is for reference only. Any discrepancy between information regarding the principal building on the survey and/or site plan and approved permit drawings for the principal building are neither approved nor authorized under this laneway house permit. *EXISTING HOUSE* Note: Bldg 1 (principal bldg) addressed #1-3559 E 47th Av retained on site. **THIS PERMIT HAS BEEN ISSUED UNDER THE REQUIREMENTS OF VBBL #12511 (2019) ** | Blueridge Electrical Ltd.
PP-2023-01375 | 2023-04-20 | 3232 E 24TH AVENUE #3, Vancouver, BC V5R 1G2 | Plumbing Permit | Residential | New | Completed | Residential - Plumbing for lanway house >BP: To construct a 2 storey laneway house building with an open parking pad, providing 1 parking space, having vehicular access from the lane. Note: This is a 1 ½ storey building pursuant to the Zoning & Development By-law Note: The entire building to be sprinklered to NFPA 13D. 1. Covenant registered at the Land Title Office under CB286256 2. No Strata Titling permitted 3. A/C unit proposed in rear yard 4. Schedule B: Md. Shahidul Alam (604.653.7475) Structural & Geotechnical 5. HPO: Owner Builder | Rain Coast Plumbing & Heating Ltd
MP-2023-00747 | 2023-05-01 | 3232 E 24TH AVENUE #3, Vancouver, BC V5R 1G2 | Mechanical Permit | NULL | NULL | Completed | NULL | Rain Coast Plumbing & Heating Ltd
SP-2023-00911 | 2023-05-23 | 3232 E 24TH AVENUE #3, Vancouver, BC V5R 1G2 | Sprinkler Permit | Residential | New | Completed | Residential - new sprinkler insatallation >BP: To construct a 2 storey laneway house building with an open parking pad, providing 1 parking space, having vehicular access from the lane. Note: This is a 1 ½ storey building pursuant to the Zoning & Development By-law Note: The entire building to be sprinklered to NFPA 13D. 1. Covenant registered at the Land Title Office under CB286256 2. No Strata Titling permitted 3. A/C unit proposed in rear yard 4. Schedule B: Md. Shahidul Alam (604.653.7475) Structural & Geotechnical 5. HPO: Owner Builder | Real Tech Fire Protection Ltd
EP-2023-04608 | 2023-06-13 | 3232 E 24TH AVENUE #3, Vancouver, BC V5R 1G2 | Electrical Permit | Residential | New | Completed | Installation / Repair - Residential - Whole new electrical Laneway work >BP: To construct a 2 storey laneway house building ($158,400) with an open parking pad, providing 1 parking space, having vehicular access from the lane. Note: This is a 1 ½ storey building pursuant to the Zoning & Development By-law Note: The entire building to be sprinklered to NFPA 13D. 1. Covenant registered at the Land Title Office under CB286256 2. No Strata Titling permitted 3. A/C unit proposed in rear yard 4. Schedule B: Md. Shahidul Alam (604.653.7475) Structural & Geotechnical 5. HPO: Owner Builder | Maple Leaf Electrical Ltd
EP-2023-04882 | 2023-06-06 | 3232 E 24TH AVENUE #3, Vancouver, BC V5R 1G2 | Electrical Permit | Residential | New | Completed | Installation / Repair - Residential - Electrical low voltage-cable, tel, internet, doorbell, security alarm system pre-wire and finish. >BP: To construct a 2 storey laneway house building ($158,400) with an open parking pad, providing 1 parking space, having vehicular access from the lane. Note: This is a 1 ½ storey building pursuant to the Zoning & Development By-law Note: The entire building to be sprinklered to NFPA 13D. 1. Covenant registered at the Land Title Office under CB286256 2. No Strata Titling permitted 3. A/C unit proposed in rear yard 4. Schedule B: Md. Shahidul Alam (604.653.7475) Structural & Geotechnical 5. HPO: Owner Builder ******THIS PERMIT HAS BEEN ISSUED UNDER THE REQUIREMENTS OF VBBL #12511 (2019)****** | Gigabyte Security Solutions Inc.
GP-2023-01788 | 2023-06-12 | 3232 E 24TH AVENUE #3, Vancouver, BC V5R 1G2 | Gas Permit | Residential | New | Completed | Residential - Gas permit for new lanway house >BP: To construct a 2 storey laneway house | Rain Coast Plumbing & Heating Ltd
EP-2023-05903 | 2023-07-11 | 3534 CAMBRIDGE STREET #3, Vancouver, BC V5K 1M4 | Electrical Permit | Residential | New | Issued | Installation / Repair - Residential - ¦ #3LWH/ 400A¦ NEW ELECTRICAL FOR LANEWAY MAIN SERVICE 400AMPS 125AMPS TO LANEWAY 200AMPS TO MAIN HOUSE >BP: To construct a 2 storey laneway house building ($167,917.00) with an open parking pad, providing 1 parking space, having vehicular access from the lane. Note: This is a 1 ½ storey building pursuant to the Zoning & Development By-law 1. Covenant registered at the Land Title Office under CA9875403 2. No Strata Titling permitted 3. No A/C unit proposed 4. Schedule B: Tim Lam (604-255-7670) Structural Jian Zhong Jin, P.Eng. (604.362.7021) Geotechnical 5. HPO: Residential Builder - Bricklane Developments 6. The entire building, INCLUDING THE ATTACHED GARAGE (if applicable), to be sprinklered to NFPA 13D. ******THIS PERMIT HAS BEEN ISSUED UNDER THE REQUIREMENTS OF VBBL #12511 (2019)****** | Indy Electrical Ltd
SP-2023-01115 | 2023-06-26 | 3534 CAMBRIDGE STREET #3, Vancouver, BC V5K 1M4 | Sprinkler Permit | Residential | New | Completed | Residential - New Fire sprinkler installation >BP: To construct a 2 storey laneway house building ($167,917.00) with an open parking pad, providing 1 parking space, having vehicular access from the lane. Note: This is a 1 ½ storey building pursuant to the Zoning & Development By-law 1. Covenant registered at the Land Title Office under CA9875403 2. No Strata Titling permitted 3. No A/C unit proposed 4. Schedule B: Tim Lam (604-255-7670) Structural Jian Zhong Jin, P.Eng. (604.362.7021) Geotechnical 5. HPO: Residential Builder - Bricklane Developments 6. The entire building, INCLUDING THE ATTACHED GARAGE (if applicable), to be sprinklered to NFPA 13D. | Spectrum Fire Protection Ltd
EP-2023-06719 | 2023-07-25 | 3534 CAMBRIDGE STREET #3, Vancouver, BC V5K 1M4 | Electrical Permit | Residential | New | Completed | Installation / Repair - Residential - Installation of secuity, tel, tv, data, chime roughin & completion. >BP: To construct a 2 storey laneway house building ($167,917.00) with an open parking pad, providing 1 parking space, having vehicular access from the lane. Note: This is a 1 ½ storey building pursuant to the Zoning & Development By-law 1. Covenant registered at the Land Title Office under CA9875403 2. No Strata Titling permitted 3. No A/C unit proposed 4. Schedule B: Tim Lam (604-255-7670) Structural Jian Zhong Jin, P.Eng. (604.362.7021) Geotechnical 5. HPO: Residential Builder - Bricklane Developments 6. The entire building, INCLUDING THE ATTACHED GARAGE (if applicable), to be sprinklered to NFPA 13D. ******THIS PERMIT HAS BEEN ISSUED UNDER THE REQUIREMENTS OF VBBL #12511 (2019)****** | Repel Security Systems Ltd
PP-2023-01263 | 2023-04-12 | 3534 CAMBRIDGE STREET #3, Vancouver, BC V5K 1M4 | Plumbing Permit | Residential | New | Issued | Residential - LWH - #3 - Plumbing including DWV and domestic water rough-in and finishing for laneway house >DB: To construct a 2 storey laneway house building with an open parking pad, providing 1 parking space, having vehicular access from the lane. Note: This is a 1 ½ storey building pursuant to the Zoning & Development By-law 1. Covenant registered at the Land Title Office under CA9875403 2. No Strata Titling permitted 3. No A/C unit proposed 4. Schedule B: Tim Lam (604-255-7670) Structural 6. The entire building, INCLUDING THE ATTACHED GARAGE (if applicable), to be sprinklered to NFPA 13D. | Red Mechanical
EP-2022-06636 | 2022-08-08 | 3534 CAMBRIDGE STREET #3, Vancouver, BC V5K 1M4 | Electrical Permit | Residential | New | Expired | Temporary Power - Residential - To provide temporary power. | Indy Electrical Ltd
EP-2022-06352 | 2022-07-29 | 2408 GRANT STREET, Vancouver, BC | Electrical Permit | Commercial | New | Completed | Installation / Repair - Commercial - For wiring of 11 auto door openings >BP: To construct a 5-storey mixed-use building consisting of 5 retail shell units and residential uses on the ground floor, three levels of residential uses containing 45 dwelling units on levels 2 to 4 for a total of 45 dwelling units, all over one level of underground parking. ******REVIEWED UNDER THE PROVISIONS OF VBBL 2014******** STAGE 1 - Excavation and Shoring issued on June 8th, 2020. Stage 2: Full Structural to Roof. Aug. 18, 2020, B. Smith Stage 3: Full Construction. Nov. 9, 2020. B. Smith STAGE 3, REVISION #1 (Mar 17, 2022): Related to M/A DP-2020-00887. - Changed the south facade from elastomeric paint to powder coated metal panel. - Changed the ACM cladding to Hardie reveal from level 3 to 5. - Minor exterior and interior changes - Architectural drawing set of Stage 3 is superseded by this revision set. | NexGen Technologies Inc
EP-2022-05496 | 2022-06-28 | 2408 GRANT STREET, Vancouver, BC | Electrical Permit | Commercial | New | Completed | Installation / Repair - Commercial - JT electric Only Megger tested and confirmed the installation of the heat trace at 2408 Grant street Note Jensen's Plumbing and Heating supplied and installed the heat trace." To construct a 5-storey mixed-use building consisting of 5 retail shell units and residential uses on the ground floor, three levels of residential uses containing 45 dwelling units on levels 2 to 4 for a total of 45 dwelling units, all over one level of underground parking. | JT ELECTRIC LTD
EP-2024-00337 | NULL | 2408 GRANT STREET, Vancouver, BC | Electrical Permit | Commercial | NULL | Submitted | Annual / Operating - Annual Operating permit -renewal of EP-2022-03835 -Valid: May 11, 2023 - May 10, 2024 | Adept Electrical Services Ltd
EP-2022-03835 | 2022-05-10 | 2408 GRANT STREET, Vancouver, BC | Electrical Permit | Commercial | NULL | Expired | Annual / Operating - Electrical Operating permit. | Adept Electrical Services Ltd
EP-2022-04361 | 2022-06-01 | 2408 GRANT STREET, Vancouver, BC | Electrical Permit | Residential | New | Completed | Installation / Repair - Residential - need wire controls for heat reclamation. >BP: To construct a 5-storey mixed-use building consisting of 5 retail shell units and residential uses on the ground floor, three levels of residential uses containing 45 dwelling units on levels 2 to 4 for a total of 45 dwelling units, all over one level of underground parking. ******REVIEWED UNDER THE PROVISIONS OF VBBL 2014******** STAGE 1 - Excavation and Shoring issued on June 8th, 2020. Stage 2: Full Structural to Roof. Aug. 18, 2020, B. Smith Stage 3: Full Construction. Nov. 9, 2020. B. Smith STAGE 3, REVISION #1 (Mar 17, 2022): Related to M/A DP-2020-00887. - Changed the south facade from elastomeric paint to powder coated metal panel. - Changed the ACM cladding to Hardie reveal from level 3 to 5. - Minor exterior and interior changes - Architectural drawing set of Stage 3 is superseded by this revision set. | Modern Systems Management Ltd
PP-2022-01818 | 2022-06-23 | 1508 NANAIMO STREET, Vancouver, BC | Plumbing Permit | Commercial | Tenant Improvement | Completed | Commercial - install DWV connecting to base building sanitary and venting system, connect to base building domestic hot and cold water lines serving bakery prep areas, washroom and server areas, complete with one 75 gpm grease trap. >BP: Interior alterations to provide first TI to this existing retail space for a retail limited food tenant (max 16 seats) on the ground floor of this existing mixed-use building. New Tenant: To Live For Bakery Ok for field review per J. Zhang. March 16/22 Notes: - This building is sprinklered. A separate permit is required for all related work. - Class 2 cooking. - Secure metal sign in front of the hood indicating "Cooking causing grease-laden vapours is not allowed. Exhaust system is designed for steam and heat removal only." - No translucent or opaque film, artwork, posters, shelving, display cases or similar elements are to be installed on or directly outside or inside of the approved glazing frontages and windows. Letters of Assurance: - Schedule A & B, Architectural, Bill Uhrich, Architect, 604-559-5190. - Schedule B, Mechanical/Plumbing, Charles W Powell, P.Eng, 604-595-4869. - Schedule B, Electrical, Blake Shine, P.Eng, 604-346-5131. | Mainland Plumbing & Heating
EP-2022-05515 | 2022-06-29 | 1508 NANAIMO STREET, Vancouver, BC | Electrical Permit | Commercial | Tenant Improvement | Completed | Installation / Repair - Commercial - Wiring and installation of light fixtures and kitchen appliances >BP: Interior alterations to provide first TI to this existing retail space for a retail limited food tenant (max 16 seats) on the ground floor of this existing mixed-use building. New Tenant: To Live For Bakery Ok for field review per J. Zhang. March 16/22 Notes: - This building is sprinklered. A separate permit is required for all related work. - Class 2 cooking. - Secure metal sign in front of the hood indicating "Cooking causing grease-laden vapours is not allowed. Exhaust system is designed for steam and heat removal only." - No translucent or opaque film, artwork, posters, shelving, display cases or similar elements are to be installed on or directly outside or inside of the approved glazing frontages and windows. Letters of Assurance: - Schedule A & B, Architectural, Bill Uhrich, Architect, 604-559-5190. - Schedule B, Mechanical/Plumbing, Charles W Powell, P.Eng, 604-595-4869. - Schedule B, Electrical, Blake Shine, P.Eng, 604-346-5131. Amend: Oct 24, 2022 Attachment L | Vancouver Green Electric Ltd
EP-2022-06675 | 2022-08-10 | 1508 NANAIMO STREET, Vancouver, BC | Electrical Permit | Commercial | Tenant Improvement | Completed | Installation / Repair - Commercial - Installation of two horn for an existing Fire alarm system. >BP: Interior alterations to provide first TI to this existing retail space for a retail limited food tenant (max 16 seats) on the ground floor of this existing mixed-use building. New Tenant: To Live For Bakery Ok for field review per J. Zhang. March 16/22 Notes: - This building is sprinklered. A separate permit is required for all related work. - Class 2 cooking. - Secure metal sign in front of the hood indicating "Cooking causing grease-laden vapours is not allowed. Exhaust system is designed for steam and heat removal only." - No translucent or opaque film, artwork, posters, shelving, display cases or similar elements are to be installed on or directly outside or inside of the approved glazing frontages and windows. Letters of Assurance: - Schedule A & B, Architectural, Bill Uhrich, Architect, 604-559-5190. - Schedule B, Mechanical/Plumbing, Charles W Powell, P.Eng, 604-595-4869. - Schedule B, Electrical, Blake Shine, P.Eng, 604-346-5131. | Adept Electrical Services Ltd
SP-2022-01233 | 2022-08-04 | 1508 NANAIMO STREET, Vancouver, BC | Sprinkler Permit | Commercial | Tenant Improvement | Completed | Commercial - Upgrade upright sprinkler heads to pendant sprinkler in new dropped ceiling. >BP: Interior alterations to provide first TI to this existing retail space for a retail limited food tenant (max 16 seats) on the ground floor of this existing mixed-use building. New Tenant: To Live For Bakery Ok for field review per J. Zhang. March 16/22 Notes: - This building is sprinklered. A separate permit is required for all related work. - Class 2 cooking. - Secure metal sign in front of the hood indicating "Cooking causing grease-laden vapours is not allowed. Exhaust system is designed for steam and heat removal only." - No translucent or opaque film, artwork, posters, shelving, display cases or similar elements are to be installed on or directly outside or inside of the approved glazing frontages and windows. Letters of Assurance: - Schedule A & B, Architectural, Bill Uhrich, Architect, 604-559-5190. - Schedule B, Mechanical/Plumbing, Charles W Powell, P.Eng, 604-595-4869. - Schedule B, Electrical, Blake Shine, P.Eng, 604-346-5131. *****This application does not include any of the following: 1. Not more than 20 sprinklers (add, relocate, or remove), 2. hydraulic calculations, 3. change in occupancy and /or hazard classification, 4. warehouse storage arrangements, 5. mobile compact storage arrangements, 6. alternative solutions, 7. changes to the sprinkler system supply piping (e.g. valves, mains, cross-mains, branch-lines, etc.), or 8. flexible sprinkler pipe. | Hydroworks Contracting Ltd
PP-2022-02683 | 2022-08-03 | 1518 NANAIMO STREET, Vancouver, BC | Plumbing Permit | Commercial | New | Completed | Commercial - ***DRAINAGE ONLY***--CRU #2 >BP: 1518 Nanaimo St Interior alterations and a change of use from Retail (Shell) to Health Care Office for a new tenant on the ground floor in this existing mixed-use building on this site. | Jensen's Plumbing & Heating Ltd
EP-2022-06423 | 2022-08-03 | 1518 NANAIMO STREET, Vancouver, BC | Electrical Permit | Commercial | Tenant Improvement | Completed | Installation / Repair - Commercial - Data,tel, rough in & completion cctv rough in only >BP: Interior alterations and a change of use from Retail (Shell) to Health Care Office for a new tenant on the ground floor in this existing mixed-use building on this site. OK for Field Review per S. Dugaro, December 16, 2021 Letter of assurance submitted by: Schedule A & Schedule B (Mechanical & Plumbing): Avi Singh, P.Eng., 604-593-1446 Schedule B (Electrical): Gary Jatana, P.Eng., 604-593-1446 Note: - No change in the number of parking - Building Sprinklered - Building inspector to determine on site is a separate sprinkler permit is required. - Energy Upgrade Exempt: 1st TI Energy checklist is currently no longer required with your Building Permit (BP) application. Some supporting documents are still required at BP stage, specifically Envelope and HVAC, if applicable. Service Water Heating and Lighting supporting documents, if applicable, must be submitted with your related trades permits (e.g. electrical and plumbing). All energy upgrades will be checked during inspections stage. It is the applicant's responsibility to identify and note all required upgrades including energy upgrades on their BP drawings at BP stage. Amend: Aug 18, 2022 Complete Security Alarm System needs | Repel Security Systems Ltd
EP-2022-06221 | 2022-07-25 | 1518 NANAIMO STREET, Vancouver, BC | Electrical Permit | Commercial | Renovation | Completed | Installation / Repair - Commercial - tenant improvement BP: 1518 Nanaimo St Interior alterations and a change of use from Retail (Shell) to Health Care Office for a new tenant on the ground floor in this existing mixed-use building on this site. AMEND: AUG 4/2022 $500.00 increase in cost. Voluntary f/a upgrade- lower the smoke detector by 2 feet | L.H. ELECTRIC LTD
PP-2022-02596 | 2022-07-27 | 1518 NANAIMO STREET, Vancouver, BC | Plumbing Permit | Commercial | Tenant Improvement | Completed | Commercial - plumbing waterpipe 1518 Nanaimo St Interior alterations and a change of use from Retail (Shell) to Health Care Office for a new tenant on the ground floor in this existing mixed-use building on this site. | Christopher K Alexander
SP-2022-01070 | 2022-07-04 | 1518 NANAIMO STREET, Vancouver, BC | Sprinkler Permit | Commercial | Tenant Improvement | Completed | Commercial - Alteration to 12 sprinkler heads 1518 Nanaimo St Interior alterations and a change of use from Retail (Shell) to Health Care Office for a new tenant on the ground floor in this existing mixed-use building on this site. For Plan Sketch and Under 20 sprinkler heads TI *****This application does not include any of the following: 1. Not more than 20 sprinklers (add, relocate, or remove), 2. hydraulic calculations, 3. change in occupancy and /or hazard classification, 4. warehouse storage arrangements, 5. mobile compact storage arrangements, 6. alternative solutions, 7. changes to the sprinkler system supply piping (e.g. valves, mains, cross-mains, branch-lines, etc.), or 8. flexible sprinkler pipe **Amend 10/12/2022** Letter from Sprinkler Engineer regarding Adequacy of Victaulic VicFlex Hoses in Light Hazard Occupancy | Hydroworks Contracting Ltd
SP-2022-01069 | 2022-07-04 | 1528 NANAIMO STREET, Vancouver, BC | Sprinkler Permit | Commercial | Tenant Improvement | Completed | Commercial - Alteration to 12 sprinkler heads Interior alterations and a change of use from Retail (Shell) to Health Care Office for a new tenant on the ground floor in this existing mixed-use building on this site. For Plan Sketch and Under 20 sprinkler heads TI *****This application does not include any of the following: 1. Not more than 20 sprinklers (add, relocate, or remove), 2. hydraulic calculations, 3. change in occupancy and /or hazard classification, 4. warehouse storage arrangements, 5. mobile compact storage arrangements, 6. alternative solutions, 7. changes to the sprinkler system supply piping (e.g. valves, mains, cross-mains, branch-lines, etc.), or 8. flexible sprinkler pipe ** Amend 10/11/2022** using flex connection as per note on spr. sketch and attached letter from Engineer ** Amend 10/12/2022*** Letter from Sprinkler Engineer regarding Adequacy of Victaulic VicFlex Hoses in Light Hazard Occupancy | Hydroworks Contracting Ltd
PP-2022-02595 | 2022-07-27 | 1528 NANAIMO STREET, Vancouver, BC | Plumbing Permit | Commercial | Tenant Improvement | Completed | Commercial - plumbing roughins Interior alterations and a change of use from Retail (Shell) to Health Care Office for a new tenant on the ground floor in this existing mixed-use building on this site. | Christopher K Alexander
EP-2022-06220 | 2022-07-25 | 1528 NANAIMO STREET, Vancouver, BC | Electrical Permit | Commercial | Renovation | Completed | Installation / Repair - Commercial - tenant improvement Physio clinic BP: 1528 Nanaimo St Interior alterations and a change of use from Retail (Shell) to Health Care Office for a new tenant on the ground floor in this existing mixed-use building on this site. AMEND: AUG 4/2022 $500.00 increase in cost. Voluntary f/a upgrade- lower the smoke a detector by 2 feet | L.H. ELECTRIC LTD
EP-2022-06424 | 2022-08-02 | 1528 NANAIMO STREET, Vancouver, BC | Electrical Permit | Commercial | Renovation | Completed | Installation / Repair - Commercial - security,data,tel,camera rough in & completion >BP: Interior alterations and a change of use from Retail (Shell) to Health Care Office for a new tenant on the ground floor in this existing mixed-use building on this site. OK for Field Review per S. Dugaro, December 16, 2021 Letter of assurance submitted by: Schedule A & Schedule B (Mechanical & Plumbing): Avi Singh, P.Eng., 604-593-1446 Schedule B (Electrical): Gary Jatana, P.Eng., 604-593-1446 Note: - Partial occupancy permit has been issued - No change in the number of parking Building Sprinklered - Building inspector to determine on site is a separate sprinkler permit is required. Energy Upgrade Exempt: 1st TI Energy checklist is currently no longer required with your Building Permit (BP) application. Some supporting documents are still required at BP stage, specifically Envelope and HVAC, if applicable. Service Water Heating and Lighting supporting documents, if applicable, must be submitted with your related trades permits (e.g. electrical and plumbing). All energy upgrades will be checked during inspections stage. It is the applicant's responsibility to identify and note all required upgrades including energy upgrades on their BP drawings at BP stage. | Repel Security Systems Ltd
PP-2022-02682 | 2022-08-04 | 1528 NANAIMO STREET, Vancouver, BC | Plumbing Permit | Commercial | New | Completed | Commercial - ***DRAINAGE ONLY***---CRU #3 >BP: 1528 Nanaimo St Interior alterations and a change of use from Retail (Shell) to Health Care Office for a new tenant on the ground floor in this existing mixed-use building on this site. | Jensen's Plumbing & Heating Ltd
EP-2022-06739 | 2022-08-13 | 1548 NANAIMO STREET, Vancouver, BC | Electrical Permit | Commercial | Renovation - Dwelling Unit(s) only | Completed | Installation / Repair - Commercial - tenant Improvement -Installing receptacles and light fixtures in an office space for senior care training >BP: Interior alterations and a change of use from Retail Shell to Office for a new tenant on the ground floor in this existing mixed-use building on this site. Scope of Work: New Partition walls, doors, washroom, millwork, finishes, sinks, lighting, electrical, plumbing and mechanical. OK for Field Review as per J.Bal, February 10, 2022. | L.H. ELECTRIC LTD
PP-2022-02881 | 2022-08-18 | 1548 NANAIMO STREET, Vancouver, BC | Plumbing Permit | Commercial | Tenant Improvement | Completed | Commercial - waterlines and finishing >BP: 1548 Nanaimo Street Interior alterations and a change of use from Retail Shell to Office for a new tenant on the ground floor in this existing mixed-use building on this site. Scope of Work: New Partition walls, doors, washroom, millwork, finishes, sinks, lighting, electrical, plumbing and mechanical. | Christopher K Alexander
EP-2022-06859 | 2022-08-16 | 1548 NANAIMO STREET, Vancouver, BC | Electrical Permit | Commercial | Addition | Completed | Installation / Repair - Commercial - Data,tel,tv wiring and completion >BP: Interior alterations and a change of use from Retail Shell to Office for a new tenant on the ground floor in this existing mixed-use building on this site. Scope of Work: New Partition walls, doors, washroom, millwork, finishes, sinks, lighting, electrical, plumbing and mechanical. OK for Field Review as per J.Bal, February 10, 2022. | Repel Security Systems Ltd
SP-2022-01631 | 2022-10-05 | 1548 NANAIMO STREET, Vancouver, BC | Sprinkler Permit | Commercial | Tenant Improvement | Completed | Commercial - minor sprinkler modifications >BP: 1548 Nanaimo Street Interior alterations and a change of use from Retail Shell to Office for a new tenant on the ground floor in this existing mixed-use building on this site. Scope of Work: New Partition walls, doors, washroom, millwork, finishes, sinks, lighting, electrical, plumbing and mechanical. *****This application does not include any of the following: 1. Not more than 20 sprinklers (add, relocate, or remove), 2. hydraulic calculations, 3. change in occupancy and /or hazard classification, 4. warehouse storage arrangements, 5. mobile compact storage arrangements, 6. alternative solutions, 7. changes to the sprinkler system supply piping (e.g. valves, mains, cross-mains, branch-lines, etc.), or 8. flexible sprinkler pipe. | Hydroworks Contracting Ltd
EP-2022-06426 | 2022-08-03 | 1538 NANAIMO STREET, Vancouver, BC | Electrical Permit | Residential | New | Completed | Installation / Repair - Residential - security,data,tel.camera wiring & completion >BP: 1538 Nanaimo St Interior alterations and a change of use from Retail (Shell) to Health Care Office for a new tenant on the ground floor in this existing mixed-use building on this site. Scope of work: complete tenant fit-out including construction of partition walls, doors, new universal washroom, millwork, finishes, sinks, lighting, HVAC, electrical, plumbing mechanical and sprinkler work. | Repel Security Systems Ltd
SP-2022-01068 | 2022-07-04 | 1538 NANAIMO STREET, Vancouver, BC | Sprinkler Permit | Commercial | Tenant Improvement | Completed | Commercial - Alteration of 17 sprinkler heads Interior alterations and a change of use from Retail (Shell) to Health Care Office for a new tenant on the ground floor in this existing mixed-use building on this site. Scope of work: complete tenant fit-out including construction of partition walls, doors, new universal washroom, millwork, finishes, sinks, lighting, HVAC, electrical, plumbing mechanical and sprinkler work. For Plan Sketch and Under 20 sprinkler heads TI *****This application does not include any of the following: 1. Not more than 20 sprinklers (add, relocate, or remove), 2. hydraulic calculations, 3. change in occupancy and /or hazard classification, 4. warehouse storage arrangements, 5. mobile compact storage arrangements, 6. alternative solutions, 7. changes to the sprinkler system supply piping (e.g. valves, mains, cross-mains, branch-lines, etc.), or 8. flexible sprinkler pipe | Hydroworks Contracting Ltd
EP-2022-05723 | 2022-07-07 | 1538 NANAIMO STREET, Vancouver, BC | Electrical Permit | Commercial | Tenant Improvement | Completed | Installation / Repair - Commercial - Tenant Improvement- Clinic wiring Electrical Equipment and Wiring Within Patient Care Areas of Health Care Facility as per section 24 CEC >BP: Interior alterations and a change of use from Retail (Shell) to Health Care Office for a new tenant on the ground floor in this existing mixed-use building on this site. Scope of work: complete tenant fit-out including construction of partition walls, doors, new universal washroom, millwork, finishes, sinks, lighting, HVAC, electrical, plumbing mechanical and sprinkler work. Letters of Assurance submitted : Schedule A, Avi Singh, P.Eng., ph: 604-593-1446 Mechanical and Plumbing Schedule B, Avi Singh, P.Eng., ph: 604-593-1446 Electrical Schedule B, Avi Singh, P.Eng., ph: 604-593-1446 OK for Field Review per W. Wong, July 22, 2021 Building Sprinklered - Building inspector to determine on site is a separate sprinkler permit is required. Energy Upgrade Exempt: 1st TI Energy checklist is currently no longer required with your Building Permit (BP) application. Some supporting documents are still required at BP stage, specifically Envelope and HVAC, if applicable. Service Water Heating and Lighting supporting documents, if applicable, must be submitted with your related trades permits (e.g. electrical and plumbing). All energy upgrades will be checked during inspections stage. It is the applicant's responsibility to identify and note all required upgrades including energy upgrades on their BP drawings at BP stage. Amend: July 29, 2022 Relocate a smoke detector and add a fire alarm bell | L.H. ELECTRIC LTD
PP-2022-02423 | 2022-07-13 | 1538 NANAIMO STREET, Vancouver, BC | Plumbing Permit | Commercial | New | Completed | Commercial - tenant improvement water piping Interior alterations and a change of use from Retail (Shell) to Health Care Office for a new tenant on the ground floor in this existing mixed-use building on this site. Scope of work: complete tenant fit-out including construction of partition walls, doors, new universal washroom, millwork, finishes, sinks, lighting, HVAC, electrical, plumbing mechanical and sprinkler work. | Christopher K Alexander
EP-2023-03688 | 2023-06-23 | 7851 CARTIER STREET #3, Vancouver, BC V6P 4T3 | Electrical Permit | Residential | New | Issued | Installation / Repair - Residential - #1-7851 Cartier St- One Family Dwelling #2-7851 Cartier St - Secondary Suite #3-7851 Cartier St-LWH This is a new Lane way house of 7851 Cartier St: single-phase service, all outlets, roughing and connection, lighting system, and all electrical equipment connection. In rough in procedure also pre-wire the data and TV communication cables. 3 Electrical Meter system. >Permit Amendment Jan 03, 2023 -Work Description + Service Details: Amendment Approved ¦ -"Added A/C at legal suite and LWH. Upgrade the service to 200A to 400A. 3-meter system" -Document Review: Rejected ¦ -Contractor to book inspection online and upload documents to the inspection for the District Electrical Inspector to review >BP: To construct a 2 storey laneway house building ($204,514.29) with an attached garage and 1 open parking pad, providing a total of 2 parking spaces, having vehicular access from the 20' Lane. Note: This is a 1 ½ storey building pursuant to the Zoning & Development By-law. 1. Covenant registered at the Land Title Office under CA9881838 2. No Strata Titling permitted 3. No A/C Unit proposed NOTE: Information regarding the principal building on the survey and site plan is for reference only. Any discrepancy between information regarding the principal building on the survey and/or site plan and approved permit drawings for the principal building are neither approved nor authorized under this laneway house permit. *NEW HOUSE* Note: See DB-2021-06722 for Bldg 1 on site (principal bldg) addressed #1-7851 Cartier St. **THIS PERMIT HAS BEEN ISSUED UNDER THE REQUIREMENTS OF VBBL #12511 (2019) ** | AIGO TECHNOLOGY INC
PP-2023-02547 | 2023-07-18 | 7851 CARTIER STREET #3, Vancouver, BC V6P 4T3 | Plumbing Permit | Residential | New | Issued | Residential - LWH - #3 - Plumbing >DB: To construct a 2 storey laneway house building with an attached garage and 1 open parking pad, providing a total of 2 parking spaces, having vehicular access from the 20' Lane. Note: This is a 1 ½ storey building pursuant to the Zoning & Development By-law. 1. Covenant registered at the Land Title Office under CA9881838 2. No Strata Titling permitted 3. No A/C Unit proposed **THIS PERMIT HAS BEEN ISSUED UNDER THE REQUIREMENTS OF VBBL #12511 (2019) ** | KSS Mechanical Ltd
MP-2023-01365 | 2023-07-26 | 7851 CARTIER STREET #3, Vancouver, BC V6P 4T3 | Mechanical Permit | NULL | NULL | Issued | NULL | KSS Mechanical Ltd
SP-2023-01933 | 2023-10-19 | 7851 CARTIER STREET #3, Vancouver, BC V6P 4T3 | Sprinkler Permit | Residential | New | Issued | Residential - Install sprinklers in LWH >BP: To construct a 2 storey laneway house building with an attached garage and 1 open parking pad, providing a total of 2 parking spaces, having vehicular access from the 20' Lane. Note: This is a 1 ½ storey building pursuant to the Zoning & Development By-law. 1. Covenant registered at the Land Title Office under CA9881838 2. No Strata Titling permitted 3. No A/C Unit proposed 4. Schedule B: (Tsung-Hua Yang) P.Eng (604.729.0585) Structural & Geotechnical 5. HPO: Residential Builder- Enrich Custom Homes Ltd. | Gold Key Fire Protection Ltd
GP-2023-03075 | 2023-10-18 | 7851 CARTIER STREET #3, Vancouver, BC V6P 4T3 | Gas Permit | Residential | New | Issued | Residential - 1 Range, 1 Boiler & 1 BBQ Gas fitting >BP: To construct a 2 storey laneway house building ($204,514.29) with an attached garage and 1 open parking pad, providing a total of 2 parking spaces, having vehicular access from the 20' Lane. | KSS Mechanical Ltd
EP-2023-11347 | 2023-12-22 | 2668 E 19TH AVENUE, Vancouver, BC V5M 2S4 | Electrical Permit | Residential | Renovation | Completed | Installation / Repair - Residential - Install EV Charger (24A draw @ 240V) next to main electrical panel in garage. This is a duplex, COV load calc form attached confirming adequate capacity for this install on the split 200A BC Hydro service. Enough capacity will remain for the neighbour to safely install an EV Charger of the same size in the future if needed. | Fowlstone Electric Ltd
MP-2023-02176 | 2023-12-06 | 1138 E 26TH AVENUE, Vancouver, BC | Mechanical Permit | NULL | NULL | Completed | NULL | Gaspar Lazar
MP-2023-02177 | 2023-12-06 | 1138 E 26TH AVENUE, Vancouver, BC | Mechanical Permit | NULL | NULL | Completed | NULL | Gaspar Lazar
SP-2022-01880 | NULL | 1138 E 26TH AVENUE, Vancouver, BC | Sprinkler Permit | Residential | New | Withdrawn | Residential - new fire sprinkler system 2FD To construct a two storey two-family dwelling with a detached accessory building (garage) at the rear providing two parking spaces having vehicular access from the lane. Note: This is a 2 storey building pursuant to the Zoning and Development By-Law 1. Heat Pump unit proposed x2 front & rear, int. crawl space 2. No bar sink proposed 3. Schedule B: Henry S. N. Hsu P.Eng (604.322.7158) Structural & Geotechnical 4. HPO: Residential Builder, G.Westover Management Ltd. | Mainland Fire Protection Ltd
PP-2022-03784 | 2022-10-24 | 7203 FLEMING STREET #3, Vancouver, BC | Plumbing Permit | Residential | New | Completed | Residential - LWH - #3 - New >DB: To construct a 2 storey laneway house building with 1 open parking pad, providing a total of 1 parking spaces, having vehicular access from the 20' Lane. Note: This is a 1 ½ storey building pursuant to the Zoning & Development By-law. 1. Covenant not required with existing house 2. No Strata Titling permitted 3. No A/C Unit proposed 4. Entire building to be sprinklered 13D | AQUIFER MECHANICAL
SP-2023-00108 | 2023-01-19 | 7203 FLEMING STREET #3, Vancouver, BC | Sprinkler Permit | Residential | New | Completed | Residential - LWH - #3 - Install sprinklers in LWH >DB: To construct a 2 storey laneway house building with 1 open parking pad, providing a total of 1 parking spaces, having vehicular access from the 20' Lane. Note: This is a 1 ½ storey building pursuant to the Zoning & Development By-law. 1. Covenant not required with existing house 2. No Strata Titling permitted 3. No A/C Unit proposed 4. Entire building to be sprinklered 13D | Gold Key Fire Protection Ltd
NULL | NULL | 7203 FLEMING STREET #3, Vancouver, BC | Electrical Permit | Residential | New | Draft | Installation / Repair - Residential - Rough in and Finish Wiring for Lane Way House and Service Upgrade to 200 A | AMTEK Electric Ltd
EP-2022-10010 | NULL | 7203 FLEMING STREET #3, Vancouver, BC | Electrical Permit | Residential | New | Withdrawn | Installation / Repair - Residential - Rough in and Finishing for Lane Way Home | AMTEK Electric Ltd
EP-2022-10063 | 2022-12-05 | 7203 FLEMING STREET #3, Vancouver, BC | Electrical Permit | Residential | New | Completed | Installation / Repair - Residential - Rough in and Finish wiring for Lane way House, Upgrading service to 200 A 200A Service 125A 1FD 125A Laneway >BP: To construct a 2 storey laneway house building with 1 open parking pad, providing a total of 1 parking spaces, having vehicular access from the 20' Lane. Note: This is a 1 ½ storey building pursuant to the Zoning & Development By-law. 1. Covenant not required with existing house 2. No Strata Titling permitted 3. No A/C Unit proposed 4. Entire building to be sprinklered 13D 5. Schedule B: (Shambhu N. Biswas) P.Eng (604.250.8666) Structural 6. Schedule B: (Shambhu N. Biswas) P.Eng (604.250.8666) Geotechnical 7. HPO: Residential Builder- P.Y. Chue Construction Ltd. *EXISTING HOUSE* Note: Bldg 1 (principal bldg) addressed #1-7203 Fleming St retained on site. ***This permit is issued under the VBBL 2019, with updated energy requirements as per bylaw # 12997 effective Jan 01, 2022.* | AMTEK Electric Ltd
NULL | NULL | 7203 FLEMING STREET #3, Vancouver, BC | Plumbing Permit | Residential | New | Draft | Residential - Sewer | BESTWAY EXCAVATING & DEMOLITION 2008 LTD
PP-2022-03486 | 2022-10-03 | 7203 FLEMING STREET #3, Vancouver, BC | Plumbing Permit | Residential | New | Completed | Residential - Pipe back to front | BESTWAY EXCAVATING & DEMOLITION 2008 LTD
PP-2022-03323 | NULL | 7203 FLEMING STREET #3, Vancouver, BC | Plumbing Permit | Residential | New | Withdrawn | Residential - Sump | BESTWAY EXCAVATING & DEMOLITION 2008 LTD
PP-2022-03626 | 2022-10-12 | 3220 TRUTCH STREET, Vancouver, BC | Plumbing Permit | Residential | New | Issued | Residential - To install DWV and Water Pipe for all plumbing fixtures inside the building and install all plumbing fixtures. To construct a 1 storey laneway house building with an open parking pad, providing 1 parking space, having vehicular access from the lane. Note: This is a 1 storey building pursuant to the Zoning & Development By-law Note: Bldg 1 (principal bldg) addressed 3192 W 16th Ave retained on site. 1. No A/C unit proposed 2. Schedule B: ZhanCha0 Zhao P Eng. (604-526-1305) Structural & Geotechnical 3. HPO: Residential Builder- AR Event Solution # 46059 4. Entire Building to have NFPA 13-D | Bright Star Plumbing & Heating Supply Ltd
SP-2022-01664 | 2022-10-12 | 3220 TRUTCH STREET, Vancouver, BC | Sprinkler Permit | Residential | New | Issued | Residential - LWH - To install 15 heads sprinkler system for the LWH. >DB: To construct a 1 storey laneway house building ($225,000.00) with an open parking pad, providing 1 parking space, having vehicular access from the lane. Note: This is a 1 storey building pursuant to the Zoning & Development By-law Note: Bldg 1 (principal bldg) addressed 3192 W 16th Ave retained on site. 1. No A/C unit proposed | Bright Star Plumbing & Heating Supply Ltd
PP-2022-03600 | 2022-10-11 | 3220 TRUTCH STREET, Vancouver, BC | Plumbing Permit | Residential | New | Issued | Residential - LWH - Install One outside storm Sump AMEND: APR 28/2023 INSTALL TWO OUTSIDE STORM SUMP ONE WITH PUMP | PTL Contracting Ltd
EP-2023-04701 | 2023-06-05 | 3220 TRUTCH STREET, Vancouver, BC | Electrical Permit | Residential | New | Issued | Installation / Repair - Residential - Residential - Installing fixture, receptacle , and power distribution for the new lane-way house. Total incoming service : 200amp - Main house : 150 Amp -Lane way house :125 Amp >BP: To construct a 1 storey laneway house building ($225,000.00) with an open parking pad, providing 1 parking space, having vehicular access from the lane. | Allone Electric Ltd
GP-2023-01591 | 2023-05-19 | 3220 TRUTCH STREET, Vancouver, BC | Gas Permit | Residential | New | Issued | Residential - LWH - To install Gas Line for Stove, Dryer and BBQ for the LWH >DB: To construct a 1 storey laneway house building with an open parking pad, providing 1 parking space, having vehicular access from the lane. Note: This is a 1 storey building pursuant to the Zoning & Development By-law Note: Bldg 1 (principal bldg) addressed 3192 W 16th Ave retained on site. 1. No A/C unit proposed 4. Entire Building to have NFPA 13-D | Bright Star Plumbing & Heating Supply Ltd
EP-2023-04534 | 2023-05-24 | 3220 TRUTCH STREET, Vancouver, BC | Electrical Permit | Residential | New | Issued | Installation / Repair - Residential - Pre-wiring and completion for TV, Data, Telephone. >BP: To construct a 1 storey laneway house building ($225,000.00) with an open parking pad, providing 1 parking space, having vehicular access from the lane. Note: This is a 1 storey building pursuant to the Zoning & Development By-law Note: Bldg 1 (principal bldg) addressed 3192 W 16th Ave retained on site. 1. No A/C unit proposed 2. Schedule B: ZhanCha0 Zhao P Eng. (604-526-1305) Structural & Geotechnical 3. HPO: Residential Builder- AR Event Solution # 46059 4. Entire Building to have NFPA 13-D ****ALL PROJECT COORDINATOR NOTES HAS BEEN ACCEPTED BY THE APPLICANT**** ******THIS PERMIT HAS BEEN ISSUED UNDER THE REQUIREMENTS OF VBBL #12511 (2019)****** | Columbia Security Systems & Surveillance Inc
PP-2022-03794 | 2022-10-24 | 3259 E 43RD AVENUE, Vancouver, BC | Plumbing Permit | Residential | New | Cancelled | Residential - LWH - Plumbing for laneway house >DB: To construct a 2 storey laneway house building with 1 open parking pad, providing a total of 1 parking spaces, having vehicular access from the 20' Lane. Note: This is a 1 ½ storey building pursuant to the Zoning & Development By-law. 1. Covenant not required with existing house 2. No Strata Titling permitted 3. No A/C Unit proposed 4. Entire building to be sprinklered 13D | Rain Coast Plumbing & Heating Ltd
PP-2022-03875 | 2022-10-27 | 3259 E 43RD AVENUE, Vancouver, BC | Plumbing Permit | Residential | New | Completed | Residential - LWH - Plumbing for new laneway house To construct a 2 storey laneway house building with 1 open parking pad, providing a total of 1 parking spaces, having vehicular access from the 20' Lane. Note: This is a 1 ½ storey building pursuant to the Zoning & Development By-law. 1. Covenant not required with existing house 2. No Strata Titling permitted 3. No A/C Unit proposed 4. Entire building to be sprinklered 13D | Rain Coast Plumbing & Heating Ltd
SP-2022-01765 | 2022-10-25 | 3259 E 43RD AVENUE, Vancouver, BC | Sprinkler Permit | Residential | New | Completed | Residential - new sprinkler installation >>BP: To construct a 2 storey laneway house building ($166,212.5) with 1 open parking pad, providing a total of 1 parking spaces, having vehicular access from the 20' Lane. Note: This is a 1 ½ storey building pursuant to the Zoning & Development By-law. 1. Covenant not required with existing house 2. No Strata Titling permitted 3. No A/C Unit proposed 4. Entire building to be sprinklered 13D 5. Schedule B: (Shamsul Alam Shikder) P.Eng (778.889.3740) Structural 6. Schedule B: (Shamsul Alam Shikder) P.Eng (778.889.3740) Geotechnical 7. HPO: Residential Builder- Heer Properties Group Corp. NOTE: To achieve the required FSR. A floor space exclusion of 3% has been applied to this application as per section 11.24.18 of the district schedule, to accommodate improved building performance. NOTE: Information regarding the principal building on the survey and site plan is for reference only. Any discrepancy between information regarding the principal building on the survey and/or site plan and approved permit drawings for the principal building are neither approved nor authorized under this laneway house permit. *EXISTING HOUSE* Note: Bldg 1 (principal bldg) addressed 3258 Marmion Ave retained on site. ***This permit is issued under the VBBL 2019, with updated energy requirements as per bylaw # 12997 effective Jan 01, 2022.*** | Real Tech Fire Protection Ltd
EP-2022-09432 | 2022-11-07 | 3259 E 43RD AVENUE, Vancouver, BC | Electrical Permit | Residential | New | Completed | Installation / Repair - Residential - New Laneway house at back of the house >BP: To construct a 2 storey laneway house building ($166,212.5) with 1 open parking pad, providing a total of 1 parking spaces, having vehicular access from the 20' Lane. Note: This is a 1 ½ storey building pursuant to the Zoning & Development By-law. 1. Covenant not required with existing house 2. No Strata Titling permitted 3. No A/C Unit proposed 4. Entire building to be sprinklered 13D 5. Schedule B: (Shamsul Alam Shikder) P.Eng (778.889.3740) Structural 6. Schedule B: (Shamsul Alam Shikder) P.Eng (778.889.3740) Geotechnical 7. HPO: Residential Builder- Heer Properties Group Corp. NOTE: To achieve the required FSR. A floor space exclusion of 3% has been applied to this application as per section 11.24.18 of the district schedule, to accommodate improved building performance. NOTE: Information regarding the principal building on the survey and site plan is for reference only. Any discrepancy between information regarding the principal building on the survey and/or site plan and approved permit drawings for the principal building are neither approved nor authorized under this laneway house permit. *EXISTING HOUSE* Note: Bldg 1 (principal bldg) addressed 3258 Marmion Ave retained on site. ***This permit is issued under the VBBL 2019, with updated energy requirements as per bylaw # 12997 effective Jan 01, 2022.*** | Blueridge Electrical Ltd.
PP-2022-02962 | 2022-08-24 | 3259 E 43RD AVENUE, Vancouver, BC | Plumbing Permit | Residential | New | Completed | Residential - SUMPS NOTE: Engineering Assurance letter will be submitted to the Plumbing Inspector on the site. Letter shall conform to the requirements of Vancouver Bulletin 2000-008-EL/PL. | Bhullar Excavating and Demolition
MP-2022-00643 | 2022-12-04 | 2565 E 16TH AVENUE, Vancouver, BC | Mechanical Permit | NULL | NULL | Completed | NULL | Karan Plumbing & Heating Ltd
EP-2022-09242 | 2022-10-31 | 3422 SEAFORTH DRIVE #3, Vancouver, BC | Electrical Permit | Residential | New | Completed | Installation / Repair - Residential - Rough-in and Finishing of TV, Data, Phone, Alarm and CCTV. >BP: To construct a 2 storey laneway house building ($185,442.50) with an open parking pad, providing 1 parking space, having vehicular access from the lane. Note: This is a 1 ½ storey building pursuant to the Zoning & Development By-law Note: Bldg 1 (principal bldg) addressed #1 - 3422 Seaforth Drive retained on site. 1. No A/C unit proposed 2. Schedule B: Md Shahidul Alam P.Eng (604) 542-7475 Structural & Geotechnical 3. HPO: Residential Builder- 2G Mechanical and Construction Ltd #49017 4. Entire Building to have NFPA 13-D ****ALL PROJECT COORDINATOR NOTES HAS BEEN ACCEPTED BY THE APPLICANT**** ******THIS PERMIT HAS BEEN ISSUED UNDER THE REQUIREMENTS OF VBBL #12511 (2019)****** ***This permit is issued under the VBBL 2019, with updated energy requirements as per bylaw # 12997 effective Jan 01, 2022.*** | Simplypro Enterprise Ltd
PP-2022-03043 | 2022-08-31 | 3422 SEAFORTH DRIVE #3, Vancouver, BC | Plumbing Permit | Residential | New | Completed | Residential - LWH - #3 - Plumbing rough in and finishing for a new Laneway house >DB: To construct a 2 storey laneway house building with an open parking pad, providing 1 parking space, having vehicular access from the lane. Note: This is a 1 ½ storey building pursuant to the Zoning & Development By-law Note: Bldg 1 (principal bldg) addressed #1 - 3422 Seaforth Drive retained on site. 1. No A/C unit proposed | 2G Mechanical And Construction Ltd
NULL | NULL | 3422 SEAFORTH DRIVE #3, Vancouver, BC | Gas Permit | Residential | New | Draft | Residential - Gas piping for a Boiler | NULL
NULL | NULL | 3422 SEAFORTH DRIVE #3, Vancouver, BC | Gas Permit | Residential | New | Draft | Residential - Installation of new boiler | NULL
GP-2022-02630 | NULL | 3422 SEAFORTH DRIVE #3, Vancouver, BC | Gas Permit | Residential | New | Draft | Residential - install a new boiler | NULL
PP-2022-03163 | 2022-09-13 | 3422 SEAFORTH DRIVE #3, Vancouver, BC | Plumbing Permit | Residential | New | Completed | Residential - SUMP | East West Excavating 2022 ltd
GP-2022-02709 | 2022-09-14 | 3422 SEAFORTH DRIVE #3, Vancouver, BC | Gas Permit | Residential | New | Completed | Residential - LWH - #3 - Installation of gas boiler for heating >DB: To construct a 2 storey laneway house building with an open parking pad, providing 1 parking space, having vehicular access from the lane. Note: This is a 1 ½ storey building pursuant to the Zoning & Development By-law Note: Bldg 1 (principal bldg) addressed #1 - 3422 Seaforth Drive retained on site. 1. No A/C unit proposed | 2G Mechanical And Construction Ltd
MP-2022-00263 | 2022-09-25 | 3422 SEAFORTH DRIVE #3, Vancouver, BC | Mechanical Permit | NULL | NULL | Completed | NULL | 2G Mechanical And Construction Ltd
SP-2022-01567 | 2022-09-27 | 3422 SEAFORTH DRIVE #3, Vancouver, BC | Sprinkler Permit | Residential | New | Completed | Residential - New Sprinkler System for: >BP: To construct a 2 storey laneway house building ($185,442.50) with an open parking pad, providing 1 parking space, having vehicular access from the lane. Note: This is a 1 ½ storey building pursuant to the Zoning & Development By-law Note: Bldg 1 (principal bldg) addressed #1 - 3422 Seaforth Drive retained on site. 1. No A/C unit proposed 2. Schedule B: Md Shahidul Alam P.Eng (604) 542-7475 Structural & Geotechnical 3. HPO: Residential Builder- 2G Mechanical and Construction Ltd #49017 4. Entire Building to have NFPA 13-D | 2G Mechanical And Construction Ltd
EP-2022-05918 | 2022-07-15 | 3422 SEAFORTH DRIVE #3, Vancouver, BC | Electrical Permit | Residential | New | Completed | Installation / Repair - Residential - Laneway house Rough wiring and finishing. Main Consumer's Service: 200A. LWH Service: 125A. Main House Service: 100A. >BP: To construct a 2 storey laneway house building ($185,442.50) with an open parking pad, providing 1 parking space, having vehicular access from the lane. Note: This is a 1 ½ storey building pursuant to the Zoning & Development By-law Note: Bldg 1 (principal bldg) addressed #1 - 3422 Seaforth Drive retained on site. 1. No A/C unit proposed 2. Schedule B: Md Shahidul Alam P.Eng (604) 542-7475 Structural & Geotechnical 3. HPO: Residential Builder- 2G Mechanical and Construction Ltd #49017 4. Entire Building to have NFPA 13-D As a result of the addition of a laneway house, the existing one family dwelling / principal dwelling is to be assigned a suite number. The site will be as follows: #1-3422 Seaforth Dr - Principal Dwelling #3-3422 Seaforth Dr - Laneway House Address and suite numbers assigned as per approved plans for Fire and Emergency response. The address number is to be posted to the building to be visible from the street and the suite numbers are to be posted at the suite entries in accordance with the Building By-law prior to final inspection. ****ALL PROJECT COORDINATOR NOTES HAS BEEN ACCEPTED BY THE APPLICANT**** ******THIS PERMIT HAS BEEN ISSUED UNDER THE REQUIREMENTS OF VBBL #12511 (2019)****** ***This permit is issued under the VBBL 2019, with updated energy requirements as per bylaw # 12997 effective Jan 01, 2022.*** Amend: Dec 16th, 2022 Request for ac amendment in the laneway electrical permit 1. Rev#1: 1 Mini-split A/C unit proposed | Moon Star Electrical Ltd
PP-2023-01270 | 2023-04-12 | 5371 MCHARDY STREET, Vancouver, BC | Plumbing Permit | Residential | New | Completed | Residential - LWH - 1 outside Sump without pump | ON TIME EXCAVATING & DEMOLITION LTD
SP-2023-00690 | 2023-04-19 | 5371 MCHARDY STREET, Vancouver, BC | Sprinkler Permit | Residential | New | Completed | Residential - LWH - new laneway house >DB: To construct a 2 storey laneway house building with 1 open parking pad, providing a total of 1 parking spaces, having vehicular access from the MCHARDY ST. Note: This is a 1 ½ storey building pursuant to the Zoning & Development By-law. 1. Covenant not required with existing house 2. No Strata Titling permitted 3. No A/C Unit proposed 4. Entire building to be sprinklered 13D | Yu Fire Protection Inc.
EP-2023-03373 | 2023-04-19 | 5371 MCHARDY STREET, Vancouver, BC | Electrical Permit | Residential | New | Completed | Installation / Repair - Residential - Security Alarm, Tel, Data, Cable and Cameras >BP: To construct a 2 storey laneway house building ($225,000) with 1 open parking pad, providing a total of 1 parking spaces, having vehicular access from the MCHARDY ST. Note: This is a 1 ½ storey building pursuant to the Zoning & Development By-law. 1. Covenant not required with existing house 2. No Strata Titling permitted 3. No A/C Unit proposed 4. Entire building to be sprinklered 13D 5. Schedule B: (Yongkang Deng) P.Eng (604.505.6816) Structural 6. Schedule B: (Yongkang Deng) P.Eng (604.505.6816) Geotechnical 7. HPO: Residential Builder- Prosperous Square Development Ltd. NOTE: To achieve the required FSR. A floor space exclusion of 3% has been applied to this application as per section 11.24.18 of the district schedule, to accommodate improved building performance. *EXISTING HOUSE* Note: Bldg 1 (principal bldg) addressed 5370 TAUNTON ST retained on site. ***This permit is issued under the VBBL 2019, with updated energy requirements as per bylaw # 12997 effective Jan 01, 2022.***. | Torrent Technologies Ltd
EP-2023-02592 | NULL | 5371 MCHARDY STREET, Vancouver, BC | Electrical Permit | Residential | New | Withdrawn | Installation / Repair - Residential - class 2 security, tel/net/tv, cameras >BP: To construct a 2 storey laneway house building ($225,000) with 1 open parking pad, providing a total of 1 parking spaces, having vehicular access from the MCHARDY ST. Note: This is a 1 ½ storey building pursuant to the Zoning & Development By-law. 1. Covenant not required with existing house 2. No Strata Titling permitted 3. No A/C Unit proposed 4. Entire building to be sprinklered 13D 5. Schedule B: (Yongkang Deng) P.Eng (604.505.6816) Structural 6. Schedule B: (Yongkang Deng) P.Eng (604.505.6816) Geotechnical 7. HPO: Residential Builder- Prosperous Square Development Ltd. NOTE: To achieve the required FSR. A floor space exclusion of 3% has been applied to this application as per section 11.24.18 of the district schedule, to accommodate improved building performance. NOTE: Information regarding the principal building on the survey and site plan is for reference only. Any discrepancy between information regarding the principal building on the survey and/or site plan and approved permit drawings for the principal building are neither approved nor authorized under this laneway house permit. *EXISTING HOUSE* Note: Bldg 1 (principal bldg) addressed 5370 TAUNTON ST retained on site. ***This permit is issued under the VBBL 2019, with updated energy requirements as per bylaw # 12997 effective Jan 01, 2022.***. | SAI Electronics Corporation
EP-2023-02614 | 2023-04-19 | 5371 MCHARDY STREET, Vancouver, BC | Electrical Permit | Residential | New | Completed | Installation / Repair - Residential - New Laneway House need all new electrical work >BP: To construct a 2 storey laneway house building ($225,000) with 1 open parking pad, providing a total of 1 parking spaces, having vehicular access from the MCHARDY ST. MP-2023-00552 Note: This is a 1 ½ storey building pursuant to the Zoning & Development By-law. 1. Covenant not required with existing house 2. No Strata Titling permitted 3. No A/C Unit proposed 4. Entire building to be sprinklered 13D 5. Schedule B: (Yongkang Deng) P.Eng (604.505.6816) Structural 6. Schedule B: (Yongkang Deng) P.Eng (604.505.6816) Geotechnical 7. HPO: Residential Builder- Prosperous Square Development Ltd. | Friend Electrical Ltd
MP-2023-00552 | 2023-03-31 | 5371 MCHARDY STREET, Vancouver, BC | Mechanical Permit | NULL | NULL | Completed | NULL | Lumi HVAC Ltd
PP-2023-00588 | 2023-02-21 | 5371 MCHARDY STREET, Vancouver, BC | Plumbing Permit | Residential | New | Completed | Residential - LWH - #3 - Rough-in and finish installation >DB: To construct a 2 storey laneway house building with 1 open parking pad, providing a total of 1 parking spaces, having vehicular access from the MCHARDY ST. Note: This is a 1 ½ storey building pursuant to the Zoning & Development By-law. 1. Covenant not required with existing house 2. No Strata Titling permitted 3. No A/C Unit proposed 4. Entire building to be sprinklered 13D | Green Earth Plumbing and Heating Ltd
EP-2022-06543 | 2022-08-23 | 2149 E 40TH AVENUE #3, Vancouver, BC | Electrical Permit | Residential | New | Completed | Installation / Repair - Residential - Laneway House rough wiring and service >BP: To construct a 2 storey laneway house building ($200,322.50) with an open parking pad, providing 1 parking space, having vehicular access from the lane. Note: This is a 1 ½ storey building pursuant to the Zoning & Development By-law Note: Bldg 1 (principal bldg) addressed #1 - 2149 E 40th Ave retained on site. 1. No A/C unit proposed 2. Schedule B: Zhanchao Zhao (604) 526-1305 Structural & Geotechnical 3. HPO: Residential Builder- KE Concepts # 35069 4. Entire Building to have NFPA 13-D Building 2 (new) #3-2149 E 40th Av - Laneway House As a result of the addition of a laneway house, the existing one family dwelling / principal dwelling is to be assigned a suite number. The site will be as follows: #1-2149 E 40th Av - Principal Dwelling #3-2149 E 40th Av - Laneway House Address and suite numbers assigned as per approved plans for Fire and Emergency response. The address number is to be posted to the building to be visible from the street and the suite numbers are to be posted at the suite entries in accordance with the Building By-law prior to final inspection. ****ALL PROJECT COORDINATOR NOTES HAS BEEN ACCEPTED BY THE APPLICANT**** ******THIS PERMIT HAS BEEN ISSUED UNDER THE REQUIREMENTS OF VBBL #12511 (2019)****** | Fortune Link Electrical Ltd
PP-2022-03407 | 2022-09-27 | 2149 E 40TH AVENUE #3, Vancouver, BC | Plumbing Permit | Residential | New | Completed | Residential - Sump | Olympia Excavating Ltd
PP-2022-03536 | 2022-10-05 | 2149 E 40TH AVENUE #3, Vancouver, BC | Plumbing Permit | Residential | New | Completed | Residential - LWH - #3 - Plumbing >DB: To construct a 2 storey laneway house building with an open parking pad, providing 1 parking space, having vehicular access from the lane. Note: This is a 1 ½ storey building pursuant to the Zoning & Development By-law Note: Bldg 1 (principal bldg) addressed #1 - 2149 E 40th Ave retained on site. 1. No A/C unit proposed 4. Entire Building to have NFPA 13-D | WDR CONTRACTING LTD
SP-2023-00012 | 2023-01-04 | 2149 E 40TH AVENUE #3, Vancouver, BC | Sprinkler Permit | Residential | New | Completed | Residential - New Fire sprinkler installation for laneway house >BP: To construct a 2 storey laneway house building ($200,322.50) with an open parking pad, providing 1 parking space, having vehicular access from the lane. Note: This is a 1 ½ storey building pursuant to the Zoning & Development By-law Note: Bldg 1 (principal bldg) addressed #1 - 2149 E 40th Ave retained on site. 1. No A/C unit proposed 2. Schedule B: Zhanchao Zhao (604) 526-1305 Structural & Geotechnical 3. HPO: Residential Builder- KE Concepts # 35069 4. Entire Building to have NFPA 13-D ******THIS PERMIT HAS BEEN ISSUED UNDER THE REQUIREMENTS OF VBBL #12511 (2019)****** | Spectrum Fire Protection Ltd
EP-2023-06474 | 2023-07-18 | 1130 E 37TH AVENUE, Vancouver, BC | Electrical Permit | Residential | New | Completed | Installation / Repair - Residential - Alarm Installation only. >BP: To construct a two and a half storey two-family dwelling with one secondary suite ($1,023,000) located in the basement, with a detached accessory building (garage) at the rear providing 2 parking spaces plus one surface parking over gravel, having vehicular access from the lane. Note: This is a 2.5 storey building pursuant to the Zoning and Development By-Law 1. Covenant registered at the Land Title Office under CB83426 2. No strata titling permitted 3. A/C units proposed in front/ rear & upper floor/ crawlspace 4. Bar sinks NOT proposed 5. Schedule B: R.J. Fowler P. Eng. (604- 484-2859) Structural 6. Schedule B: Thanh Van Le P. Eng. (604)-421-3288 Geotechnical 7. HPO: Residential Builder - Saint Construction Management Ltd. ******THIS PERMIT HAS BEEN ISSUED UNDER THE REQUIREMENTS OF VBBL #12511 (2019)****** | Best Built-In Centre Ltd
GP-2023-02117 | 2023-07-14 | 1130 E 37TH AVENUE, Vancouver, BC | Gas Permit | Residential | Renovation | Completed | Residential - 1 gas fireplace venting and hook up only >BP: To construct a two and a half storey two-family dwelling with one secondary suite | Urban Fireplaces Ltd
GP-2023-02190 | 2023-07-24 | 1130 E 37TH AVENUE, Vancouver, BC | Gas Permit | Residential | New | Completed | Residential - 3 Range, 2 Boiler, 1 BBQ & 1 Fireplace New Gas Rough-in >BP: To construct a two and a half storey two-family dwelling with one secondary suite | EXCEL MECHANICAL LTD
GP-2023-04218 | 2024-01-02 | 1130 E 37TH AVENUE, Vancouver, BC | Gas Permit | Residential | New | Completed | Residential - install 3 ranges >BP: To construct a two and a half storey two-family dwelling with one secondary suite ($1,023,000) located in the basement, with a detached accessory building (garage) at the rear providing 2 parking spaces plus one surface parking over gravel, having vehicular access from the lane. | Han Appliances & Refrigeration Ltd
MP-2023-02273 | 2023-12-20 | 1130 E 37TH AVENUE, Vancouver, BC | Mechanical Permit | NULL | NULL | Completed | NULL | Perfect Air Solutions Ltd
EP-2023-01690 | 2023-03-01 | 55 E 64TH AVENUE #3, Vancouver, BC | Electrical Permit | Residential | New | Completed | Installation / Repair - Residential - Complete Security Alarm installation, tel, tv, network doorbell >BP: To construct a 2 storey laneway house building ($156,207.50) with an 1 open parking pad, having vehicular access from the 20' Lane. | Best Built-In Centre Ltd
SP-2023-00401 | 2023-03-09 | 55 E 64TH AVENUE #3, Vancouver, BC | Sprinkler Permit | Residential | New | Completed | Residential - LWH - #3 - new laneway house >DB: To construct a 2 storey laneway house building with an 1 open parking pad, having vehicular access from the 20' Lane. Note: This is a 1 ½ storey building pursuant to the Zoning & Development By-law. 1. Covenant registered at the Land Title Office under CA9844449 2. No Strata Titling permitted 3. No A/C Unit proposed | Yu Fire Protection Inc.
PP-2023-00904 | 2023-03-17 | 55 E 64TH AVENUE #3, Vancouver, BC | Plumbing Permit | Residential | New | Completed | Residential - New plumbing for lane way house >BP: To construct a 2 storey laneway house building with an 1 open parking pad, having vehicular access from the 20' Lane. Note: This is a 1 ½ storey building pursuant to the Zoning & Development By-law. 1. Covenant registered at the Land Title Office under CA9844449 2. No Strata Titling permitted 3. No A/C Unit proposed 4. Schedule B: (Jason Hui) P.Eng (778-319-3403) Structural & Geotechnical. 5. HPO: Residential Builder- (PLATINUM SEAL PROJECT CANADA INC.) | GRIZZLY PLUMBING & HEATING LTD
EP-2022-08510 | 2022-10-14 | 55 E 64TH AVENUE #3, Vancouver, BC | Electrical Permit | Residential | New | Completed | Installation / Repair - Residential - complete electrical work in new LWH. >BP: To construct a 2 storey laneway house building ($156,207.50) with an 1 open parking pad, having vehicular access from the 20' Lane. Note: This is a 1 ½ storey building pursuant to the Zoning & Development By-law. 1. Covenant registered at the Land Title Office under CA9844449 2. No Strata Titling permitted 3. No A/C Unit proposed 4. Schedule B: (Jason Hui) P.Eng (778-319-3403) Structural & Geotechnical. 5. HPO: Residential Builder- (PLATINUM SEAL PROJECT CANADA INC.) | GLBC ELECTRICAL CONTRACTORS LTD
EP-2022-04769 | 2022-06-07 | 3668 YALE STREET, Vancouver, BC | Electrical Permit | Residential | New | Expired | Temporary Power - Residential - To provide temporary power. | Maple Leaf Electrical Ltd
EP-2022-08972 | 2022-10-25 | 2732 E 56TH AVENUE #3, Vancouver, BC | Electrical Permit | Residential | New | Issued | Installation / Repair - Residential - LWH - #3 - Electrical wiring for laneway house. Install 200 amp overhead service with three meters. 1st meter- 100 amp for main house 2nd meter- 100 amp for secondary suite 3rd meter- 100 amp for laneway house. >DB: To construct a 1 storey laneway house building with 1 open parking pad having vehicular access from the 20' Lane. 1. Covenant registered at the Land Title Office under CA9804311. 2. No Strata Titling permitted. 3. No A/C Unit proposed for laneway house. | Altech Electric Ltd
PP-2023-00053 | 2023-01-06 | 2732 E 56TH AVENUE #3, Vancouver, BC | Plumbing Permit | Residential | New | Issued | Residential - Sump | TX CONTRACTING LTD
PP-2023-01072 | 2023-03-28 | 2732 E 56TH AVENUE #3, Vancouver, BC | Plumbing Permit | Residential | New | Issued | Residential - LWH - #3 - plumbing >DB: To construct a 1 storey laneway house building with 1 open parking pad having vehicular access from the 20' Lane. 1. Covenant registered at the Land Title Office under CA9804311. 2. No Strata Titling permitted. 3. No A/C Unit proposed for laneway house. | SKY HIGH PLUMBING & HEATING LTD
MP-2023-00615 | 2023-04-12 | 2732 E 56TH AVENUE #3, Vancouver, BC | Mechanical Permit | NULL | NULL | Issued | NULL | SKY HIGH PLUMBING & HEATING LTD
SP-2023-01095 | 2023-06-20 | 2732 E 56TH AVENUE #3, Vancouver, BC | Sprinkler Permit | Residential | New | Issued | Residential - LWH - #3 - To install fire sprinkler system in LWH >DB: To construct a 1 storey laneway house building with 1 open parking pad having vehicular access from the 20' Lane. 1. Covenant registered at the Land Title Office under CA9804311. 2. No Strata Titling permitted. 3. No A/C Unit proposed for laneway house. **THIS PERMIT HAS BEEN ISSUED UNDER THE REQUIREMENTS OF VBBL #12511 (2019) ** | Max Fire Pro Ltd
GP-2023-01945 | 2023-06-28 | 2732 E 56TH AVENUE #3, Vancouver, BC | Gas Permit | Residential | New | Issued | Residential - 1 Range & 1 Boiler gas pipe >BP: To construct a 1 storey laneway house building | PRIDE GAS & HEATING LTD.
GP-2023-02071 | 2023-07-11 | 2732 E 56TH AVENUE #3, Vancouver, BC | Gas Permit | Residential | New | Issued | Residential - 1 Range & 1 Boiler gas line >BP: To construct a 1 storey laneway house building | PRIDE GAS & HEATING LTD.
EP-2023-05193 | 2023-06-26 | 2732 E 56TH AVENUE #3, Vancouver, BC | Electrical Permit | Residential | New | Issued | Installation / Repair - Residential - Install Low voltage classes 2 wiring, Data, TV, Telephone, Alarm system, & Door Bell. >BP: To construct a 1 storey laneway house building ($203,750.00) with 1 open parking pad having vehicular access from the 20' Lane. 1. Covenant registered at the Land Title Office under CA9804311. 2. No Strata Titling permitted. 3. No A/C Unit proposed for laneway house. 4. Schedule B: (Antony Wang, P.Eng., 604-618-6236) Structural & Geotechnical. 5. HPO: Residential Builder- (Onyx Projects Ltd.) | JV-Tech Security Inc.
EP-2023-05197 | 2023-06-12 | 2721 W 7TH AVENUE, Vancouver, BC | Electrical Permit | Residential | New | Issued | Installation / Repair - Residential - Install low voltage for alarm, tv, networking & cctv. >BP: To construct a 2 storey + basement two-family dwelling ($838,700) with a detached accessory building (garage) and 1 open parking at the rear providing 2 parking spaces, having vehicular access from the lane. | Casbal Services Ltd
GP-2023-01845 | 2023-06-16 | 2721 W 7TH AVENUE, Vancouver, BC | Gas Permit | Residential | New | Issued | Residential - 2 Range, 2 Boiler & 2 BBQ >BP: To construct a 2 storey + basement two-family dwelling **Added 1 more Range, Boiler & BBQ | KSS Mechanical Ltd
EP-2023-04376 | 2023-05-26 | 2721 W 7TH AVENUE, Vancouver, BC | Electrical Permit | Residential | New | Issued | Installation / Repair - Residential - Duplex wiring 100A service to each unit *An approved mechanical permit is required for the installation of air conditioning or heat pump unit at the time of installation before an electrical inspection will be performed >BP: To construct a 2 storey + basement two-family dwelling ($838,700) with a detached accessory building (garage) and 1 open parking at the rear providing 2 parking spaces, having vehicular access from the lane. 1. A/C proposed – Exterior component located in North & West, Interior component located in second floor 2. Schedule B: (Jason Hui) P.Eng (778.319.3403) Structural & Geotechnical 3. HPO: Residential Builder- Homeline Construction & Renovation Ltd. Note: This is a 2 storey building pursuant to the Zoning and Development By-Law **THIS PERMIT HAS BEEN ISSUED UNDER THE REQUIREMENTS OF VBBL #12511 (2019) ** | L.H. ELECTRIC LTD
MP-2023-00776 | 2023-05-04 | 2721 W 7TH AVENUE, Vancouver, BC | Mechanical Permit | NULL | NULL | Issued | NULL | KSS Mechanical Ltd
SP-2023-01168 | 2023-06-28 | 2721 W 7TH AVENUE, Vancouver, BC | Sprinkler Permit | Residential | New | Issued | Residential - 2FD - FRONT - 2721 W 7TH AV BACK - 2727 W 7TH AV Install sprinklers in duplex >BP: To construct a 2 storey + basement two-family dwelling with a detached accessory building (garage) and 1 open parking at the rear providing 2 parking spaces, having vehicular access from the lane. 1. A/C proposed – Exterior component located in North & West, Interior component located in second floor **THIS PERMIT HAS BEEN ISSUED UNDER THE REQUIREMENTS OF VBBL #12511 (2019) ** | Gold Key Fire Protection Ltd
PP-2023-01407 | 2023-04-21 | 2721 W 7TH AVENUE, Vancouver, BC | Plumbing Permit | Residential | New | Issued | Residential - Plumbing all floors >BP: To construct a 2 storey + basement two-family dwelling with a detached accessory building (garage) and 1 open parking at the rear providing 2 parking spaces, having vehicular access from the lane. 1. A/C proposed – Exterior component located in North & West, Interior component located in second floor 2. Schedule B: (Jason Hui) P.Eng (778.319.3403) Structural & Geotechnical 3. HPO: Residential Builder- Homeline Construction & Renovation Ltd. | KSS Mechanical Ltd
PP-2023-00661 | 2023-02-27 | 2721 W 7TH AVENUE, Vancouver, BC | Plumbing Permit | Residential | New | Issued | Residential - 2FD - two out side sumps with out pump | JVT EXCAVATING & DEMOLITION LTD
EP-2022-07327 | 2022-08-30 | 2721 W 7TH AVENUE, Vancouver, BC | Electrical Permit | Residential | New | Expired | Temporary Power - Residential - To provide temporary power. | GV ELECTRICAL INC
SP-2022-01700 | 2022-10-17 | 2285 CLARK DRIVE, Vancouver, BC V5N 3G9 | Sprinkler Permit | Commercial | Tenant Improvement | Completed | Commercial - Add and relocate sprinkler heads for tenant improvement. >BP: Unit 120- GROUND FLOOR Interior alterations to provide tenant improvements to change the use from Production Studio to Storage Warehouse with ancillary office in this unit #120 on the ground floor of this existing commercial building. *****This application does not include any of the following: 1. Not more than 20 sprinklers (add, relocate, or remove), 2. hydraulic calculations, 3. change in occupancy and /or hazard classification, 4. warehouse storage arrangements, 5. mobile compact storage arrangements, 6. alternative solutions, 7. changes to the sprinkler system supply piping (e.g. valves, mains, cross-mains, branch-lines, etc.), or 8. flexible sprinkler pipe. | Priority Fire Systems Ltd
EP-2022-08716 | 2022-10-17 | 2285 CLARK DRIVE, Vancouver, BC V5N 3G9 | Electrical Permit | Commercial | Tenant Improvement | Completed | Installation / Repair - Commercial - Supply and install branch wiring, data/communications, lighting and lighting controls. >BP: Unit 120- GROUND FLOOR Interior alterations to provide tenant improvements to change the use from Production Studio to Storage Warehouse with ancillary office in this unit #120 on the ground floor of this existing commercial building. Sch A & Sch B (Arch): Edwin Wong, 604-312-4889, Edwin Wong Architect Inc. Sch B (Elect): Cameron Ballard, #46737, 604-347-9722, Archos Engineering Consultants Ltd. E2 - Lighting - Upgrade to incorporate Automatic Full OFF (per 9.4.1.1.(h) of ASHRAE 90.1-2016) | Nonis Electrical Services Inc
MP-2023-02284 | 2024-01-02 | 1680 E 12TH AVENUE, Vancouver, BC V5N 2A3 | Mechanical Permit | NULL | NULL | Issued | NULL | Westport Mechanical Ltd
EP-2024-00367 | 2024-01-18 | 1680 E 12TH AVENUE, Vancouver, BC V5N 2A3 | Electrical Permit | Commercial | New | Issued | Temporary Power - Commercial - To provide temporary power. BP: To construct a 6-storey mixed-use building consisting of: 1st Storey - 5 CRU's 2nd to 6th Storey - 61 Dwelling Units; Amenity Room on Level 2 all over 3 levels of underground parking accessed from lane. Crossover Floor is Level 4. *This permit has been reviewed under the provisions of VBBL 2019.* **CRU#3, CRU#4 & CRU#5 shall not be tenanted as restaurants with Class 1 cooking in the future.** ***Pre-shaft: 2-h grease duct shafts proposed within CRU #1 (horizontal) and CRU#2 (vertical to the roof).*** ****Radio antenna system is required.**** STAGED CONSTRUCTION STAGE I: Excavation & Shoring (S.Yoo) ISSUED: Apr. 21, 2023 STAGE II: Full Construction (S.Yoo) ISSUED: Nov. 24, 2023 | CROWN ELECTRICAL CONTRACTOR LTD
EP-2022-08643 | 2022-10-13 | 7325 ELLIOTT STREET #3, Vancouver, BC | Electrical Permit | Residential | New | Completed | Installation / Repair - Residential - New electrical work for: >BP: To construct a 2 storey laneway house building ($225,000) with an attached garage and 1 open parking pad, providing a total of 2 parking spaces, having vehicular access from the lane. Note: The entire building, INCLUDING THE ATTACHED GARAGE (if applicable), to be sprinklered to NFPA 13R. Note: This is a 1 ½ storey building pursuant to the Zoning & Development By-law. 1. Covenant registered at the Land Title Office under CA9873891 2. No Strata Titling permitted 3. No A/C unit proposed 4. Schedule B: N.K. VARSHNEY 604-251-6320 Structural & Geotechnical 5. BC Housing Residential Builder - Surtaj Construction Ltd. | Best Choice Electrical Ltd
PP-2022-03876 | 2022-10-27 | 7325 ELLIOTT STREET #3, Vancouver, BC | Plumbing Permit | Residential | New | Completed | Residential - New Plumbing for: >BP: To construct a 2 storey laneway house building ($225,000) with an attached garage and 1 open parking pad, providing a total of 2 parking spaces, having vehicular access from the lane. Note: The entire building, INCLUDING THE ATTACHED GARAGE (if applicable), to be sprinklered to NFPA 13R. Note: This is a 1 ½ storey building pursuant to the Zoning & Development By-law. 1. Covenant registered at the Land Title Office under CA9873891 2. No Strata Titling permitted 3. No A/C unit proposed 4. Schedule B: N.K. VARSHNEY 604-251-6320 Structural & Geotechnical 5. BC Housing Residential Builder - Surtaj Construction Ltd. ******THIS PERMIT HAS BEEN ISSUED UNDER THE REQUIREMENTS OF VBBL #12511 (2019)****** | Bison Plumbing & Heating Ltd
SP-2023-00046 | 2023-01-11 | 7325 ELLIOTT STREET #3, Vancouver, BC | Sprinkler Permit | Residential | New | Completed | Residential - To install fire sprinkler system in LWH >BP: To construct a 2 story laneway house building with an attached garage and 1 open parking pad, providing a total of 2 parking spaces, having vehicular access from the lane. Rev#1: Note: The entire building, INCLUDING THE ATTACHED GARAGE (if applicable), to be sprinklered to NFPA 13D as per VBBL 3.2.5.12.(3)(d). Note: This is a 1 ½ storey building pursuant to the Zoning & Development By-law. 1. Covenant registered at the Land Title Office under CA9873891 2. No Strata Titling permitted 3. No A/C unit proposed 4. Schedule B: N.K. VARSHNEY 604-251-6320 Structural & Geotechnical 5. BC Housing Residential Builder - Surtaj Construction Ltd. | Max Fire Pro Ltd
EP-2022-10474 | 2022-12-13 | 7325 ELLIOTT STREET #3, Vancouver, BC | Electrical Permit | Residential | New | Completed | Installation / Repair - Residential - Low voltage rough & finish for data, cable, alarm & doorbell. >BP: To construct a 2 storey laneway house building ($225,000) with an attached garage and 1 open parking pad, providing a total of 2 parking spaces, having vehicular access from the lane. Rev#1: Note: The entire building, INCLUDING THE ATTACHED GARAGE (if applicable), to be sprinklered to NFPA 13D as per VBBL 3.2.5.12.(3)(d). | Paratech Integrated Systems Ltd
PP-2023-02575 | 2023-07-20 | 4764 QUEBEC STREET #3, Vancouver, BC | Plumbing Permit | Residential | New | Issued | Residential - Plumbing works >BP: To construct a 2 storey laneway house building with an attached garage and 1 open parking pad, providing a total of 2 parking spaces, having vehicular access from the lane. Note: This is a 1 ½ storey building pursuant to the Zoning & Development By-law 1. Covenant registered at the Land Title Office under CA9960425 2. No Strata Titling permitted 3. No A/C unit proposed 4. Schedule B: Ke Jian, MA, P.Eng (604-599-8890) Structural Thanh Le, P.Eng. (604-421-3288) Geotechnical 5. Rev#1: HPO: Residential Builder - Ultralux Homes Inc. (778-895-0586) 6. The entire building, INCLUDING THE ATTACHED GARAGE (if applicable), to be sprinklered to NFPA 13D. | RAHELU PLUMBING & HEATING LTD.
EP-2023-06337 | 2023-07-27 | 4764 QUEBEC STREET #3, Vancouver, BC | Electrical Permit | Residential | New | Cancelled | Installation / Repair - Residential - Laneway house with 400A service >BP: To construct a 2 storey laneway house building ($222,875.00) with an attached garage and 1 open parking pad, providing a total of 2 parking spaces, having vehicular access from the lane. Note: This is a 1 ½ storey building pursuant to the Zoning & Development By-law 1. Covenant registered at the Land Title Office under CA9960425 2. No Strata Titling permitted 3. No A/C unit proposed 4. Schedule B: Ke Jian, MA, P.Eng (604-599-8890) Structural Thanh Le, P.Eng. (604-421-3288) Geotechnical 5. Rev#1: HPO: Residential Builder - Ultralux Homes Inc. (778-895-0586) 6. The entire building, INCLUDING THE ATTACHED GARAGE (if applicable), to be sprinklered to NFPA 13D. ******THIS PERMIT HAS BEEN ISSUED UNDER THE REQUIREMENTS OF VBBL #12511 (2019)****** | Spotlight Electrical Inc